Data Not Applicable | [5 empty] | Data Not Available | Vox Winterton BESS | Vox Winterton BESS | Land adjacent to Madford Madford Retail Park | Winterton Road | Scunthorpe | Lincolnshire | DN15 0DH | England | 489903 | 412066 | Keadby | Vox Winterton BESS | Vox Winterton BESS Direct | 132 | Northern Powergrid (Yorkshire) plc | Stored Energy (all stored energy irrespective of the original energy source) | Storage - Electrochemical Classic Batteries -Lithium Ion (Li–ion) | No | Data Not Available | Data Not Available | 80 | Data Not Available | Data Not Available | Data Not Available | Data Not Available | Data Not Available | Data Not Available | Data Not Available | Data Not Available | Data Not Available | Data Not Available | Data Not Available | Data Not Available | Yes | Accepted To Connect | Data Not Applicable | Data Not Applicable | Data Not Applicable | Data Not Applicable | Data Not Applicable | Data Not Applicable | 80 | 80 | 84.211 | Data Not Available | Data Not Available | 2021-10-15 00:00:00 | Data Not Available | Data Not Available | Data Not Available | Data Not Available | Data Not Available | Data Not Available | Data Not Available | 2023-06-29 | 53.5974638140654, -0.6430198906017115 | 2021-10-15 |  | North Lincolnshire
Data Not Applicable | [5 empty] | Data Not Available | Driffield BESS | Driffield BESS | Wansford Road | Driffield | Driffield | East Riding of Yorkshire | YO25 8JP | England | 508477 | 454083 | Creyke Beck | Driffield/Beverley Group | Driffield BESS | 66 | Northern Powergrid (Yorkshire) plc | Stored Energy (all stored energy irrespective of the original energy source) | Storage - Electrochemical Classic Batteries -Lithium Ion (Li–ion) | No | Data Not Available | Data Not Available | 60.7 | Data Not Available | Data Not Available | Data Not Available | Data Not Available | Data Not Available | Data Not Available | Data Not Available | Data Not Available | Data Not Available | Data Not Available | Data Not Available | Data Not Available | Yes | Accepted To Connect | Data Not Applicable | Data Not Applicable | Data Not Applicable | Data Not Applicable | Data Not Applicable | Data Not Applicable | 60.7 | 60.7 | 63.895 | Data Not Available | Data Not Available | 2023-05-04 00:00:00 | Data Not Available | Data Not Available | Data Not Available | Data Not Available | Data Not Available | Data Not Available | Data Not Available | 2023-06-13 | 53.97144571187418, -0.34771297354066677 | 2023-05-04 |  | East Riding of Yorkshire
Data Not Applicable | [5 empty] | Data Not Available | Whelly Hill Farm BESS | Whelley Hill Farm | Whelley Hill Farm | Hart | Hartlepool | County Durham | TS27 3BH | England | 445024 | 534152 | Hartmoor | Hartmoor | Whelley Hill BESS | 66 | Northern Powergrid (Northeast) plc | Stored Energy (all stored energy irrespective of the original energy source) | Storage - Electrochemical Classic Batteries -Lithium Ion (Li–ion) | No | Data Not Available | Data Not Available | 50 | Data Not Available | Data Not Available | Data Not Available | Data Not Available | Data Not Available | Data Not Available | Data Not Available | Data Not Available | Data Not Available | Data Not Available | Data Not Available | Data Not Available | Yes | Accepted To Connect | Data Not Applicable | Data Not Applicable | Data Not Applicable | Data Not Applicable | Data Not Applicable | Data Not Applicable | 50 | 50 | 52.632 | Data Not Available | Data Not Available | 2022-08-23 00:00:00 | Data Not Available | Data Not Available | Data Not Available | Data Not Available | Data Not Available | Data Not Available | Data Not Available | 2022-09-12 | 54.700390032463346, -1.3028849466129904 | 2022-08-23 |  | Hartlepool
Data Not Applicable | [5 empty] | Data Not Available | Kiddal Lane PV & BESS | Kiddal Lane PV & BESS | Kiddal Lane | Thorner | Leeds | West Yorkshire | LS14 3DH | England | 437745 | 440213 | Ferrybridge B | Bramham | Kiddal Lane PV & BESS | 33 | Northern Powergrid (Yorkshire) plc | Solar | Photovoltaic | No | Data Not Applicable | Data Not Applicable | 20 | Storage - Electrochemical Classic Batteries -Lithium Ion (Li–ion) | Storage - Electrochemical Classic Batteries -Lithium Ion (Li–ion) | No | 20 | 1 | 20 | Data Not Available | Data Not Available | Data Not Available | Data Not Available | Data Not Available | Data Not Available | Yes | Accepted To Connect | Data Not Applicable | Data Not Applicable | Data Not Applicable | Data Not Applicable | Data Not Applicable | Data Not Applicable | 40 | 40 | 42.105 | 19 | 20 | 2023-06-14 00:00:00 | Data Not Available | Data Not Available | Data Not Available | Data Not Available | Data Not Available | Data Not Available | Data Not Available | 2025-02-17 | 53.85677812268185, -1.427641716188112 | 2023-06-14 |  | Leeds
Data Not Applicable | [5 empty] | Data Not Available | Scalm Park | Scalm Park | Scalm Park PV/BESS Plant | Hambleton-Scalm Wood Public Footpath | Hambleton | North Yorkshire | YO8 3RD | England | 456465 | 433142 | Ferrybridge B | Scalm Park | Scalm Park Direct | 132 | Northern Powergrid (Yorkshire) plc | Stored Energy (all stored energy irrespective of the original energy source) | Storage - Electrochemical Classic Batteries -Lithium Ion (Li–ion) | No | Data Not Available | Data Not Available | 49.9 | Data Not Available | Data Not Available | Data Not Available | Data Not Available | Data Not Available | Data Not Available | Data Not Available | Data Not Available | Data Not Available | Data Not Available | Data Not Available | Data Not Available | Yes | Accepted To Connect | Data Not Applicable | Data Not Applicable | Data Not Applicable | Data Not Applicable | Data Not Applicable | Data Not Applicable | 49.9 | 49.9 | 52.526 | Data Not Available | Data Not Available | 2022-06-10 00:00:00 | Data Not Available | Data Not Available | Data Not Available | Data Not Available | Data Not Available | Data Not Available | Data Not Available | 2023-03-10 | 53.791537632680836, -1.1443638353384162 | 2022-06-10 |  | North Yorkshire
Data Not Applicable | [5 empty] | Data Not Available | Fence Dyke Lane BESS | Fence Dyke Lane BESS | Fence Dyke Lane | Scruton | Northallerton | North Yorkshire | DL7 0RL | England | 429136 | 492947 | Norton | Leeming Bar/Skeeby | Fence Dyke Lane BESS | 33 | Northern Powergrid (Northeast) plc | Stored Energy (all stored energy irrespective of the original energy source) | Storage - Electrochemical Classic Batteries -Lithium Ion (Li–ion) | No | 99 | 2 | 49.5 | Data Not Available | Data Not Available | Data Not Available | Data Not Applicable | Data Not Applicable | Data Not Available | Data Not Available | Data Not Available | Data Not Available | Data Not Applicable | Data Not Applicable | Data Not Available | Yes | Accepted To Connect | Data Not Applicable | Data Not Applicable | Data Not Applicable | Data Not Applicable | Data Not Applicable | Data Not Applicable | 49.5 | 49.5 | 52.105 | 47.025 | 49.5 | 2025-02-24 00:00:00 | Data Not Available | Data Not Available | Data Not Available | Data Not Available | Data Not Available | Data Not Available | Data Not Available | 2025-03-06 | 54.3312637245457, -1.553462527436977 | 2025-02-24 |  | North Yorkshire
Data Not Applicable | [5 empty] | Data Not Available | Thornholme Wind | Thornholme Wind | Manor Farm Thornholme Wind Farm | Thornholme | Driffield | East Riding of Yorkshire | YO25 4NN | England | 511479 | 463871 | Creyke Beck | Driffield/Beverley Group | Thornholme Wind Direct | 66 | Northern Powergrid (Yorkshire) plc | Wind | Onshore wind turbines | No | Data Not Applicable | Data Not Applicable | 25.2 | Data Not Available | Data Not Available | Data Not Available | Data Not Available | Data Not Available | Data Not Available | Data Not Available | Data Not Available | Data Not Available | Data Not Available | Data Not Available | Data Not Available | Yes | Accepted To Connect | Data Not Applicable | Data Not Applicable | Data Not Applicable | Data Not Applicable | Data Not Applicable | Data Not Applicable | 25.2 | 25.2 | 26.526 | 0.285 | 0.3 | 2024-12-20 00:00:00 | Data Not Available | Data Not Available | Data Not Available | Data Not Available | Data Not Available | Data Not Available | Data Not Available | 2025-01-09 | 54.058740120855866, -0.29838343600638495 | 2024-12-20 |  | East Riding of Yorkshire
Data Not Applicable | [5 empty] | Data Not Available | NEL Conway2 BESS | NEL Conway2 BESS | NEL Conway2 | Land off Stocking Lane | Knottingley | West Yorkshire | WF11 8DL | England | 452260 | 423976 | Ferrybridge B | NEL Conway2 BESS | NEL Conway2 BESS Direct | 132 | Northern Powergrid (Yorkshire) plc | Stored Energy (all stored energy irrespective of the original energy source) | Storage - Electrochemical Classic Batteries -Lithium Ion (Li–ion) | No | Data Not Available | Data Not Available | 240 | Data Not Available | Data Not Available | Data Not Available | Data Not Available | Data Not Available | Data Not Available | Data Not Available | Data Not Available | Data Not Available | Data Not Available | Data Not Available | Data Not Available | Yes | Accepted To Connect | Data Not Applicable | Data Not Applicable | Data Not Applicable | Data Not Applicable | Data Not Applicable | Data Not Applicable | 240 | 240 | 252.632 | Data Not Available | Data Not Available | 2024-05-20 00:00:00 | Data Not Available | Data Not Available | Data Not Available | Data Not Available | Data Not Available | Data Not Available | Data Not Available | 2024-06-12 | 53.70959950408848, -1.209734217383322 | 2024-05-20 |  | North Yorkshire
Data Not Applicable | [5 empty] | Data Not Available | Kiveton Park 40.0MW BESS | Kiveton Park 40.0MW BESS | Kiveton Park | Land on the West side of Hard Lane | Harthill | West Yorkshire | S26 6RP | England | 449355 | 382408 | Thurcroft | Thurcroft | Kiveton Park PS Direct | 66 | Northern Powergrid (Yorkshire) plc | Stored Energy (all stored energy irrespective of the original energy source) | Storage - Electrochemical Classic Batteries -Lithium Ion (Li–ion) | No | Data Not Available | Data Not Available | 40 | Data Not Available | Data Not Available | Data Not Available | Data Not Available | Data Not Available | Data Not Available | Data Not Available | Data Not Available | Data Not Available | Data Not Available | Data Not Available | Data Not Available | Yes | Accepted To Connect | Data Not Applicable | Data Not Applicable | Data Not Applicable | Data Not Applicable | Data Not Applicable | Data Not Applicable | 40 | 40 | 42.105 | 40 | 42.105 | 2024-09-03 00:00:00 | Data Not Available | Data Not Available | Data Not Available | Data Not Available | Data Not Available | Data Not Available | Data Not Available | 2024-10-07 | 53.33628442859846, -1.2602761842193162 | 2024-09-03 |  | Rotherham
Data Not Applicable | [5 empty] | Data Not Available | Queensway BESS | Queensway BESS | North side of Queensway | South Humberside | Scunthorpe | Lincolnshire | DN16 1BH | England | 491254 | 408792 | Keadby | Scunthorpe South | Queensway BESS Direct | 33 | Northern Powergrid (Yorkshire) plc | Stored Energy (all stored energy irrespective of the original energy source) | Storage - Electrochemical Classic Batteries -Lithium Ion (Li–ion) | No | Data Not Available | Data Not Available | 40 | Data Not Available | Data Not Available | Data Not Available | Data Not Available | Data Not Available | Data Not Available | Data Not Available | Data Not Available | Data Not Available | Data Not Available | Data Not Available | Data Not Available | Yes | Accepted To Connect | Data Not Applicable | Data Not Applicable | Data Not Applicable | Data Not Applicable | Data Not Applicable | Data Not Applicable | 40 | 40 | 42.105 | 39.995 | 42.1 | 2024-07-23 00:00:00 | Data Not Available | Data Not Available | Data Not Available | Data Not Available | Data Not Available | Data Not Available | Data Not Available | 2024-08-23 | 53.56781153677327, -0.6235684835059944 | 2024-07-23 |  | North Lincolnshire
Data Not Applicable | [5 empty] | Data Not Available | Sandy Gate Lane BESS | Sandy Gate Lane | Sandy Gate Lane BESS | Ackworth | Wakefield | West Yorkshire | WF7 7EX | England | 444437 | 419324 | Ferrybridge A | Ferrybridge A | Sandy Gate Lane BESS | 66 | Northern Powergrid (Yorkshire) plc | Stored Energy (all stored energy irrespective of the original energy source) | Storage - Electrochemical Classic Batteries -Lithium Ion (Li–ion) | No | 100 | 2 | 49.9 | Data Not Available | Data Not Available | Data Not Available | Data Not Applicable | Data Not Applicable | Data Not Available | Data Not Available | Data Not Available | Data Not Available | Data Not Applicable | Data Not Applicable | Data Not Available | Yes | Accepted To Connect | Data Not Applicable | Data Not Applicable | Data Not Applicable | Data Not Applicable | Data Not Applicable | Data Not Applicable | 49.9 | 49.9 | 52.526 | 47.405 | 49.9 | 2025-01-08 00:00:00 | Data Not Available | Data Not Available | Data Not Available | Data Not Available | Data Not Available | Data Not Available | Data Not Available | 2025-02-07 | 53.66851245679922, -1.3289084913572393 | 2025-01-08 |  | Wakefield
Data Not Applicable | [5 empty] | Data Not Available | Haverigg Wind Farm | Haverigg Wind Farm | Haverigg Wind Farm | Otley Road | Harrogate | North Yorkshire | HG3 1QX | England | 424860 | 450994 | Knaresborough | Harrogate 132/33kV | Haverigg Wind Farm | 33 | Northern Powergrid (Northeast) plc | Wind | Onshore wind turbines | No | Data Not Applicable | Data Not Applicable | 30 | Data Not Available | Data Not Available | Data Not Available | Data Not Applicable | Data Not Applicable | Data Not Available | Data Not Available | Data Not Available | Data Not Available | Data Not Applicable | Data Not Applicable | Data Not Available | Yes | Accepted To Connect | Data Not Applicable | Data Not Applicable | Data Not Applicable | Data Not Applicable | Data Not Applicable | Data Not Applicable | 30 | 30 | 31.579 | 0 | 0 | 2025-01-07 00:00:00 | Data Not Available | Data Not Available | Data Not Available | Data Not Available | Data Not Available | Data Not Available | Data Not Available | 2025-02-07 | 53.95444734015585, -1.6226564461440265 | 2025-01-07 |  | Harrogate
Data Not Applicable | [5 empty] | Data Not Available | Barlby Hybrid | Barlby Hybrid | Market Weighton Road | Selby | Barlby | North Yorkshire | YO8 5LE | England | 465092 | 436142 | Drax | Osgodby 1/2 | Barlby Hybrid Direct | 33 | Northern Powergrid (Yorkshire) plc | Solar | Photovoltaic | No | Data Not Applicable | Data Not Applicable | 33.4 | Storage - Electrochemical Classic Batteries -Lithium Ion (Li–ion) | Storage - Electrochemical Classic Batteries -Lithium Ion (Li–ion) | No | 20 | 2 | 12.54 | Data Not Available | Data Not Available | Data Not Available | Data Not Available | Data Not Available | Data Not Available | Yes | Accepted To Connect | Data Not Applicable | Data Not Applicable | Data Not Applicable | Data Not Applicable | Data Not Applicable | Data Not Applicable | 45.94 | 45.94 | 48.358 | 9.5 | 10 | 2024-12-19 00:00:00 | Data Not Available | Data Not Available | Data Not Available | Data Not Available | Data Not Available | Data Not Available | Data Not Available | 2025-01-13 | 53.81749200747029, -1.0127962518443028 | 2024-12-19 |  | North Yorkshire
Data Not Applicable | [5 empty] | Data Not Available | Church Dike Lane BESS | Church Dike Lane BESS | Land adjacent to Church Dike Lane | Drax | Selby | West Yorkshire | YO8 8NZ | England | 467613 | 426464 | Drax | Church Dike Lane BESS | Church Dike Lane BESS Direct | 132 | Northern Powergrid (Yorkshire) plc | Stored Energy (all stored energy irrespective of the original energy source) | Storage - Electrochemical Classic Batteries -Lithium Ion (Li–ion) | No | Data Not Available | Data Not Available | 99.9 | Data Not Available | Data Not Available | Data Not Available | Data Not Available | Data Not Available | Data Not Available | Data Not Available | Data Not Available | Data Not Available | Data Not Available | Data Not Available | Data Not Available | Yes | Accepted To Connect | Data Not Applicable | Data Not Applicable | Data Not Applicable | Data Not Applicable | Data Not Applicable | Data Not Applicable | 99.9 | 99.9 | 105.158 | 99.892 | 105.15 | 2024-09-13 00:00:00 | Data Not Available | Data Not Available | Data Not Available | Data Not Available | Data Not Available | Data Not Available | Data Not Available | 2024-10-07 | 53.730199012264485, -0.9766286019839939 | 2024-09-13 |  | North Yorkshire
Data Not Applicable | [5 empty] | Data Not Available | Brenda Road 49.9MW BESS | Brenda Road 49.9MW BESS | Land on South West side of Brenda Road | Hartlepool | Hartlepool | Durham | TS25 2BU | England | 451522 | 528015 | Hartmoor | Hartmoor | Brenda Road 49.9MW BESS | 66 | Northern Powergrid (Northeast) plc | Stored Energy (all stored energy irrespective of the original energy source) | Storage - Electrochemical Classic Batteries -Lithium Ion (Li–ion) | No | Data Not Available | Data Not Available | 49.9 | Data Not Available | Data Not Available | Data Not Available | Data Not Available | Data Not Available | Data Not Available | Data Not Available | Data Not Available | Data Not Available | Data Not Available | Data Not Available | Data Not Available | Yes | Accepted To Connect | Data Not Applicable | Data Not Applicable | Data Not Applicable | Data Not Applicable | Data Not Applicable | Data Not Applicable | 49.9 | 49.9 | 52.526 | 48.925 | 51.5 | 2024-09-12 00:00:00 | Data Not Available | Data Not Available | Data Not Available | Data Not Available | Data Not Available | Data Not Available | Data Not Available | 2024-10-07 | 54.64462279739012, -1.2031461439690747 | 2024-09-12 |  | Hartlepool
Data Not Applicable | [5 empty] | Data Not Available | East Cowton Solar Farm | East Cowton Solar Farm | East Cowton Solar Farm | Land off Cross Rein Link | East Cowton | North Yorkshire | DL7 0EE | England | 432753 | 502453 | Norton | Darlington Central | East Cowton Solar Farm | 33 | Northern Powergrid (Northeast) plc | Solar | Photovoltaic | No | Data Not Applicable | Data Not Applicable | 19 | Data Not Available | Data Not Available | Data Not Available | Data Not Available | Data Not Available | Data Not Available | Data Not Available | Data Not Available | Data Not Available | Data Not Available | Data Not Available | Data Not Available | Yes | Accepted To Connect | Data Not Applicable | Data Not Applicable | Data Not Applicable | Data Not Applicable | Data Not Applicable | Data Not Applicable | 19 | 19 | 20 | Data Not Available | Data Not Available | 2024-02-13 00:00:00 | Data Not Available | Data Not Available | Data Not Available | Data Not Available | Data Not Available | Data Not Available | Data Not Available | 2024-03-07 | 54.41647319828022, -1.4968010968183028 | 2024-02-13 |  | North Yorkshire
Data Not Applicable | [5 empty] | Data Not Available | Hurworth Moor PV | Hurworth Moor PV Cancelled | Land at Hurworth Moor | Hurworth | Darlington | County Durham | DL2 1QG | England | 431232 | 512391 | Norton | Darlington Central | Hurworth Moor Solar | 33 | Northern Powergrid (Northeast) plc | Solar | Photovoltaic | No | Data Not Applicable | Data Not Applicable | 38 | Data Not Available | Data Not Available | Data Not Available | Data Not Available | Data Not Available | Data Not Available | Data Not Available | Data Not Available | Data Not Available | Data Not Available | Data Not Available | Data Not Available | Yes | Accepted To Connect | Data Not Applicable | Data Not Applicable | Data Not Applicable | Data Not Applicable | Data Not Applicable | Data Not Applicable | 38 | 38 | 40 | 0 | 0 | 2021-04-01 00:00:00 | Data Not Available | Data Not Available | Data Not Available | Data Not Available | Data Not Available | Data Not Available | Data Not Available | 2021-04-22 | 54.50587775809467, -1.5191928388938107 | 2021-04-01 |  | Darlington
Data Not Applicable | [5 empty] | Data Not Available | Old Allen 180MW BESS | Old Allen 180MW BESS | Land to the West of Old Allen Road | Thornton | Bradford | West Yorkshire | BD13 3RY | England | 408098 | 434981 | Bradford West | Old Allen 180MW BESS | Old Allen 180MW BESS Direct | 132 | Northern Powergrid (Yorkshire) plc | Stored Energy (all stored energy irrespective of the original energy source) | Storage - Electrochemical Classic Batteries -Lithium Ion (Li–ion) | No | Data Not Available | Data Not Available | 180 | Data Not Available | Data Not Available | Data Not Available | Data Not Available | Data Not Available | Data Not Available | Data Not Available | Data Not Available | Data Not Available | Data Not Available | Data Not Available | Data Not Available | Yes | Accepted To Connect | Data Not Applicable | Data Not Applicable | Data Not Applicable | Data Not Applicable | Data Not Applicable | Data Not Applicable | 180 | 180 | 189.474 | 179.996 | 189.47 | 2024-09-18 00:00:00 | Data Not Available | Data Not Available | Data Not Available | Data Not Available | Data Not Available | Data Not Available | Data Not Available | 2024-10-07 | 53.811055742311055, -1.8785014239609619 | 2024-09-18 |  | Bradford
Data Not Applicable | [5 empty] | Data Not Available | Bluestone Farm Additional BESS | Bluestone Farm PV | BLUESTONE FARM | LOWLANDS | BISHOP AUCKLAND | County Durham | DL13 5AW | England | 413391 | 525242 | Spennymoor GSP | Toronto | Bluestone Farm PV | 66 | Northern Powergrid (Northeast) plc | Stored Energy (all stored energy irrespective of the original energy source) | Storage - Electrochemical Classic Batteries -Lithium Ion (Li–ion) | No | Data Not Available | Data Not Available | 40 | Data Not Available | Data Not Available | Data Not Available | Data Not Available | Data Not Available | Data Not Available | Data Not Available | Data Not Available | Data Not Available | Data Not Available | Data Not Available | Data Not Available | Yes | Accepted To Connect | Data Not Applicable | Data Not Applicable | Data Not Applicable | Data Not Applicable | Data Not Applicable | Data Not Applicable | 40 | 40 | 42.105 | 38 | 40 | 2024-10-08 00:00:00 | Data Not Available | Data Not Available | Data Not Available | Data Not Available | Data Not Available | Data Not Available | Data Not Available | 2024-11-07 | 54.62214742479041, -1.794129326310102 | 2024-10-08 |  | County Durham
Data Not Applicable | [5 empty] | Data Not Available | Coalburn Farm BESS | Coalburn Farm BESS | Coalburn Farm | St Cuthberts Road | Gateshead | Tyne and Wear | NE16 5DZ | England | 419803 | 557487 | Stella South | Annfield | Coalburn Farm BESS | 66 | Northern Powergrid (Northeast) plc | Stored Energy (all stored energy irrespective of the original energy source) | Storage - Electrochemical Classic Batteries -Lithium Ion (Li–ion) | No | 99.8 | 2 | 49.9 | Data Not Available | Data Not Available | Data Not Available | Data Not Applicable | Data Not Applicable | Data Not Available | Data Not Available | Data Not Available | Data Not Available | Data Not Applicable | Data Not Applicable | Data Not Available | Yes | Accepted To Connect | Data Not Applicable | Data Not Applicable | Data Not Applicable | Data Not Applicable | Data Not Applicable | Data Not Applicable | 49.9 | 49.9 | 52.526 | 47.405 | 49.9 | 2024-10-17 00:00:00 | Data Not Available | Data Not Available | Data Not Available | Data Not Available | Data Not Available | Data Not Available | Data Not Available | 2025-04-08 | 54.91170371804832, -1.692641513699567 | 2024-10-17 |  | Gateshead
2394000123276 | [5 empty] | Data Not Available | Kingspan Ltd | Kingspan Ltd | Widespan Works | Sherburn | Malton | North Yorkshire | YO17 8PQ | England | 496265 | 477022 | Creyke Beck | Driffield/Beverley Group | Butterwick | 11 | Northern Powergrid (Yorkshire) plc | Solar | Photovoltaic | No | Data Not Applicable | Data Not Applicable | 3.852 | Data Not Available | Data Not Available | Data Not Available | Data Not Available | Data Not Available | Data Not Available | Data Not Available | Data Not Available | Data Not Available | Data Not Available | Data Not Available | Data Not Available | Yes | Connected | 3.852 | 3.852 | 4.055 | Data Not Available | Data Not Available | 2016-03-22 00:00:00 | Data Not Applicable | Data Not Applicable | 4.055 | Data Not Applicable | Data Not Applicable | Data Not Available | Data Not Available | Data Not Available | Data Not Available | Data Not Available | Data Not Available | Data Not Available | Data Not Available | 2017-03-08 | 54.179957828036564, -0.5265373440574449 |  | 2016-03-22 | North Yorkshire
1574000309375 | [5 empty] | Data Not Available | Wandylaw Windfarm | Wandylaw Windfarm | Wandylaw Wind Farm | Wandylaw | Chathill | Northumberland | NE67 5HG | England | 414868 | 625211 | Blyth 132kV | Linton | Wandylaw Windfarm | 66 | Northern Powergrid (Northeast) plc | Wind | Onshore wind turbines | No | Data Not Applicable | Data Not Applicable | 20.5 | Data Not Available | Data Not Available | Data Not Available | Data Not Available | Data Not Available | Data Not Available | Data Not Available | Data Not Available | Data Not Available | Data Not Available | Data Not Available | Data Not Available | Yes | Connected | 20.5 | 20.5 | 21.579 | Data Not Available | Data Not Available | 2013-01-30 00:00:00 | Data Not Applicable | Data Not Applicable | 21.579 | Data Not Applicable | Data Not Applicable | Data Not Available | Data Not Available | Data Not Available | Data Not Available | Data Not Available | Data Not Available | Data Not Available | Data Not Available | 2017-03-08 | 55.52042544459189, -1.766078733767491 |  | 2013-01-30 | Northumberland
Data Not Applicable | [5 empty] | Data Not Available | High Bridge Additional | High Bridge Farm Hybrid Add Wind and BESS | Land At High Bridge Farm | Data Not Available | Hull | East Riding of Yorkshire | HU12 9FF | England | 523035 | 425648 | Saltend North | Saltend 132/33kV | High Bridge Farm Hybrid Direct | 33 | Northern Powergrid (Yorkshire) plc | Wind | Onshore wind turbines | No | Data Not Applicable | Data Not Applicable | 5 | Storage - Electrochemical Classic Batteries -Lithium Ion (Li–ion) | Storage - Electrochemical Classic Batteries -Lithium Ion (Li–ion) | No | 80 | 5 | 5 | Data Not Available | Data Not Available | Data Not Available | Data Not Applicable | Data Not Applicable | Data Not Available | Yes | Accepted To Connect | Data Not Applicable | Data Not Applicable | Data Not Applicable | Data Not Applicable | Data Not Applicable | Data Not Applicable | 10 | 10 | 10.526 | 14.25 | 15 | 2025-03-11 00:00:00 | Data Not Available | Data Not Available | Data Not Available | Data Not Available | Data Not Available | Data Not Available | Data Not Available | 2025-04-09 | 53.71275572909418, -0.13726737698143407 | 2025-03-11 |  | East Riding of Yorkshire
2100041383850 | [5 empty] | 2100041383840 | Ogmore power limited | Ebbw vale, land at rassau industrial estate | Export | Land At, Rassau Industrial Estate | Ebbw vale | Blaenau Gwent | NP23 5SD | United Kingdom | 315169 | 212025 | Rassau Gsp | Ebbw Vale | data not available | 33 | National Grid Electricity Distribution (South Wales) Plc | Fossil - Gas | Engine (combustion / reciprocating) | No | data not available | data not available | 16 | data not applicable | data not applicable | data not applicable | data not available | data not available | data not applicable | data not applicable | data not applicable | data not applicable | data not available | data not available | data not applicable | data not available | Connected | 16 | 15.998 | 16.84 | 0.21375 | 0.225 | 42734 | data not applicable | data not applicable | data not applicable | data not applicable | data not applicable | data not applicable | data not applicable | data not available | data not available | data not available | data not available | data not available | data not available | 45750
Data Not Applicable | [5 empty] | Data Not Available | Manor Farm Skipwith Road PV | Manor Farm Skipwith Road PV | Skipwith Road | Escrick | York | North Yorkshire | YO19 6EQ | England | 464949 | 441884 | Drax | Osgodby 1/2 | Manor Farm Skipwith Road PV | 33 | Northern Powergrid (Yorkshire) plc | Solar | Photovoltaic | No | Data Not Applicable | Data Not Applicable | 20 | Data Not Available | Data Not Available | Data Not Available | Data Not Applicable | Data Not Applicable | Data Not Available | Data Not Available | Data Not Available | Data Not Available | Data Not Applicable | Data Not Applicable | Data Not Available | Yes | Accepted To Connect | Data Not Applicable | Data Not Applicable | Data Not Applicable | Data Not Applicable | Data Not Applicable | Data Not Applicable | 20 | 20 | 21.053 | 0.2 | 0.21 | 2022-12-19 00:00:00 | Data Not Available | Data Not Available | Data Not Available | Data Not Available | Data Not Available | Data Not Available | Data Not Available | 2025-04-08 | 53.869110662624536, -1.0137562107973093 | 2022-12-19 |  | North Yorkshire
1574000302403 | [5 empty] | Data Not Available | Lynemouth Wind Farm | Lynemouth Wind Farm | Third House Farm | Woodhorn | Ashington | Northumberland | NE63 9YQ | England | 427961 | 589043 | Blyth 132kV | Lynemouth Windfarm | Lynemouth Windfarm Direct | 132 | Northern Powergrid (Northeast) plc | Wind | Onshore wind turbines | No | Data Not Applicable | Data Not Applicable | 29.925 | Data Not Available | Data Not Available | Data Not Available | Data Not Available | Data Not Available | Data Not Available | Data Not Available | Data Not Available | Data Not Available | Data Not Available | Data Not Available | Data Not Available | Yes | Connected | 29.925 | 29.925 | 31.5 | Data Not Available | Data Not Available | 2011-11-07 00:00:00 | Data Not Applicable | Data Not Applicable | 31.5 | Data Not Applicable | Data Not Applicable | Data Not Available | Data Not Available | Data Not Available | Data Not Available | Data Not Available | Data Not Available | Data Not Available | Data Not Available | 2017-03-08 | 55.19487197008871, -1.5623162958594683 |  | 2011-11-07 | Northumberland
Data Not Applicable | [5 empty] | Data Not Available | Thrushwood Farm Hybrid | Thrushwood Farm Hybrid | Thrushwood Farm | Yearby | Redcar | North Yorkshire | TS11 8HD | England | 460785 | 520927 | Lackenby | Lackenby | Thrushwood Farm BESS | 66 | Northern Powergrid (Northeast) plc | Solar | Photovoltaic | No | Data Not Applicable | Data Not Applicable | 50 | Storage - Electrochemical Classic Batteries -Lithium Ion (Li–ion) | Storage - Electrochemical Classic Batteries -Lithium Ion (Li–ion) | No | 200 | 4 | 50 | Data Not Available | Data Not Available | Data Not Available | Data Not Applicable | Data Not Applicable | Data Not Available | Yes | Accepted To Connect | Data Not Applicable | Data Not Applicable | Data Not Applicable | Data Not Applicable | Data Not Applicable | Data Not Applicable | 100 | 100 | 105.263 | 47.5 | 50 | 2024-10-24 00:00:00 | Data Not Available | Data Not Available | Data Not Available | Data Not Available | Data Not Available | Data Not Available | Data Not Available | 2025-04-09 | 54.57990451080298, -1.0610957893570345 | 2024-10-24 |  | Redcar and Cleveland
Data Not Applicable | [5 empty] | Data Not Available | Fenwick Pit BESS | Fenwick Pit BESS | Fenwick Pit B | East Holywell | Shiremoor | Tyne and Wear | NE27 0JW | England | 431409 | 572386 | Tynemouth | Fenwick Pit BESS | Fenwick Pit BESS Direct | 132 | Northern Powergrid (Northeast) plc | Stored Energy (all stored energy irrespective of the original energy source) | Storage - Electrochemical Classic Batteries -Lithium Ion (Li–ion) | No | 50 | 1 | 50 | Data Not Available | Data Not Available | Data Not Available | Data Not Applicable | Data Not Applicable | Data Not Available | Data Not Available | Data Not Available | Data Not Available | Data Not Applicable | Data Not Applicable | Data Not Available | Yes | Accepted To Connect | Data Not Applicable | Data Not Applicable | Data Not Applicable | Data Not Applicable | Data Not Applicable | Data Not Applicable | 50 | 50 | 52.632 | 47.5 | 50 | 2023-05-30 00:00:00 | Data Not Available | Data Not Available | Data Not Available | Data Not Available | Data Not Available | Data Not Available | Data Not Available | 2025-04-09 | 55.044991813076386, -1.5099902202257403 | 2023-05-30 |  | North Tyneside
1574000309384 | [5 empty] | Data Not Available | Middlemoor Wind Farm | Middlemoor Wind Farm | Middlemoor Farmhouse | North Charlton | Chathill | Northumberland | NE67 5HP | England | 416588 | 622928 | Blyth 132kV | Linton | Middlemoor Windfarm | 66 | Northern Powergrid (Northeast) plc | Wind | Onshore wind turbines | No | Data Not Applicable | Data Not Applicable | 54.15 | Data Not Available | Data Not Available | Data Not Available | Data Not Available | Data Not Available | Data Not Available | Data Not Available | Data Not Available | Data Not Available | Data Not Available | Data Not Available | Data Not Available | Yes | Connected | 54.15 | 54.15 | 57 | Data Not Available | Data Not Available | 2012-11-19 00:00:00 | Data Not Applicable | Data Not Applicable | 57 | Data Not Applicable | Data Not Applicable | Data Not Available | Data Not Available | Data Not Available | Data Not Available | Data Not Available | Data Not Available | Data Not Available | Data Not Available | 2017-03-08 | 55.49985700977179, -1.738973497480438 |  | 2012-11-19 | Northumberland
1425047000009 | [5 empty] | 1422566000004 | Oldbury energy solutions (uk) ltd | Oldbury, po box 80 | Station Road, Langley, Oldbury | data not available | data not available | data not available | B69 4LU | United Kingdom | 399433 | 288258 | Oldbury 132Kv | Birchfield Lane 132Kv S Stn | Birchfield Lane 132/11Kv | 11 | National Grid Electricity Distribution (West Midlands) Plc | Fossil - Gas | Engine (combustion / reciprocating) | No | data not available | data not available | 1.5 | data not applicable | data not applicable | data not applicable | data not available | data not available | data not applicable | data not applicable | data not applicable | data not applicable | data not available | data not available | data not applicable | data not available | Connected | 1.5 | 1.425 | 1.5 | 1.9 | 2 | 42275 | data not applicable | data not applicable | data not applicable | data not applicable | data not applicable | data not applicable | data not applicable | data not available | data not available | data not available | data not available | data not available | data not available | 45750
2394000098805 | [5 empty] | Data Not Available | Withernwick Wind Farm | Aldbrough Road | Aldbrough Road | Aldbrough | Hull | North Yorkshire | HU11 4TF | England | 519617 | 440528 | Creyke Beck | Driffield/Beverley Group | Withernwick Windfarm | 66 | Northern Powergrid (Yorkshire) plc | Wind | Onshore wind turbines | No | Data Not Applicable | Data Not Applicable | 18.07 | Data Not Available | Data Not Available | Data Not Available | Data Not Available | Data Not Available | Data Not Available | Data Not Available | Data Not Available | Data Not Available | Data Not Available | Data Not Available | Data Not Available | Yes | Connected | 18.07 | 18.07 | 19.021 | Data Not Available | Data Not Available | 2013-03-06 00:00:00 | Data Not Applicable | Data Not Applicable | 19.021 | Data Not Applicable | Data Not Applicable | Data Not Available | Data Not Available | Data Not Available | Data Not Available | Data Not Available | Data Not Available | Data Not Available | Data Not Available | 2017-03-08 | 53.84722348022464, -0.1832621934411061 |  | 2013-03-06 | East Riding of Yorkshire
2394000055174 | [5 empty] | Data Not Available | Lissett Airfield Wind Farm | Lissett Airfield Wind Farm | Lisset Wind Farm | Lisset | Driffield | North Yorkshire | YO25 8QD | England | 514363 | 458338 | Creyke Beck | Driffield/Beverley Group | Lissett Windfarm | 66 | Northern Powergrid (Yorkshire) plc | Wind | Onshore wind turbines | No | Data Not Applicable | Data Not Applicable | 30 | Data Not Available | Data Not Available | Data Not Available | Data Not Available | Data Not Available | Data Not Available | Data Not Available | Data Not Available | Data Not Available | Data Not Available | Data Not Available | Data Not Available | Yes | Connected | 30 | 30 | 31.579 | Data Not Available | Data Not Available | 2009-02-01 00:00:00 | Data Not Applicable | Data Not Applicable | 31.579 | Data Not Applicable | Data Not Applicable | Data Not Available | Data Not Available | Data Not Available | Data Not Available | Data Not Available | Data Not Available | Data Not Available | Data Not Available | 2017-03-08 | 54.00840367994934, -0.2564268897200455 |  | 2009-02-01 | East Riding of Yorkshire
Data Not Applicable | [5 empty] | Data Not Available | Seal Organics 8.598MW CHP (Non-Exporting) | Seal Organics 8.598MW CHP (Non-Exporting) | FINE ORGANICS LTD | Seal Sands | Middlesbrough | North Yorkshire | TS2 1UB | England | 453155 | 524250 | Saltholme | Seal Sands | Tees Industrial T1 T2 | 11 | Northern Powergrid (Northeast) plc | Biofuel - Other | Engine (combustion / reciprocating) | Yes | Data Not Applicable | Data Not Applicable | 8.598 | Data Not Available | Data Not Available | Data Not Available | Data Not Available | Data Not Available | Data Not Available | Data Not Available | Data Not Available | Data Not Available | Data Not Available | Data Not Available | Data Not Available | No | Accepted To Connect | Data Not Applicable | Data Not Applicable | Data Not Applicable | Data Not Applicable | Data Not Applicable | Data Not Applicable | 8.598 | 8.598 | 9.051 | Data Not Available | Data Not Available | 2023-01-26 00:00:00 | Data Not Available | Data Not Available | Data Not Available | Data Not Available | Data Not Available | Data Not Available | Data Not Available | 2023-02-10 | 54.61062227667879, -1.1785262684553823 | 2023-01-26 |  | Stockton-on-Tees
Data Not Applicable | [5 empty] | Data Not Available | Seaham Grange PV | Seaham Grange Farm | Seaham Grange Farm | Stockton Road | Seaham | County Durham | SR7 0PB | England | 440712 | 551157 | Hawthorn Pit Grid | Hawthorn Pit Grid | Seaham Grange | 66 | Northern Powergrid (Northeast) plc | Solar | Photovoltaic | No | Data Not Applicable | Data Not Applicable | 36 | Data Not Available | Data Not Available | Data Not Available | Data Not Available | Data Not Available | Data Not Available | Data Not Available | Data Not Available | Data Not Available | Data Not Available | Data Not Available | Data Not Available | No | Accepted To Connect | Data Not Applicable | Data Not Applicable | Data Not Applicable | Data Not Applicable | Data Not Applicable | Data Not Applicable | 36 | 36 | 37.895 | Data Not Available | Data Not Available | 2022-04-07 00:00:00 | Data Not Available | Data Not Available | Data Not Available | Data Not Available | Data Not Available | Data Not Available | Data Not Available | 2022-06-14 | 54.85356212010708, -1.3674103936702824 | 2022-04-07 |  | County Durham
2394000126773 | [5 empty] | 2394000126782 | England Lane | England Lane | Solar Farm A | England Lane/Middle Lane | Knottingley | West Yorkshire | WF11 0BZ | England | 450017 | 423450 | Ferrybridge B | Kirkhaw Lane | Weeland Road | 11 | Northern Powergrid (Yorkshire) plc | Solar | Photovoltaic | No | Data Not Applicable | Data Not Applicable | 1.999 | Data Not Available | Data Not Available | Data Not Available | Data Not Available | Data Not Available | Data Not Available | Data Not Available | Data Not Available | Data Not Available | Data Not Available | Data Not Available | Data Not Available | No | Connected | 1.999 | 1.999 | 2.104 | Data Not Available | Data Not Available | 2016-03-01 00:00:00 | Data Not Applicable | Data Not Applicable | 2.104 | Data Not Applicable | Data Not Applicable | Data Not Available | Data Not Available | Data Not Available | Data Not Available | Data Not Available | Data Not Available | Data Not Available | Data Not Available | 2017-03-08 | 53.705091408242936, -1.2437972638066626 |  | 2016-03-01 | Wakefield
2394200159557 | [5 empty] | 2380002792267 | Orwell Street STOR | Orwell Street STOR | Land off Orwell Street | Grimsby | Grimsby | Lincolnshire | DN31 3HF | England | 527921 | 410583 | Grimsby West | Moss Road | Marsden Road | 11 | Northern Powergrid (Yorkshire) plc | Fossil - Gas | Engine (combustion / reciprocating) | No | Data Not Applicable | Data Not Applicable | 4 | Data Not Available | Data Not Available | Data Not Available | Data Not Available | Data Not Available | Data Not Available | Data Not Available | Data Not Available | Data Not Available | Data Not Available | Data Not Available | Data Not Available | No | Connected | 4 | 4 | 4.211 | Data Not Available | Data Not Available | 2023-05-20 00:00:00 | Data Not Applicable | Data Not Applicable | 4.211 | Data Not Applicable | Data Not Applicable | 2020-05-07 00:00:00 | Data Not Available | Data Not Available | Data Not Available | Data Not Available | Data Not Available | Data Not Available | Data Not Available | 2024-09-10 | 53.57625252396324, -0.06947245833290261 | 2020-05-07 | 2023-05-20 | North East Lincolnshire
2394000110189 | [5 empty] | 2380002023463 | Newton Marsh Sewage Treatment Works | Newton Marsh Sewage Treatment Works | Newton Marsh Lane | Tetney | Grimsby | Lincolnshire | DN36 5LA | England | 533096 | 403380 | Grimsby West | Humberston | Wesley Crescent | 11 | Northern Powergrid (Yorkshire) plc | Wind | Onshore wind turbines | No | Data Not Applicable | Data Not Applicable | 4.6 | Data Not Available | Data Not Available | Data Not Available | Data Not Available | Data Not Available | Data Not Available | Data Not Available | Data Not Available | Data Not Available | Data Not Available | Data Not Available | Data Not Available | No | Connected | 4.6 | 4.6 | 4.842 | Data Not Available | Data Not Available | 2014-04-01 00:00:00 | Data Not Applicable | Data Not Applicable | 4.842 | Data Not Applicable | Data Not Applicable | Data Not Available | Data Not Available | Data Not Available | Data Not Available | Data Not Available | Data Not Available | Data Not Available | Data Not Available | 2017-03-08 | 53.51026308758941, 0.005572736720849471 |  | 2014-04-01 | East Lindsey
Data Not Applicable | [5 empty] | Data Not Available | Shelley Road BESS | Shelley Road BESS | Stella North | Shelley Road | Newcastle Upon Tyne | Tyne and Wear | NE15 9RT | England | 417331 | 564887 | Stella North | Shelley Road BESS | Shelley Road BESS Direct | 132 | Northern Powergrid (Northeast) plc | Stored Energy (all stored energy irrespective of the original energy source) | Storage - Electrochemical Classic Batteries -Lithium Ion (Li–ion) | No | Data Not Available | Data Not Available | 100 | Data Not Available | Data Not Available | Data Not Available | Data Not Available | Data Not Available | Data Not Available | Data Not Available | Data Not Available | Data Not Available | Data Not Available | Data Not Available | Data Not Available | No | Accepted To Connect | Data Not Applicable | Data Not Applicable | Data Not Applicable | Data Not Applicable | Data Not Applicable | Data Not Applicable | 100 | 100 | 105.263 | Data Not Available | Data Not Available | 2022-06-30 00:00:00 | Data Not Available | Data Not Available | Data Not Available | Data Not Available | Data Not Available | Data Not Available | Data Not Available | 2024-08-19 | 54.97829244183193, -1.73075571460696 | 2022-06-30 |  | Newcastle upon Tyne
Data Not Applicable | [5 empty] | Data Not Available | Wynyard Avenue | Wynyard Avenue | Wynyard Avenue | Tees Valley | Billingham | East Riding of Yorkshire | TS22 5TB | England | 444242 | 526649 | Hartmoor | Hartmoor | Wynyard | 11 | Northern Powergrid (Northeast) plc | Solar | Photovoltaic | No | Data Not Applicable | Data Not Applicable | 6 | Data Not Available | Data Not Available | Data Not Available | Data Not Available | Data Not Available | Data Not Available | Data Not Available | Data Not Available | Data Not Available | Data Not Available | Data Not Available | Data Not Available | No | Accepted To Connect | Data Not Applicable | Data Not Applicable | Data Not Applicable | Data Not Applicable | Data Not Applicable | Data Not Applicable | 6 | 6 | 6.316 | Data Not Available | Data Not Available | 2022-06-09 00:00:00 | Data Not Available | Data Not Available | Data Not Available | Data Not Available | Data Not Available | Data Not Available | Data Not Available | 2022-07-07 | 54.63303714989187, -1.3161513604747535 | 2022-06-09 |  | Stockton-on-Tees
Data Not Applicable | [5 empty] | Data Not Available | Backworth 28MW Solar PV | Backworth 28MW Solar PV | Land at Backworth | Backworth Lane | North Tyneside | Tyne and Wear | NE27 0BG | England | 428927 | 572529 | Blyth 66kV | Blyth 66kV | Backworth | 66 | Northern Powergrid (Northeast) plc | Solar | Photovoltaic | No | Data Not Applicable | Data Not Applicable | 28.12 | Data Not Available | Data Not Available | Data Not Available | Data Not Available | Data Not Available | Data Not Available | Data Not Available | Data Not Available | Data Not Available | Data Not Available | Data Not Available | Data Not Available | No | Accepted To Connect | Data Not Applicable | Data Not Applicable | Data Not Applicable | Data Not Applicable | Data Not Applicable | Data Not Applicable | 28.12 | 28.12 | 29.6 | Data Not Available | Data Not Available | 2021-10-08 00:00:00 | Data Not Available | Data Not Available | Data Not Available | Data Not Available | Data Not Available | Data Not Available | Data Not Available | 2022-06-14 | 55.04642683782586, -1.548817198946064 | 2021-10-08 |  | North Tyneside
Data Not Applicable | [5 empty] | Data Not Available | Chopwell Hybrid | Chopwell Hybrid | Chopwell | Newcastle | Newcastle Upon Tyne | Tyne and Wear | NE17 7AU | England | 411032 | 559633 | Stella South | Coalburns | Chopwell Hybrid | 33 | Northern Powergrid (Northeast) plc | Solar | Photovoltaic | No | Data Not Applicable | Data Not Applicable | 47.6 | Storage - Electrochemical Classic Batteries -Lithium Ion (Li–ion) | Storage - Electrochemical Classic Batteries -Lithium Ion (Li–ion) | No | Data Not Available | Data Not Available | 52.8 | Data Not Available | Data Not Available | Data Not Available | Data Not Available | Data Not Available | Data Not Available | No | Accepted To Connect | Data Not Applicable | Data Not Applicable | Data Not Applicable | Data Not Applicable | Data Not Applicable | Data Not Applicable | 100.4 | 100.4 | 105.684 | Data Not Available | Data Not Available | 2022-08-23 00:00:00 | Data Not Available | Data Not Available | Data Not Available | Data Not Available | Data Not Available | Data Not Available | Data Not Available | 2024-08-19 | 54.93125685246496, -1.8293692867851257 | 2022-08-23 |  | Northumberland
Data Not Applicable | [5 empty] | Data Not Available | Redhall Farm BESS | Redhall Farm BESS | Land at Redhal BESS | A167 | Ferryhill | County Durham | DL17 8RT | England | 428164 | 533759 | Spennymoor GSP | Redhall Farm BESS | Redhall Farm BESS Direct | 132 | Northern Powergrid (Northeast) plc | Stored Energy (all stored energy irrespective of the original energy source) | Storage - Electrochemical Classic Batteries -Lithium Ion (Li–ion) | No | Data Not Available | Data Not Available | 63 | Data Not Available | Data Not Available | Data Not Available | Data Not Available | Data Not Available | Data Not Available | Data Not Available | Data Not Available | Data Not Available | Data Not Available | Data Not Available | Data Not Available | No | Accepted To Connect | Data Not Applicable | Data Not Applicable | Data Not Applicable | Data Not Applicable | Data Not Applicable | Data Not Applicable | 63 | 63 | 66.316 | Data Not Available | Data Not Available | 2022-08-24 00:00:00 | Data Not Available | Data Not Available | Data Not Available | Data Not Available | Data Not Available | Data Not Available | Data Not Available | 2022-09-12 | 54.69808005218657, -1.5645274509349014 | 2022-08-24 |  | County Durham
Data Not Applicable | [5 empty] | Data Not Available | Overton Grange Hybrid | Overton Grange Hybrid | Overton Grange | Overton Road | Hambleton | North Yorkshire | YO30 1YL | England | 455255 | 455881 | Poppleton | Poppleton | Overton Grange | 33 | Northern Powergrid (Northeast) plc | Stored Energy (all stored energy irrespective of the original energy source) | Storage - Electrochemical Classic Batteries -Lithium Ion (Li–ion) | No | 52.183 | 1 | 51.38 | Photovoltaic | Photovoltaic | No | Data Not Applicable | Data Not Applicable | 39.59 | Data Not Available | Data Not Available | Data Not Available | Data Not Available | Data Not Available | Data Not Available | No | Accepted To Connect | Data Not Applicable | Data Not Applicable | Data Not Applicable | Data Not Applicable | Data Not Applicable | Data Not Applicable | 90.97 | 90.97 | 95.758 | Data Not Available | Data Not Available | 2022-06-07 00:00:00 | Data Not Available | Data Not Available | Data Not Available | Data Not Available | Data Not Available | Data Not Available | Data Not Available | 2025-01-07 | 53.99601911430085, -1.1586353528760207 | 2022-06-07 |  | North Yorkshire
Data Not Applicable | [5 empty] | Data Not Available | Port of Tyne BESS Extension | Port of Tyne BESS Extension | Tyne Dock Link | West Tyne Dock | South Shields | County Durham | NE34 9PL | England | 434737 | 565521 | South Shields | South Shields | Jarrow Road BESS | 33 | Northern Powergrid (Northeast) plc | Stored Energy (all stored energy irrespective of the original energy source) | Storage - Electrochemical Classic Batteries -Lithium Ion (Li–ion) | No | Data Not Available | Data Not Available | 35.12 | Data Not Available | Data Not Available | Data Not Available | Data Not Available | Data Not Available | Data Not Available | Data Not Available | Data Not Available | Data Not Available | Data Not Available | Data Not Available | Data Not Available | No | Accepted To Connect | Data Not Applicable | Data Not Applicable | Data Not Applicable | Data Not Applicable | Data Not Applicable | Data Not Applicable | 35.12 | 35.12 | 36.968 | Data Not Available | Data Not Available | 2022-11-29 00:00:00 | Data Not Available | Data Not Available | Data Not Available | Data Not Available | Data Not Available | Data Not Available | Data Not Available | 2022-12-09 | 54.983084115413355, -1.458741237007031 | 2022-11-29 |  | South Tyneside
2394000096152 | [5 empty] | 2394000121394 | Pyewipe Farm | Pyewipe Farm | Pyewipe Farm | Aylesby Road | Great Coates | Lincolnshire | DN37 9NU | England | 522212 | 408515 | Grimsby West | Yarborough Road 132/33kV | Scartho | 11 | Northern Powergrid (Yorkshire) plc | Wind | Onshore wind turbines | No | Data Not Applicable | Data Not Applicable | 1.378 | Data Not Available | Data Not Available | Data Not Available | Data Not Available | Data Not Available | Data Not Available | Data Not Available | Data Not Available | Data Not Available | Data Not Available | Data Not Available | Data Not Available | No | Connected | 1.378 | 1.378 | 1.451 | Data Not Available | Data Not Available | 2012-08-06 00:00:00 | Data Not Applicable | Data Not Applicable | 1.451 | Data Not Applicable | Data Not Applicable | Data Not Available | Data Not Available | Data Not Available | Data Not Available | Data Not Available | Data Not Available | Data Not Available | Data Not Available | 2017-03-08 | 53.559034090120726, -0.15645393529281404 |  | 2012-08-06 | North East Lincolnshire
2394000011502 | [5 empty] | 2391100013704 | Immingham Landfill Generation | Immingham Landfill Generation | Waste Recycling Group | Queens Road | Immingham | Lincolnshire | DN40 1QR | England | 519914 | 414868 | Grimsby West | Immingham | Immingham Landfill Generation | 33 | Northern Powergrid (Yorkshire) plc | Waste | Gas turbine (OCGT) | No | Data Not Applicable | Data Not Applicable | 4 | Data Not Available | Data Not Available | Data Not Available | Data Not Available | Data Not Available | Data Not Available | Data Not Available | Data Not Available | Data Not Available | Data Not Available | Data Not Available | Data Not Available | No | Connected | 4 | 4 | 4.211 | Data Not Available | Data Not Available | 2012-04-01 00:00:00 | Data Not Applicable | Data Not Applicable | 4.211 | Data Not Applicable | Data Not Applicable | Data Not Available | Data Not Available | Data Not Available | Data Not Available | Data Not Available | Data Not Available | Data Not Available | Data Not Available | 2017-03-08 | 53.6166375274022, -0.18868810813916087 |  | 2012-04-01 | North East Lincolnshire
Data Not Applicable | [5 empty] | Data Not Available | Newburn Haugh BESS | Newburn Haugh BESS | Riverside Way | Newburn Industrial Estate | Newburn | Tyne and Wear | NE15 8SF | England | 417916 | 564838 | Stella North | Newburn Haugh | Newburn Haugh Direct | 132 | Northern Powergrid (Northeast) plc | Stored Energy (all stored energy irrespective of the original energy source) | Storage - Electrochemical Classic Batteries -Lithium Ion (Li–ion) | No | Data Not Available | Data Not Available | 99.4 | Data Not Available | Data Not Available | Data Not Available | Data Not Available | Data Not Available | Data Not Available | Data Not Available | Data Not Available | Data Not Available | Data Not Available | Data Not Available | Data Not Available | No | Accepted To Connect | Data Not Applicable | Data Not Applicable | Data Not Applicable | Data Not Applicable | Data Not Applicable | Data Not Applicable | 99.4 | 99.4 | 104.632 | Data Not Available | Data Not Available | 2022-04-08 00:00:00 | Data Not Available | Data Not Available | Data Not Available | Data Not Available | Data Not Available | Data Not Available | Data Not Available | 2022-06-14 | 54.977831569854835, -1.7216189484447841 | 2022-04-08 |  | Newcastle upon Tyne
1900091003048 | [5 empty] | Data not available | Osborne Construction | ROYAL MARSDEN HOSPITAL | 15 COTSWOLD RD |  | SUTTON | SURREY | SM2 5NG | England | 525835 | 162331 | Beddington SGT | Sutton Grid 33kV | Nork 11kV | 11 | South Eastern Power Networks (SPN) | Fossil - Oil | Engine (combustion / reciprocating) |  |  |  | 2 | [12 empty] | No | Connected | 2 | 2 | 2.105 |  |  | 2012-06-28 | [13 empty] | 2021-07-14 | 0.70073 | 51.3729 | 51.3729393426059, 0.700734682923696 | SPN-S000000009144 | Solar PV
1700000000000 | [5 empty] | 1700000000000 | OSPREY GREEN POWER LTD | EAS A' GHAILL HYDRO | DATA NOT AVAILABLE | DATA NOT AVAILABLE | DALMALLY | ARGYLL | PA33 1AY | SCOTLAND | 216724 | 727280 | TAYNUILT | DATA NOT APPLICABLE | TAYNUILT GRID | 33 | SCOTTISH HYDRO ELECTRIC POWER DISTRIBUTION PLC | HYDRO (TO BE CONFIRMED) | HYDRO - OTHER | NO | DATA NOT AVAILABLE | DATA NOT AVAILABLE | 4.275 | DATA NOT AVAILABLE | DATA NOT AVAILABLE | DATA NOT AVAILABLE | DATA NOT AVAILABLE | DATA NOT AVAILABLE | DATA NOT AVAILABLE | DATA NOT AVAILABLE | DATA NOT AVAILABLE | DATA NOT AVAILABLE | DATA NOT AVAILABLE | DATA NOT AVAILABLE | DATA NOT AVAILABLE | NO | CONNECTED | 4.275 | 4.275 | 4.5 | DATA NOT AVAILABLE | DATA NOT AVAILABLE | DATA NOT AVAILABLE | DATA NOT AVAILABLE | DATA NOT AVAILABLE | DATA NOT AVAILABLE | DATA NOT AVAILABLE | DATA NOT AVAILABLE | DATA NOT AVAILABLE | DATA NOT AVAILABLE | N | DATA NOT AVAILABLE | DATA NOT AVAILABLE | DATA NOT AVAILABLE | DATA NOT AVAILABLE | DATA NOT AVAILABLE | 44245
1700000000000 | [5 empty] | 1700000000000 | OSSPOWER LIMITED | ALLT FION POWERHOUSE | DATA NOT AVAILABLE | DATA NOT AVAILABLE | ARROCHAR | DUNBARTONSHIRE | G83 7DZ | SCOTLAND | 231772 | 718833 | SLOY | DATA NOT APPLICABLE | SLOY GRID | 33 | SCOTTISH HYDRO ELECTRIC POWER DISTRIBUTION PLC | HYDRO (TO BE CONFIRMED) | HYDRO POWER SYSTEM | NO | DATA NOT AVAILABLE | DATA NOT AVAILABLE | 1.995 | DATA NOT AVAILABLE | DATA NOT AVAILABLE | DATA NOT AVAILABLE | DATA NOT AVAILABLE | DATA NOT AVAILABLE | DATA NOT AVAILABLE | DATA NOT AVAILABLE | DATA NOT AVAILABLE | DATA NOT AVAILABLE | DATA NOT AVAILABLE | DATA NOT AVAILABLE | DATA NOT AVAILABLE | NO | CONNECTED | 1.995 | 1.995 | 2.1 | DATA NOT AVAILABLE | DATA NOT AVAILABLE | DATA NOT AVAILABLE | DATA NOT AVAILABLE | DATA NOT AVAILABLE | DATA NOT AVAILABLE | DATA NOT AVAILABLE | DATA NOT AVAILABLE | DATA NOT AVAILABLE | DATA NOT AVAILABLE | N | DATA NOT AVAILABLE | DATA NOT AVAILABLE | DATA NOT AVAILABLE | DATA NOT AVAILABLE | DATA NOT AVAILABLE | 44105
2394000098805 | [5 empty] | Data Not Available | Withernwick Wind Farm | Aldbrough Road | Aldbrough Road | Aldbrough | Hull | North Yorkshire | HU11 4TF | England | 519617 | 440528 | Creyke Beck | Driffield/Beverley Group | Withernwick Windfarm | 66 | Northern Powergrid (Yorkshire) plc | Wind | Onshore wind turbines | No | Data Not Applicable | Data Not Applicable | 8.2 | Data Not Available | Data Not Available | Data Not Available | Data Not Available | Data Not Available | Data Not Available | Data Not Available | Data Not Available | Data Not Available | Data Not Available | Data Not Available | Data Not Available | No | Connected | 8.2 | 18.07 | 19.021 | Data Not Available | Data Not Available | 2019-01-01 00:00:00 | Data Not Applicable | Data Not Applicable | 8.632 | Data Not Applicable | Data Not Applicable | 2017-04-07 00:00:00 | Data Not Available | Data Not Available | Data Not Available | Data Not Available | Data Not Available | Data Not Available | Data Not Available | 2017-05-09 | 53.84722348022464, -0.1832621934411061 | 2017-04-07 | 2019-01-01 | East Riding of Yorkshire
2394000132642 | [5 empty] | Data Not Available | Gibson Lane Wind Farm | Gibson Lane Wind Farm | Gibson Lane | Mleton | North Ferriby | North Yorkshire | HU14 3HH | England | 496911 | 426323 | Creyke Beck | Hull West | Gibson Lane Windfarm | 33 | Northern Powergrid (Yorkshire) plc | Wind | Onshore wind turbines | No | Data Not Applicable | Data Not Applicable | 4.6 | Data Not Available | Data Not Available | Data Not Available | Data Not Available | Data Not Available | Data Not Available | Data Not Available | Data Not Available | Data Not Available | Data Not Available | Data Not Available | Data Not Available | No | Connected | 4.6 | 24 | 25.263 | Data Not Available | Data Not Available | 2017-03-09 00:00:00 | Data Not Applicable | Data Not Applicable | 4.842 | Data Not Applicable | Data Not Applicable | Data Not Available | Data Not Available | Data Not Available | Data Not Available | Data Not Available | Data Not Available | Data Not Available | Data Not Available | 2017-03-08 | 53.72431895147916, -0.5327217572272965 |  | 2017-03-09 | East Riding of Yorkshire
Data Not Available | [5 empty] | Data Not Available | Otley Road CHP | Otley Road CHP | Marston House | Charlestown | Shipley | West Yorkshire | BD17 7JR | England | 416393 | 438930 | Bradford West | Menston | Kirk Drive | 11 | Northern Powergrid (Yorkshire) plc | Fossil - Gas | Steam turbine (thermal power plant) | Yes | Data Not Applicable | Data Not Applicable | 2.058 | Data Not Available | Data Not Available | Data Not Available | Data Not Available | Data Not Available | Data Not Available | Data Not Available | Data Not Available | Data Not Available | Data Not Available | Data Not Available | Data Not Available | Yes | Connected | 2.058 | 3.308 | 3.482 | Data Not Available | Data Not Available | 2020-02-20 00:00:00 | Data Not Applicable | Data Not Applicable | 2.166 | Data Not Applicable | Data Not Applicable | 2019-01-09 00:00:00 | Data Not Available | Data Not Available | Data Not Available | Data Not Available | Data Not Available | Data Not Available | Data Not Available | 2024-11-07 | 53.84635519717865, -1.7523213044274362 | 2019-01-09 | 2020-02-20 | Bradford
1900091057559 | [5 empty] | Data not available | Park Energy Ltd | ALKANE SITE | RAMSGATE ROAD |  | SANDWICH | KENT | CT13 9ND | England | 633425 | 159472 | Sellindge SGT2 & 3 & Richborough SGT | Richborough Grid 33kV |  | 33 | South Eastern Power Networks (SPN) | Fossil - Gas | Steam-gas turbine (CCGT) |  |  |  | 15.4 | [12 empty] | No | Connected | 15.4 | 15.4 | 16.211 |  |  | 2014-02-17 | [13 empty] | 2021-07-14 | 0.74753 | 51.438 | 51.4380009324031, 0.747527194031526 | SPN-S000000009946 | Wind
2394000127847 | [5 empty] | Data Not Available | New Ovenden Moor Wind Farm | New Ovenden Moor Wind Farm | Ovenden Moor Wind Farm | Cold Edge Lane | Halifax | West Yorkshire | HX2 7UA | England | 404607 | 430294 | Bradford West | Holmfield | Ovenden Moor Windfarm | 33 | Northern Powergrid (Yorkshire) plc | Wind | Onshore wind turbines | No | Data Not Applicable | Data Not Applicable | 18.63 | Data Not Available | Data Not Available | Data Not Available | Data Not Available | Data Not Available | Data Not Available | Data Not Available | Data Not Available | Data Not Available | Data Not Available | Data Not Available | Data Not Available | No | Connected | 18.63 | 18.63 | 19.611 | Data Not Available | Data Not Available | 2016-09-01 00:00:00 | Data Not Applicable | Data Not Applicable | 19.611 | Data Not Applicable | Data Not Applicable | Data Not Available | Data Not Available | Data Not Available | Data Not Available | Data Not Available | Data Not Available | Data Not Available | Data Not Available | 2017-03-08 | 53.76897103826428, -1.931585755687083 |  | 2016-09-01 | Calderdale
2300000434732 | [5 empty] | Data Not Available | Park Lane Nurseries | Park Lane Nurseries | Park Lane | Cottingham | Hull | North Yorkshire | HU16 5RX | England | 503856 | 433638 | Creyke Beck | Beverley 132/33kV | Endike Lane | 11 | Northern Powergrid (Yorkshire) plc | Fossil - Gas | Engine (combustion / reciprocating) | No | Data Not Applicable | Data Not Applicable | 4.5 | Data Not Available | Data Not Available | Data Not Available | Data Not Available | Data Not Available | Data Not Available | Data Not Available | Data Not Available | Data Not Available | Data Not Available | Data Not Available | Data Not Available | No | Connected | 4.5 | 6.5 | 6.842 | Data Not Available | Data Not Available | 2001-04-01 00:00:00 | Data Not Applicable | Data Not Applicable | 4.737 | Data Not Applicable | Data Not Applicable | Data Not Available | Data Not Available | Data Not Available | Data Not Available | Data Not Available | Data Not Available | Data Not Available | Data Not Available | 2017-03-08 | 53.78870696764047, -0.4250505124402887 |  | 2001-04-01 | East Riding of Yorkshire
1574000287410 | [5 empty] | Data Not Available | Path Head Generation | Path Head Generation | Site Landfill Site | Path Head | Blaydon-On-Tyne | Tyne and Wear | NE21 4SP | England | 417266 | 563497 | Stella North | Dunston | Blaydon Burn | 11 | Northern Powergrid (Northeast) plc | Fossil - Gas | Engine (combustion / reciprocating) | No | Data Not Applicable | Data Not Applicable | 2.85 | Data Not Available | Data Not Available | Data Not Available | Data Not Available | Data Not Available | Data Not Available | Data Not Available | Data Not Available | Data Not Available | Data Not Available | Data Not Available | Data Not Available | No | Connected | 2.85 | 2.86 | 3.011 | Data Not Available | Data Not Available | 2009-03-31 00:00:00 | Data Not Applicable | Data Not Applicable | 3 | Data Not Applicable | Data Not Applicable | Data Not Available | Data Not Available | Data Not Available | Data Not Available | Data Not Available | Data Not Available | Data Not Available | Data Not Available | 2017-03-08 | 54.96580400773616, -1.7318543953197036 |  | 2009-03-31 | Gateshead
1800054541391 | [5 empty] | data not applicable | Pattersons Landfill | Greenoakhill Landfill 2 | Greenoakhill Landfill 2 | Hamilton Road | Glasgow | Glasgow City | G71 7SN | Scotland | 266706 | 662722 | Carntyne | data not applicable | ECKFORD STREET (11kV) | 11 | SP Distribution Ltd | Biofuel - Landfill gas | Steam-gas turbine (CCGT) | No | data not available | data not available | 4 | data not applicable | data not applicable | No | 0 | 0 | 0 | data not applicable | data not applicable | No | 0 | 0 | 0 | Yes | Connected | 4 | 4 | 4.2105 | 0 | 0 | 39777 | data not applicable | data not applicable | data not applicable | data not applicable | data not applicable | data not available | data not available | N | N | data not available | N | data not available | data not available | 44146 | data not available | 389
2394000021157 | [5 empty] | Data Not Available | Gallymoor Landfill | Gallymoor Landfill | Market Weighton Road | Holme-on-Spalding-Moor | York | North Yorkshire | YO43 4ED | England | 482642 | 439380 | Creyke Beck | Beverley 132/33kV | Southgate | 11 | Northern Powergrid (Yorkshire) plc | Waste | Gas turbine (OCGT) | No | Data Not Applicable | Data Not Applicable | 1.995 | Data Not Available | Data Not Available | Data Not Available | Data Not Available | Data Not Available | Data Not Available | Data Not Available | Data Not Available | Data Not Available | Data Not Available | Data Not Available | Data Not Available | No | Connected | 1.995 | 1.995 | 2.1 | Data Not Available | Data Not Available | 2010-04-01 00:00:00 | Data Not Applicable | Data Not Applicable | 2.1 | Data Not Applicable | Data Not Applicable | Data Not Available | Data Not Available | Data Not Available | Data Not Available | Data Not Available | Data Not Available | Data Not Available | Data Not Available | 2017-03-08 | 53.84409889788326, -0.7454221512958557 |  | 2010-04-01 | East Riding of Yorkshire
1800060194434 | [5 empty] | data not applicable | Pattersons Landfill | Greenoakhill Landfill | Greenoakhill Landfill 1 | Hamilton Road | Glasgow | Glasgow City | G71 7SN | Scotland | 267421 | 661903 | Westburn Road | data not applicable | BAILLIESTON (11kV) | 11 | SP Distribution Ltd | Biofuel - Landfill gas | Steam-gas turbine (CCGT) | No | data not available | data not available | 4 | data not applicable | data not applicable | No | 0 | 0 | 0 | data not applicable | data not applicable | No | 0 | 0 | 0 | Yes | Connected | 4 | 4 | 4.2105 | 0 | 0 | 37611 | data not applicable | data not applicable | data not applicable | data not applicable | data not applicable | data not available | data not available | N | N | data not available | N | data not available | data not available | 44146 | data not available | 388
Data not available | [6 empty] | PeakGen Power Ltd | LORDS WAY |  |  | basildon | Essex | SS13 1DB | England | 573798 | 190738 | Rayleigh | Nevendon Grid 33kV |  | 132 | Eastern Power Networks (EPN) | Fossil - Gas | Engine (combustion / reciprocating) |  |  |  | 20 | [12 empty] | No | Connected | 20 | 20 | 21.053 | 0.5 | 0.526 | 2021-02-19 | [13 empty] | 2021-12-14 | -0.26021 | 52.5561 | 52.5560584448018, -0.260207677040689 | EPN-S0000000D6039 | Fossil fuel
1030085029166 | [6 empty] | PeakGen Power Ltd | 1 MAXWELL RD |  |  | PETERBOROUGH | Cambs | PE2 7JB | England | 518048 | 296779 | Walpole | - | Peterborough South Grid 11kV | 33 | Eastern Power Networks (EPN) | Fossil - Oil | Engine (combustion / reciprocating) |  |  |  | 20 | Stored Energy (all stored energy irrespective of the original energy source) | Storage - Electrochemical (Batteries) | [10 empty] | No | Connected | 20 | 20 | 21.053 | 8 | 8.421 | 2017-05-26 | [13 empty] | 2024-11-14 | 0.75525 | 52.0257 | 52.0256990777543, 0.755252161311396 | EPN-S0000000D1011 | Fossil fuel
2300000233986 | [5 empty] | Data Not Available | Pentex (East Midlands) Generation | Pentex (East Midlands) Generation | Corringham Road IND Estate | Corringham Road | Gainsborough | Lincolnshire | DN21 1QB | England | 483246 | 390352 | Keadby | Blyton | Corringham Road | 11 | Northern Powergrid (Yorkshire) plc | Fossil - Gas | Steam turbine (thermal power plant) | Yes | Data Not Applicable | Data Not Applicable | 2.85 | Data Not Available | Data Not Available | Data Not Available | Data Not Available | Data Not Available | Data Not Available | Data Not Available | Data Not Available | Data Not Available | Data Not Available | Data Not Available | Data Not Available | No | Connected | 2.85 | 2.375 | 2.5 | Data Not Available | Data Not Available | 2010-04-01 00:00:00 | Data Not Applicable | Data Not Applicable | 3 | Data Not Applicable | Data Not Applicable | Data Not Available | Data Not Available | Data Not Available | Data Not Available | Data Not Available | Data Not Available | Data Not Available | Data Not Available | 2017-03-08 | 53.40343435943044, -0.7493364266805747 |  | 2010-04-01 | West Lindsey
Data Not Applicable | [5 empty] | Data Not Available | Old Hill Farm | Old Hill Farm | Old Hall Farm | Crow Lane | Middlesbrough | North Yorkshire | TS6 8DN | England | 456379 | 519504 | Lackenby | Old Hill Farm | Old Hill Farm Direct | 132 | Northern Powergrid (Northeast) plc | Stored Energy (all stored energy irrespective of the original energy source) | Storage - Electrochemical Classic Batteries -Lithium Ion (Li–ion) | No | 250 | 1 | 250 | Data Not Available | Data Not Available | Data Not Available | Data Not Available | Data Not Available | Data Not Available | Data Not Available | Data Not Available | Data Not Available | Data Not Available | Data Not Available | Data Not Available | No | Accepted To Connect | Data Not Applicable | Data Not Applicable | Data Not Applicable | Data Not Applicable | Data Not Applicable | Data Not Applicable | 250 | 250 | 263.158 | 216.6 | 228 | 2023-05-10 00:00:00 | Data Not Available | Data Not Available | Data Not Available | Data Not Available | Data Not Available | Data Not Available | Data Not Available | 2023-06-13 | 54.56762719329312, -1.1295254058118376 | 2023-05-10 |  | Redcar and Cleveland
Data Not Applicable | [5 empty] | Data Not Available | Station Sawmills BESS | Station Sawmills BESS | A & J Scott Ltd | Station Sawmills | Alnwick | Northumberland | NE66 4XW | England | 404919 | 619867 | Blyth 132kV | Linton | Denwick | 20 | Northern Powergrid (Northeast) plc | Stored Energy (all stored energy irrespective of the original energy source) | Storage - Electrochemical Classic Batteries -Lithium Ion (Li–ion) | No | Data Not Available | Data Not Available | 3.5 | Data Not Available | Data Not Available | Data Not Available | Data Not Available | Data Not Available | Data Not Available | Data Not Available | Data Not Available | Data Not Available | Data Not Available | Data Not Available | Data Not Available | No | Accepted To Connect | Data Not Applicable | Data Not Applicable | Data Not Applicable | Data Not Applicable | Data Not Applicable | Data Not Applicable | 3.5 | 3.5 | 3.684 | Data Not Available | Data Not Available | 2023-05-03 00:00:00 | Data Not Available | Data Not Available | Data Not Available | Data Not Available | Data Not Available | Data Not Available | Data Not Available | 2023-06-13 | 55.47260660531255, -1.9237421070479968 | 2023-05-03 |  | Northumberland
Data Not Applicable | [5 empty] | Data Not Available | Amazon NCL1 Solar | Amazon NCL1 Solar | Amazon NCL1 | 17 Follingsby Ln | Gateshead | Tyne and Wear | NE10 8YA | England | 430816 | 560349 | West Boldon | West Boldon | Hedworth | 11 | Northern Powergrid (Northeast) plc | Solar | Photovoltaic | No | Data Not Applicable | Data Not Applicable | 2.86 | Data Not Available | Data Not Available | Data Not Available | Data Not Available | Data Not Available | Data Not Available | Data Not Available | Data Not Available | Data Not Available | Data Not Available | Data Not Available | Data Not Available | No | Accepted To Connect | Data Not Applicable | Data Not Applicable | Data Not Applicable | Data Not Applicable | Data Not Applicable | Data Not Applicable | 2.86 | 2.86 | 3.011 | Data Not Available | Data Not Available | 2023-05-09 00:00:00 | Data Not Available | Data Not Available | Data Not Available | Data Not Available | Data Not Available | Data Not Available | Data Not Available | 2023-06-13 | 54.93686608617467, -1.5205605457669902 | 2023-05-09 |  | Gateshead
2394000094590 | [5 empty] | Data Not Available | Routh Wind Farm | Routh Wind Farm | Hall Farm Windfarm | Routh | Beverley | North Yorkshire | HU17 9SL | England | 508717 | 442707 | Creyke Beck | Beverley 132/33kV | Routh Windfarm | 33 | Northern Powergrid (Yorkshire) plc | Wind | Onshore wind turbines | No | Data Not Applicable | Data Not Applicable | 24.093 | Data Not Available | Data Not Available | Data Not Available | Data Not Available | Data Not Available | Data Not Available | Data Not Available | Data Not Available | Data Not Available | Data Not Available | Data Not Available | Data Not Available | No | Connected | 24.093 | 24.093 | 25.361 | Data Not Available | Data Not Available | 2012-09-13 00:00:00 | Data Not Applicable | Data Not Applicable | 25.361 | Data Not Applicable | Data Not Applicable | Data Not Available | Data Not Available | Data Not Available | Data Not Available | Data Not Available | Data Not Available | Data Not Available | Data Not Available | 2017-03-08 | 53.86919310638401, -0.3480955545816308 |  | 2012-09-13 | East Riding of Yorkshire
Data Not Applicable | [5 empty] | Data Not Available | Harrogate District Hospital CHP | Harrogate District Hospital | Harrogate District Hospital | Lancaster Park Road | Harrogate | North Yorkshire | HG2 7SX | England | 431627 | 455485 | Knaresborough | Harrogate 132/33kV | Starbeck | 11 | Northern Powergrid (Northeast) plc | Fossil - Gas | Engine (combustion / reciprocating) | Yes | Data Not Applicable | Data Not Applicable | 1.75 | Data Not Available | Data Not Available | Data Not Available | Data Not Available | Data Not Available | Data Not Available | Data Not Available | Data Not Available | Data Not Available | Data Not Available | Data Not Available | Data Not Available | No | Accepted To Connect | Data Not Applicable | Data Not Applicable | Data Not Applicable | Data Not Applicable | Data Not Applicable | Data Not Applicable | 1.75 | 1.75 | 1.842 | Data Not Available | Data Not Available | 2023-03-28 00:00:00 | Data Not Available | Data Not Available | Data Not Available | Data Not Available | Data Not Available | Data Not Available | Data Not Available | 2023-09-11 | 53.99444174510015, -1.5190761898668987 | 2023-03-28 |  | Harrogate
Data Not Applicable | [5 empty] | Data Not Available | Low Moor Lane | Low Moor Lane | Scotton | Scotton | Knaresborough | North Yorkshire | HG5 9JA | England | 433733 | 459638 | Knaresborough | Low Moor Lane | Low Moor Lane Direct | 132 | Northern Powergrid (Northeast) plc | Stored Energy (all stored energy irrespective of the original energy source) | Storage - Electrochemical Classic Batteries -Lithium Ion (Li–ion) | No | Data Not Available | Data Not Available | 105.1 | Data Not Available | Data Not Available | Data Not Available | Data Not Available | Data Not Available | Data Not Available | Data Not Available | Data Not Available | Data Not Available | Data Not Available | Data Not Available | Data Not Available | No | Accepted To Connect | Data Not Applicable | Data Not Applicable | Data Not Applicable | Data Not Applicable | Data Not Applicable | Data Not Applicable | 105.1 | 105.1 | 110.632 | 94.905 | 99.9 | 2023-09-18 00:00:00 | Data Not Available | Data Not Available | Data Not Available | Data Not Available | Data Not Available | Data Not Available | Data Not Available | 2023-10-11 | 54.031633134929464, -1.4864951741830734 | 2023-09-18 |  | Harrogate
Data Not Applicable | [5 empty] | Data Not Available | Trimdon East House Farm | Trimdon East House Farm | Trimdon East House Farm | Trimdon | Durham | County Durham | TS29 6NH | England | 438328 | 533549 | Hartmoor | Hartmoor | Trimdon East House Farm | 66 | Northern Powergrid (Northeast) plc | Solar | Photovoltaic | No | Data Not Applicable | Data Not Applicable | 75 | Data Not Available | Data Not Available | Data Not Available | Data Not Available | Data Not Available | Data Not Available | Data Not Available | Data Not Available | Data Not Available | Data Not Available | Data Not Available | Data Not Available | No | Accepted To Connect | Data Not Applicable | Data Not Applicable | Data Not Applicable | Data Not Applicable | Data Not Applicable | Data Not Applicable | 75 | 75 | 78.947 | Data Not Available | Data Not Available | 2023-09-01 00:00:00 | Data Not Available | Data Not Available | Data Not Available | Data Not Available | Data Not Available | Data Not Available | Data Not Available | 2023-10-11 | 54.695524167183905, -1.4068586682878754 | 2023-09-01 |  | County Durham
1574200340117 | [5 empty] | Data Not Available | Peterlee Generation 1, Davy Drive | Peterlee Generation 1, Davy Drive | Peterlee Generation 1 | Northwest Industrial Estate | Peterlee | County Durham | SR8 2JF | England | 441032 | 541887 | Hawthorn Pit Grid | Hawthorn Pit Grid | Peterlee Industrial | 11 | Northern Powergrid (Northeast) plc | Fossil - Gas | Engine (combustion / reciprocating) | Yes | Data Not Applicable | Data Not Applicable | 4 | Data Not Available | Data Not Available | Data Not Available | Data Not Available | Data Not Available | Data Not Available | Data Not Available | Data Not Available | Data Not Available | Data Not Available | Data Not Available | Data Not Available | No | Connected | 4 | 3.8 | 4 | Data Not Available | Data Not Available | 2022-02-18 00:00:00 | Data Not Applicable | Data Not Applicable | 4.211 | Data Not Applicable | Data Not Applicable | 2017-12-28 00:00:00 | Data Not Available | Data Not Available | Data Not Available | Data Not Available | Data Not Available | Data Not Available | Data Not Available | 2024-12-02 | 54.77023696948719, -1.3637363459665173 | 2017-12-28 | 2022-02-18 | County Durham
Data Not Available | [5 empty] | Data Not Available | Chester Road PV | Chester Road PV | Chester Road | Penshaw | Sunderland | Tyne and Wear | DH4 7EA | England | 432912 | 553035 | Offerton | Offerton | Offerton 33/11kV | 11 | Northern Powergrid (Northeast) plc | Solar | Photovoltaic | No | Data Not Applicable | Data Not Applicable | 1.004 | Data Not Available | Data Not Available | Data Not Available | Data Not Available | Data Not Available | Data Not Available | Data Not Available | Data Not Available | Data Not Available | Data Not Available | Data Not Available | Data Not Available | No | Connected | 1.004 | 0.678 | 0.714 | Data Not Available | Data Not Available | 2024-09-04 00:00:00 | Data Not Applicable | Data Not Applicable | 1.057 | Data Not Applicable | Data Not Applicable | 2023-06-30 00:00:00 | Data Not Available | Data Not Available | Data Not Available | Data Not Available | Data Not Available | Data Not Available | Data Not Available | 2024-10-07 | 54.87100959427364, -1.4886811142880616 | 2023-06-30 | 2024-09-04 | Sunderland
Data Not Applicable | [5 empty] | Data Not Available | Taylormade Timber PV | Taylormade Timber PV | Taylormade Timber Products Ltd | Colliery Site | Durham | County Durham | DH6 1PS | England | 433547 | 542672 | Spennymoor GSP | Potter House | Belmont | 11 | Northern Powergrid (Northeast) plc | Solar | Photovoltaic | No | Data Not Applicable | Data Not Applicable | 5.39 | Data Not Available | Data Not Available | Data Not Available | Data Not Available | Data Not Available | Data Not Available | Data Not Available | Data Not Available | Data Not Available | Data Not Available | Data Not Available | Data Not Available | No | Accepted To Connect | Data Not Applicable | Data Not Applicable | Data Not Applicable | Data Not Applicable | Data Not Applicable | Data Not Applicable | 5.39 | 5.39 | 5.674 | Data Not Available | Data Not Available | 2023-04-06 00:00:00 | Data Not Available | Data Not Available | Data Not Available | Data Not Available | Data Not Available | Data Not Available | Data Not Available | 2023-09-11 | 54.77784518280538, -1.4799841082451484 | 2023-04-06 |  | County Durham
1620000370490 | [5 empty] | 1620000177624 | PHIL PEARSON | WOODHOUSE NURSERIES | FIELDS FARM, GREEN LANE |  | ALDERLEY EDGE | CHESHIRE | SK9 7UW | ENGLAND | 383333 | 377433 | SOUTH MANCHESTER GSP | MOSS NOOK | ALDERLEY & CHELFORD | 11 | ELECTRICITY NORTH WEST LIMITED | FOSSIL - GAS | ENGINE (COMBUSTION / RECIPROCATING) | NO | 0 | 0 | 3.4 |  |  |  | 0 | 0 | 0 |  |  |  | 0 | 0 | 0 | NO | CONNECTED | 3.4 | 3.135 | 3.3 | 0.76 | 0.8 | 2013-08-01 |  |  |  | 0 | 0 |  |  | NO | YES |  |  |  |  | 2021-12-06 | 53.29359110953746, -2.251504971353184
Data Not Applicable | [5 empty] | Data Not Available | Hopewell House Hybrid Solar/BESS | Hopewell House Hybrid Solar/BESS | Hopewell House Farm | Hay-A-Park | Knaresborough | North Yorkshire | HG5 0SN | England | 437400 | 458495 | Knaresborough | Hopewell House | Hopewell House Direct | 132 | Northern Powergrid (Northeast) plc | Solar | Photovoltaic | No | Data Not Applicable | Data Not Applicable | 100.6 | Storage - Electrochemical Classic Batteries -Lithium Ion (Li–ion) | Storage - Electrochemical Classic Batteries -Lithium Ion (Li–ion) | No | Data Not Available | Data Not Available | 30.6 | Data Not Available | Data Not Available | Data Not Available | Data Not Available | Data Not Available | Data Not Available | No | Accepted To Connect | Data Not Applicable | Data Not Applicable | Data Not Applicable | Data Not Applicable | Data Not Applicable | Data Not Applicable | 100.6 | 100.6 | 105.895 | 94.905 | 99.9 | 2021-05-12 00:00:00 | Data Not Available | Data Not Available | Data Not Available | Data Not Available | Data Not Available | Data Not Available | Data Not Available | 2025-02-18 | 54.02110883824338, -1.430654892730741 | 2021-05-12 |  | Harrogate
Data Not Applicable | [5 empty] | Data Not Available | Air Products | Air Products | Huntsman Drive | Port Clarence | Middlesbrough | County Durham | TS2 1TT | England | 451943 | 522901 | Saltholme | North Bank Generation | North Bank Generation Direct | 132 | Northern Powergrid (Northeast) plc | Waste | Engine (combustion / reciprocating) | No | Data Not Applicable | Data Not Applicable | 35.15 | Data Not Available | Data Not Available | Data Not Available | Data Not Available | Data Not Available | Data Not Available | Data Not Available | Data Not Available | Data Not Available | Data Not Available | Data Not Available | Data Not Available | No | Accepted To Connect | Data Not Applicable | Data Not Applicable | Data Not Applicable | Data Not Applicable | Data Not Applicable | Data Not Applicable | 35.15 | 35.15 | 37 | Data Not Available | Data Not Available | Data Not Available | Data Not Available | Data Not Available | Data Not Available | Data Not Available | Data Not Available | Data Not Available | Data Not Available | 2017-03-08 | 54.598626159196066, -1.1975277576315686 |  |  | Stockton-on-Tees
1594001073116 | [5 empty] | Data Not Available | SITA UK - Haverton-North Tees (Lines 4 & 5) | Sita IBA Recycling Plant | Sita IBA Recycling Plant | Haverton Hill Road | Billingham | County Durham | TS23 1PY | England | 447704 | 522057 | Norton | North Tees | Haverton Generation | 66 | Northern Powergrid (Northeast) plc | Waste | Engine (combustion / reciprocating) | No | Data Not Applicable | Data Not Applicable | 23 | Data Not Available | Data Not Available | Data Not Available | Data Not Available | Data Not Available | Data Not Available | Data Not Available | Data Not Available | Data Not Available | Data Not Available | Data Not Available | Data Not Available | No | Connected | 23 | 26.6 | 28 | Data Not Available | Data Not Available | 2000-04-25 00:00:00 | Data Not Applicable | Data Not Applicable | 24.211 | Data Not Applicable | Data Not Applicable | Data Not Available | Data Not Available | Data Not Available | Data Not Available | Data Not Available | Data Not Available | Data Not Available | Data Not Available | 2017-03-08 | 54.59145893349674, -1.2632706923280836 |  | 2000-04-25 | Stockton-on-Tees
1574000285644 | [5 empty] | Data Not Available | SITA UK - Haverton-North Tees (Line 3) | Sita IBA Recycling Plant | Sita IBA Recycling Plant | Haverton Hill Road | Billingham | County Durham | TS23 1PY | England | 447704 | 522057 | Norton | North Tees | Haverton Incinerator | 66 | Northern Powergrid (Northeast) plc | Waste | Engine (combustion / reciprocating) | No | Data Not Applicable | Data Not Applicable | 10 | Data Not Available | Data Not Available | Data Not Available | Data Not Available | Data Not Available | Data Not Available | Data Not Available | Data Not Available | Data Not Available | Data Not Available | Data Not Available | Data Not Available | No | Connected | 10 | 26.6 | 28 | Data Not Available | Data Not Available | 2010-02-28 00:00:00 | Data Not Applicable | Data Not Applicable | 10.526 | Data Not Applicable | Data Not Applicable | Data Not Available | Data Not Available | Data Not Available | Data Not Available | Data Not Available | Data Not Available | Data Not Available | Data Not Available | 2017-03-08 | 54.59145893349674, -1.2632706923280836 |  | 2010-02-28 | Stockton-on-Tees
1574000308405 | [5 empty] | Data Not Available | SITA UK - Haverton-North Tees (Lines 1 & 2) | Sita IBA Recycling Plant | Sita IBA Recycling Plant | Haverton Hill Road | Billingham | County Durham | TS23 1PY | England | 447704 | 522057 | Norton | North Tees | Cleveland Incinerator | 66 | Northern Powergrid (Northeast) plc | Waste | Engine (combustion / reciprocating) | No | Data Not Applicable | Data Not Applicable | 20.142 | Data Not Available | Data Not Available | Data Not Available | Data Not Available | Data Not Available | Data Not Available | Data Not Available | Data Not Available | Data Not Available | Data Not Available | Data Not Available | Data Not Available | No | Connected | 20.142 | 26.6 | 28 | Data Not Available | Data Not Available | 2013-04-30 00:00:00 | Data Not Applicable | Data Not Applicable | 21.202 | Data Not Applicable | Data Not Applicable | Data Not Available | Data Not Available | Data Not Available | Data Not Available | Data Not Available | Data Not Available | Data Not Available | Data Not Available | 2017-03-08 | 54.59145893349674, -1.2632706923280836 |  | 2013-04-30 | Stockton-on-Tees
1574000199083 | [5 empty] | Data Not Available | Phillips Petroleum Cogeneration Plant (Seal Sands) | Phillips Petroleum Cogeneration Plant (Seal Sands) | Phillips Petroleum Teesside Operations | Seal Sands | Middlesbrough | County Durham | TS2 1UH | England | 453549 | 524956 | Saltholme | Seal Sands | Phillips Petroleum | 66 | Northern Powergrid (Northeast) plc | Fossil - Gas | Engine (combustion / reciprocating) | No | Data Not Applicable | Data Not Applicable | 76 | Data Not Available | Data Not Available | Data Not Available | Data Not Available | Data Not Available | Data Not Available | Data Not Available | Data Not Available | Data Not Available | Data Not Available | Data Not Available | Data Not Available | Yes | Connected | 76 | 47.405 | 49.9 | Data Not Available | Data Not Available | 2012-04-30 00:00:00 | Data Not Applicable | Data Not Applicable | 80 | Data Not Applicable | Data Not Applicable | Data Not Available | Data Not Available | Data Not Available | Data Not Available | Data Not Available | Data Not Available | Data Not Available | Data Not Available | 2017-03-08 | 54.61692472120096, -1.1722980488341257 |  | 2012-04-30 | Stockton-on-Tees
1574000311295 | [5 empty] | Data Not Available | Wind Farm | Wind Farm | Southern Law Wind Farm | Trimdon Grange | Trimdon Station | County Durham | TS29 6NR | England | 436382 | 536316 | Stella South | Annfield | Consett | 20 | Northern Powergrid (Northeast) plc | Wind | Onshore wind turbines | No | Data Not Applicable | Data Not Applicable | 5.89 | Data Not Available | Data Not Available | Data Not Available | Data Not Available | Data Not Available | Data Not Available | Data Not Available | Data Not Available | Data Not Available | Data Not Available | Data Not Available | Data Not Available | No | Connected | 5.89 | 5.843 | 6.151 | Data Not Available | Data Not Available | 2013-01-08 00:00:00 | Data Not Applicable | Data Not Applicable | 6.2 | Data Not Applicable | Data Not Applicable | Data Not Available | Data Not Available | Data Not Available | Data Not Available | Data Not Available | Data Not Available | Data Not Available | Data Not Available | 2017-03-08 | 54.72053277569758, -1.436704963430264 |  | 2013-01-08 | County Durham
1574000311950 | [5 empty] | Data Not Available | Blaydon Quarry Landfill Site | Blaydon Quarry Landfill Site | Blaydon Landfill Site | Lead Road | Blaydon-On-Tyne | Tyne and Wear | NE21 4SW | England | 417602 | 563167 | Stella North | Dunston | Blaydon Burn | 11 | Northern Powergrid (Northeast) plc | Waste | Engine (combustion / reciprocating) | No | Data Not Applicable | Data Not Applicable | 2.09 | Data Not Available | Data Not Available | Data Not Available | Data Not Available | Data Not Available | Data Not Available | Data Not Available | Data Not Available | Data Not Available | Data Not Available | Data Not Available | Data Not Available | No | Connected | 2.09 | 2.09 | 2.2 | Data Not Available | Data Not Available | 2013-02-18 00:00:00 | Data Not Applicable | Data Not Applicable | 2.2 | Data Not Applicable | Data Not Applicable | Data Not Available | Data Not Available | Data Not Available | Data Not Available | Data Not Available | Data Not Available | Data Not Available | Data Not Available | 2017-03-08 | 54.96282692081297, -1.7266266070638046 |  | 2013-02-18 | Gateshead
1640000850407 | [5 empty] | 1640000850391 | PIMBO GENERATION LIMITED | PIMBO ROAD | PIMBO ROAD, SKELMERSDALE, LANCASHIRE |  | SKELMERSDALE | LANCASHIRE | WN8 9QH | ENGLAND | 349464 | 403686 | WASHWAY FARM GSP / KIRKBY GSP GROUP | SKELMERSDALE | - | 33 | ELECTRICITY NORTH WEST LIMITED | FOSSIL - GAS | ENGINE (COMBUSTION / RECIPROCATING) | YES | 0 | 0 | 21.052 |  |  |  | 0 | 0 | 0 |  |  |  | 0 | 0 | 0 | NO | CONNECTED | 21.052 | 19 | 20 | 0.475 | 0.5 | 2019-06-01 |  |  |  | 0 | 0 |  |  | NO | NO |  |  |  |  | 2021-12-06 | 53.52739181592481, -2.7638042428210783
1574000286977 | [5 empty] | Data Not Available | Broom Hill Wind Farm | Broom Hill Wind Farm | Broom Hill Wind Farm | Stanley | Crook | County Durham | DL15 9QR | England | 416160 | 537946 | Spennymoor GSP | Spennymoor 132/66kV | Meadowfield | 11 | Northern Powergrid (Northeast) plc | Wind | Onshore wind turbines | No | Data Not Applicable | Data Not Applicable | 7.6 | Data Not Available | Data Not Available | Data Not Available | Data Not Available | Data Not Available | Data Not Available | Data Not Available | Data Not Available | Data Not Available | Data Not Available | Data Not Available | Data Not Available | No | Connected | 7.6 | 7.6 | 8 | Data Not Available | Data Not Available | 2009-01-23 00:00:00 | Data Not Applicable | Data Not Applicable | 8 | Data Not Applicable | Data Not Applicable | Data Not Available | Data Not Available | Data Not Available | Data Not Available | Data Not Available | Data Not Available | Data Not Available | Data Not Available | 2017-03-08 | 54.736232122232316, -1.7505479567756028 |  | 2009-01-23 | County Durham
1200052312539 | [6 empty] | Pimlico District Heating, The Pump House | Pimlico District Heating, The Pump House | CHURCHILL GARDENS ROAD |  | Pimlico | LONDON | SW1V 3JF | England | 529232 | 177938 | St Johns Wood 132kV | - | Ebury Bridge 11kV | 11 | London Power Networks (LPN) | Fossil - Gas | Steam-gas turbine (CCGT) |  |  |  | 2.48 | [12 empty] | No | Connected | 2.48 | 2.48 | 3.1 |  |  | 2006-06-30 | [13 empty] | 2020-11-13 | -0.14237 | 51.4981 | 51.4980555012071, -0.142370459708629 | LPN-S000000000195 | Fossil fuel
1594001141110 | [5 empty] | Data Not Available | Coxhoe Waste Disposal Site | Coxhoe Waste Disposal Site | Coxhoe Waste Disposal Site | Coxhoe Quarry | Coxhoe | County Durham | DH6 4 | England | 436531 | 533442 | Spennymoor GSP | Spennymoor 132/66kV | Fishburn | 0.4 | Northern Powergrid (Northeast) plc | Waste | Engine (combustion / reciprocating) | No | Data Not Applicable | Data Not Applicable | 2 | Data Not Available | Data Not Available | Data Not Available | Data Not Available | Data Not Available | Data Not Available | Data Not Available | Data Not Available | Data Not Available | Data Not Available | Data Not Available | Data Not Available | No | Connected | 2 | 2 | 2.105 | Data Not Available | Data Not Available | 2000-10-31 00:00:00 | Data Not Applicable | Data Not Applicable | 2.105 | Data Not Applicable | Data Not Applicable | Data Not Available | Data Not Available | Data Not Available | Data Not Available | Data Not Available | Data Not Available | Data Not Available | Data Not Available | 2017-03-08 | 54.69469581071204, -1.434751025763085 |  | 2000-10-31 | County Durham
1594000000029 | [5 empty] | Data Not Available | Kielder Hydro-Electric Plant | Kielder Hydro-Electric Plant | Kielder Reservior | Falstone | Nexham | Northumberland | NE48 1BB | England | 371355 | 588203 | Spadeadam | Spadeadam 33kV | Kielder Hydro | 33 | Northern Powergrid (Northeast) plc | Water (flowing water or head of water) | Hydro - Reservoir (not pumped) | No | Data Not Applicable | Data Not Applicable | 6 | Data Not Available | Data Not Available | Data Not Available | Data Not Available | Data Not Available | Data Not Available | Data Not Available | Data Not Available | Data Not Available | Data Not Available | Data Not Available | Data Not Available | No | Connected | 6 | 5.3 | 5.579 | Data Not Available | Data Not Available | 2019-07-23 00:00:00 | Data Not Applicable | Data Not Applicable | 6.316 | Data Not Applicable | Data Not Applicable | 2019-02-18 00:00:00 | Data Not Available | Data Not Available | Data Not Available | Data Not Available | Data Not Available | Data Not Available | Data Not Available | 2017-03-08 | 55.18727177152431, -2.4514257098361165 | 2019-02-18 | 2019-07-23 | Northumberland
1574000305886 | [5 empty] | 1574000305895 | Green Rigg Wind Farm | Green Rigg Wind Farm | Green Rigg Fell | Birtley | Hexham | Northumberland | NE48 3JJ | England | 392865 | 580855 | Fourstones 20kV | Fourstones 20kV | Fourstones 20kV Direct | 20 | Northern Powergrid (Northeast) plc | Wind | Onshore wind turbines | No | Data Not Applicable | Data Not Applicable | 36 | Data Not Available | Data Not Available | Data Not Available | Data Not Available | Data Not Available | Data Not Available | Data Not Available | Data Not Available | Data Not Available | Data Not Available | Data Not Available | Data Not Available | No | Connected | 36 | 34.2 | 36 | Data Not Available | Data Not Available | 2012-05-11 00:00:00 | Data Not Applicable | Data Not Applicable | 37.895 | Data Not Applicable | Data Not Applicable | Data Not Available | Data Not Available | Data Not Available | Data Not Available | Data Not Available | Data Not Available | Data Not Available | Data Not Available | 2017-03-08 | 55.12202653750524, -2.113414070883757 |  | 2012-05-11 | Northumberland
1574000308901 | [5 empty] | Data Not Available | South Sharpley Wind Farm | South Sharpley Wind Farm | South Sharpley Wind Farm | South Sharpley Wind Farm | Seaham | County Durham | SR7 0NH | England | 438205 | 549314 | Hawthorn Pit Grid | Hawthorn Pit Grid | Hawthorn Pit | 20 | Northern Powergrid (Northeast) plc | Wind | Onshore wind turbines | No | Data Not Applicable | Data Not Applicable | 6 | Data Not Available | Data Not Available | Data Not Available | Data Not Available | Data Not Available | Data Not Available | Data Not Available | Data Not Available | Data Not Available | Data Not Available | Data Not Available | Data Not Available | No | Connected | 6 | 5.928 | 6.24 | Data Not Available | Data Not Available | 2012-09-27 00:00:00 | Data Not Applicable | Data Not Applicable | 6.316 | Data Not Applicable | Data Not Applicable | Data Not Available | Data Not Available | Data Not Available | Data Not Available | Data Not Available | Data Not Available | Data Not Available | Data Not Available | 2017-03-08 | 54.83719812443127, -1.4066990713547434 |  | 2012-09-27 | County Durham
1574000295322 | [5 empty] | Data Not Available | Haswell Moor Wind Farm | Haswell Moor Wind Farm | Haswell Moor Wind Farm | Haswell Moor | Haswell | County Durham | DH6 2BD | England | 435490 | 542594 | Hartmoor | Hartmoor | Peterlee West | 11 | Northern Powergrid (Northeast) plc | Wind | Onshore wind turbines | No | Data Not Applicable | Data Not Applicable | 10 | Data Not Available | Data Not Available | Data Not Available | Data Not Available | Data Not Available | Data Not Available | Data Not Available | Data Not Available | Data Not Available | Data Not Available | Data Not Available | Data Not Available | No | Connected | 10 | 9.938 | 10.461 | Data Not Available | Data Not Available | 2010-09-21 00:00:00 | Data Not Applicable | Data Not Applicable | 10.526 | Data Not Applicable | Data Not Applicable | Data Not Available | Data Not Available | Data Not Available | Data Not Available | Data Not Available | Data Not Available | Data Not Available | Data Not Available | 2024-09-04 | 54.77701111630582, -1.4497882425489266 |  | 2010-09-21 | County Durham
1574000327286 | [5 empty] | Data Not Available | Ray Windfarm, Kirkwhelpington (Ray Fell Windfarm) | Ray Windfarm, Kirkwhelpington (Ray Fell Windfarm) | Ray Windfarm | Farm Kirkwhelpington | Kirkwhelpington | Northumberland | NE19 2RJ | England | 395603 | 588982 | Fourstones 33kV | Fourstones 33kV | Ray Fell Windfarm | 33 | Northern Powergrid (Northeast) plc | Wind | Onshore wind turbines | No | Data Not Applicable | Data Not Applicable | 54.4 | Data Not Available | Data Not Available | Data Not Available | Data Not Available | Data Not Available | Data Not Available | Data Not Available | Data Not Available | Data Not Available | Data Not Available | Data Not Available | Data Not Available | No | Connected | 54.4 | 54.4 | 57.263 | Data Not Available | Data Not Available | 2016-11-01 00:00:00 | Data Not Applicable | Data Not Applicable | 57.263 | Data Not Applicable | Data Not Applicable | Data Not Available | Data Not Available | Data Not Available | Data Not Available | Data Not Available | Data Not Available | Data Not Available | Data Not Available | 2017-03-08 | 55.1950875264567, -2.070612065260471 |  | 2016-11-01 | Northumberland
1574000292154 | [5 empty] | 1574000292163 | Great Eppleton Wind Farm | Great Eppleton Wind Farm | Great Eppleton Wind Farm | Hetton-Le-Hole | Houghton Le Spring | County Durham | DH5 9NL | England | 436810 | 548213 | Hawthorn Pit Grid | Hawthorn Pit Grid | Stoney Cut | 20 | Northern Powergrid (Northeast) plc | Wind | Onshore wind turbines | No | Data Not Applicable | Data Not Applicable | 7.79 | Data Not Available | Data Not Available | Data Not Available | Data Not Available | Data Not Available | Data Not Available | Data Not Available | Data Not Available | Data Not Available | Data Not Available | Data Not Available | Data Not Available | No | Connected | 7.79 | 7.79 | 8.2 | Data Not Available | Data Not Available | 2009-12-14 00:00:00 | Data Not Applicable | Data Not Applicable | 8.2 | Data Not Applicable | Data Not Applicable | Data Not Available | Data Not Available | Data Not Available | Data Not Available | Data Not Available | Data Not Available | Data Not Available | Data Not Available | 2017-03-08 | 54.82740871810967, -1.4285567670254655 |  | 2009-12-14 | Sunderland
1594001158105 | [5 empty] | Data Not Available | Ellington Road Landfill | Ellington Road Landfill | Ellington Landfill Site | Newmoor Road | Ashington | Northumberland | NE63 9XS | England | 426440 | 589650 | Blyth 66kV | Blyth 66kV | Ashington | 11 | Northern Powergrid (Northeast) plc | Waste | Steam turbine (thermal power plant) | No | Data Not Applicable | Data Not Applicable | 1.31 | Data Not Available | Data Not Available | Data Not Available | Data Not Available | Data Not Available | Data Not Available | Data Not Available | Data Not Available | Data Not Available | Data Not Available | Data Not Available | Data Not Available | No | Connected | 1.31 | 1.31 | 1.379 | Data Not Available | Data Not Available | 1999-12-30 00:00:00 | Data Not Applicable | Data Not Applicable | 1.379 | Data Not Applicable | Data Not Applicable | 2015-05-18 00:00:00 | Data Not Available | Data Not Available | Data Not Available | Data Not Available | Data Not Available | Data Not Available | Data Not Available | 2017-03-08 | 55.20040958133578, -1.5861516920887462 | 2015-05-18 | 1999-12-30 | Northumberland
1470001061826 | [5 empty] | 1460002251054 | Plastic omnium automotive ltd | Coleshill, unit 3a, edison road | Unit 3A | Hams Hall Distribution Park, Edison Road, Coleshill | Birmingham | data not available | B46 1DA | United Kingdom | 419434 | 291835 | Lea Marston 132Kv S Stn | Hams Hall South 132Kv S Stn | Hams Hall South 132/11Kv | 11 | National Grid Electricity Distribution (West Midlands) Plc | Fossil - Gas | Gas turbine (OCGT) | Yes | data not available | data not available | 1.2 | data not applicable | data not applicable | data not applicable | data not available | data not available | data not applicable | data not applicable | data not applicable | data not applicable | data not available | data not available | data not applicable | data not available | Connected | 1.2 | 0.4275 | 0.45 | 1.805 | 1.9 | 43617 | data not applicable | data not applicable | data not applicable | data not applicable | data not applicable | data not applicable | data not applicable | data not available | data not available | data not available | data not available | data not available | data not available | 45750
1050001466304 | [6 empty] | Plutus Powergen | LAND AT ERNEST NUNN ROAD |  |  | STOWMARKET | Suffolk | IP14 2ED | England | 606330 | 256820 | Bramford | - |  | 132 | Eastern Power Networks (EPN) | Fossil - Oil | Engine (combustion / reciprocating) |  |  |  | 40 | [12 empty] | No | Connected | 40 | 40 | 42.105 | 0.52 | 0.547 | 2017-11-19 | [13 empty] | 2023-11-14 | 0.9636 | 52.469 | 52.4689740663316, 0.963603970466996 | EPN-S0000000H1189 | Biogas
1050001439417 | [6 empty] | Plutus Powergen | CLIFF QUAY, IPSWICH | IPSWICH |  | Ipswich | Suffolk | IP3 0AT | England | 629030 | 242310 | Bramford | - |  | 132 | Eastern Power Networks (EPN) | Fossil - Oil | Engine (combustion / reciprocating) |  |  |  | 40 | [12 empty] | No | Connected | 40 | 40 | 42.105 | 0.52 | 0.547 | 2018-01-14 | [13 empty] | 2021-12-14 | -0.053823 | 52.0456 | 52.0455606945178, -0.0538228090450057 | EPN-S0000000D8014 | Solar PV
Data Not Applicable | [5 empty] | Data Not Available | Quorn Foods | Quorn Foods | Quorn Foods Station Road | Stokesley | Middlesbrough | North Yorkshire | TS9 7AB | England | 453091 | 507557 | Norton | Bowesfield | Stokesley | 11 | Northern Powergrid (Northeast) plc | Fossil - Gas | Engine (combustion / reciprocating) | Yes | Data Not Applicable | Data Not Applicable | 2 | Data Not Available | Data Not Available | Data Not Available | Data Not Available | Data Not Available | Data Not Available | Data Not Available | Data Not Available | Data Not Available | Data Not Available | Data Not Available | Data Not Available | No | Accepted To Connect | Data Not Applicable | Data Not Applicable | Data Not Applicable | Data Not Applicable | Data Not Applicable | Data Not Applicable | 2 | 2 | 2.105 | Data Not Available | Data Not Available | 2016-11-10 10:49:00 | Data Not Available | Data Not Available | Data Not Available | Data Not Available | Data Not Available | Data Not Available | Data Not Available | 2017-03-08 | 54.460626887508276, -1.1825193840507882 | 2016-11-10 |  | North Yorkshire
1574000324781 | [5 empty] | Data Not Available | Stripe Solar Limted | East Appleton Farm | East Appleton Farm | East Appleton | Richmond | North Yorkshire | DL10 7QW | England | 421619 | 496050 | Norton | Leeming Bar/Skeeby | East Appleton North | 33 | Northern Powergrid (Northeast) plc | Solar | Photovoltaic | No | Data Not Applicable | Data Not Applicable | 4.5 | Data Not Available | Data Not Available | Data Not Available | Data Not Available | Data Not Available | Data Not Available | Data Not Available | Data Not Available | Data Not Available | Data Not Available | Data Not Available | Data Not Available | No | Connected | 4.5 | 4.5 | 4.737 | Data Not Available | Data Not Available | 2016-03-14 00:00:00 | Data Not Applicable | Data Not Applicable | 4.737 | Data Not Applicable | Data Not Applicable | Data Not Available | Data Not Available | Data Not Available | Data Not Available | Data Not Available | Data Not Available | Data Not Available | Data Not Available | 2017-03-08 | 54.3595224457048, -1.6688293559162672 |  | 2016-03-14 | North Yorkshire
1574000327063 | [5 empty] | Data Not Available | Biogas Generator | Biogas Generator | Biogass Generation | Imperial Avenue | Middlesbrough | North Yorkshire | TS6 6BA | England | 452792 | 521092 | Lackenby | Lackenby | Spencerbeck | 11 | Northern Powergrid (Northeast) plc | Waste | Engine (combustion / reciprocating) | No | Data Not Applicable | Data Not Applicable | 5.1 | Data Not Available | Data Not Available | Data Not Available | Data Not Available | Data Not Available | Data Not Available | Data Not Available | Data Not Available | Data Not Available | Data Not Available | Data Not Available | Data Not Available | No | Connected | 5.1 | 5.1 | 5.368 | Data Not Available | Data Not Available | 2016-09-01 00:00:00 | Data Not Applicable | Data Not Applicable | 5.368 | Data Not Applicable | Data Not Applicable | Data Not Available | Data Not Available | Data Not Available | Data Not Available | Data Not Available | Data Not Available | Data Not Available | Data Not Available | 2017-03-08 | 54.58228296319466, -1.184712787070524 |  | 2016-09-01 | Redcar and Cleveland
1574000324639 | [5 empty] | Data Not Available | Solar Farm Adj Howlbeck Farm | Solar Farm Adj Howlbeck Farm | Land Adjacent to Howlbeck Farm | Wilton Lane | Guisborough | North Yorkshire | TS14 6QX | England | 460682 | 516888 | Lackenby | Lackenby | Guisborough T1 T2 | 11 | Northern Powergrid (Northeast) plc | Solar | Photovoltaic | No | Data Not Applicable | Data Not Applicable | 3.8 | Data Not Available | Data Not Available | Data Not Available | Data Not Available | Data Not Available | Data Not Available | Data Not Available | Data Not Available | Data Not Available | Data Not Available | Data Not Available | Data Not Available | No | Connected | 3.8 | 3.8 | 4 | Data Not Available | Data Not Available | 2016-02-22 00:00:00 | Data Not Applicable | Data Not Applicable | 4 | Data Not Applicable | Data Not Applicable | Data Not Available | Data Not Available | Data Not Available | Data Not Available | Data Not Available | Data Not Available | Data Not Available | Data Not Available | 2017-03-08 | 54.54362399512762, -1.06352094046193 |  | 2016-02-22 | Redcar and Cleveland
1594001141547 | [5 empty] | 1594101141542 | Northumbrian Water Ltd | Northumbrian Water Ltd | Northumbrian Water LTD | Bran Sands | Middlesbrough | North Yorkshire | TS6 6UE | England | 453691 | 522587 | Lackenby | Lackenby | Bran Sands | 11 | Northern Powergrid (Northeast) plc | Solar | Photovoltaic | No | Data Not Applicable | Data Not Applicable | 13.224 | Data Not Available | Data Not Available | Data Not Available | Data Not Available | Data Not Available | Data Not Available | Data Not Available | Data Not Available | Data Not Available | Data Not Available | Data Not Available | Data Not Available | No | Connected | 13.224 | 9 | 9.474 | Data Not Available | Data Not Available | 2000-10-20 00:00:00 | Data Not Applicable | Data Not Applicable | 13.92 | Data Not Applicable | Data Not Applicable | Data Not Available | Data Not Available | Data Not Available | Data Not Available | Data Not Available | Data Not Available | Data Not Available | Data Not Available | 2017-03-08 | 54.59562231929128, -1.1705321766793526 |  | 2000-10-20 | Redcar and Cleveland
1574000323885 | [5 empty] | Data Not Available | Eldmire Ings Farm | Eldmire Ings Farm | Eldmire Ings Farm | Sessay | Thirsk | North Yorkshire | YO7 3NT | England | 442447 | 474274 | Knaresborough | Husthwaite | Sessay Bridge | 11 | Northern Powergrid (Northeast) plc | Solar | Photovoltaic | No | Data Not Applicable | Data Not Applicable | 3.563 | Data Not Available | Data Not Available | Data Not Available | Data Not Available | Data Not Available | Data Not Available | Data Not Available | Data Not Available | Data Not Available | Data Not Available | Data Not Available | Data Not Available | No | Connected | 3.563 | 3.563 | 3.751 | Data Not Available | Data Not Available | 2015-11-30 00:00:00 | Data Not Applicable | Data Not Applicable | 3.751 | Data Not Applicable | Data Not Applicable | Data Not Available | Data Not Available | Data Not Available | Data Not Available | Data Not Available | Data Not Available | Data Not Available | Data Not Available | 2017-03-08 | 54.16252449105801, -1.3514205650610858 |  | 2015-11-30 | North Yorkshire
2394000137960 | [5 empty] | 2380002504018 | Port of Hull Development | Port of Hull Development | Port of Hull Development | Salt End Lane | Hull | North Yorkshire | HU12 8PP | England | 516306 | 428675 | Saltend North | Saltend 132/33kV | Port of Hull Generation | 33 | Northern Powergrid (Yorkshire) plc | Fossil - Gas | Engine (combustion / reciprocating) | No | Data Not Applicable | Data Not Applicable | 21 | Data Not Available | Data Not Available | Data Not Available | Data Not Available | Data Not Available | Data Not Available | Data Not Available | Data Not Available | Data Not Available | Data Not Available | Data Not Available | Data Not Available | No | Connected | 21 | 19.95 | 21 | 0.38 | 0.4 | 2018-08-09 09:48:00 | Data Not Applicable | Data Not Applicable | 22.105 | Data Not Applicable | Data Not Applicable | 2018-06-14 00:00:00 | Data Not Available | Data Not Available | Data Not Available | Data Not Available | Data Not Available | Data Not Available | Data Not Available | 2024-09-11 | 53.74149084373108, -0.23803306916323308 | 2018-06-14 | 2018-08-09 | East Riding of Yorkshire
1574000328299 | [5 empty] | Data Not Available | TATA Beverages Generation | TATA Beverages Generation | Durham Lane | Eaglescliffe | Stockton-On-Tees | County Durham | TS16 0PS | England | 441368 | 515806 | Norton | Bowesfield | Urlay Nook | 11 | Northern Powergrid (Northeast) plc | Solar | Photovoltaic | No | Data Not Applicable | Data Not Applicable | 3.7 | Data Not Available | Data Not Available | Data Not Available | Data Not Available | Data Not Available | Data Not Available | Data Not Available | Data Not Available | Data Not Available | Data Not Available | Data Not Available | Data Not Available | No | Connected | 3.7 | 3.7 | 3.895 | Data Not Available | Data Not Available | 2017-03-19 00:00:00 | Data Not Applicable | Data Not Applicable | 3.895 | Data Not Applicable | Data Not Applicable | 2017-04-03 00:00:00 | Data Not Available | Data Not Available | Data Not Available | Data Not Available | Data Not Available | Data Not Available | Data Not Available | 2017-05-09 | 54.53584270972223, -1.3621933246889661 | 2017-04-03 | 2017-03-19 | Stockton-on-Tees
2394000136976 | [5 empty] | 2380002478973 | Port of Immingham Development | Port of Immingham Development | Immingham Development | Queens Road | Immingham | Lincolnshire | DN40 1QN | England | 520059 | 414869 | Grimsby West | Immingham | Queens Road | 33 | Northern Powergrid (Yorkshire) plc | Fossil - Gas | Engine (combustion / reciprocating) | No | Data Not Applicable | Data Not Applicable | 16.5 | Data Not Available | Data Not Available | Data Not Available | Data Not Available | Data Not Available | Data Not Available | Data Not Available | Data Not Available | Data Not Available | Data Not Available | Data Not Available | Data Not Available | No | Connected | 16.5 | 16.5 | 17.368 | 0.332 | 0.35 | 2018-05-17 09:49:00 | Data Not Applicable | Data Not Applicable | 17.368 | Data Not Applicable | Data Not Applicable | 2017-06-30 00:00:00 | Data Not Available | Data Not Available | Data Not Available | Data Not Available | Data Not Available | Data Not Available | Data Not Available | 2024-09-11 | 53.616613331627974, -0.18649690869896568 | 2017-06-30 | 2018-05-17 | North East Lincolnshire
Data Not Applicable | [5 empty] | Data Not Available | Manor Farm Solar | Manor Farm Solar | Manor Farm Solar | Skipwith Road | Scarborough | North Yorkshire | YO19 6EQ | England | 464949 | 441884 | Osbaldwick | Manor Farm | Manor Farm Direct | 132 | Northern Powergrid (Northeast) plc | Solar | Photovoltaic | No | Data Not Applicable | Data Not Applicable | 53.9 | Data Not Available | Data Not Available | Data Not Available | Data Not Available | Data Not Available | Data Not Available | Data Not Available | Data Not Available | Data Not Available | Data Not Available | Data Not Available | Data Not Available | No | Accepted To Connect | Data Not Applicable | Data Not Applicable | Data Not Applicable | Data Not Applicable | Data Not Applicable | Data Not Applicable | 53.9 | 53.9 | 56.737 | Data Not Available | Data Not Available | 2021-11-10 00:00:00 | Data Not Available | Data Not Available | Data Not Available | Data Not Available | Data Not Available | Data Not Available | Data Not Available | 2022-01-12 | 53.869110662624536, -1.0137562107973093 | 2021-11-10 |  | North Yorkshire
1470001321283 | [5 empty] | 1470001321265 | Power initiatives (2) limited | Mucklow hill stor, halesowen | Export | Mucklow Hill Stor | Halesowen | data not available | B62 8DL | United Kingdom | 397407 | 284019 | Bishops Wood 132Kv S Stn | Kidderminster 132Kv S Stn | Kidderminster 132/33/11Kv | 11 | National Grid Electricity Distribution (West Midlands) Plc | Fossil - Gas | Gas turbine (OCGT) | No | data not available | data not available | 5.08 | data not applicable | data not applicable | data not applicable | data not available | data not available | data not applicable | data not applicable | data not applicable | data not applicable | data not available | data not available | data not applicable | data not available | Connected | 5.08 | 4.75 | 5 | 0.0855 | 0.09 | 44622 | data not applicable | data not applicable | data not applicable | data not applicable | data not applicable | data not applicable | data not applicable | data not available | data not available | data not available | data not available | data not available | data not available | 45750
Data Not Applicable | [5 empty] | Data Not Available | Tees Valley Energy Recovery | Tees Valley Energy Recovery | Grangetown Prairie | Land east of John Boyle Road and west of Tees Dock | Grangetown | North Yorkshire | TS6 6TY | England | 454030 | 521256 | Norton | North Tees | Tees Valley Energy | 66 | Northern Powergrid (Northeast) plc | Waste | Steam turbine (thermal power plant) | No | Data Not Applicable | Data Not Applicable | 49.9 | Data Not Available | Data Not Available | Data Not Available | Data Not Available | Data Not Available | Data Not Available | Data Not Available | Data Not Available | Data Not Available | Data Not Available | Data Not Available | Data Not Available | No | Accepted To Connect | Data Not Applicable | Data Not Applicable | Data Not Applicable | Data Not Applicable | Data Not Applicable | Data Not Applicable | 49.9 | 49.9 | 52.526 | Data Not Available | Data Not Available | 2021-06-01 00:00:00 | Data Not Available | Data Not Available | Data Not Available | Data Not Available | Data Not Available | Data Not Available | Data Not Available | 2021-09-13 | 54.583626153315954, -1.165530481070525 | 2021-06-01 |  | Redcar and Cleveland
Data Not Applicable | [5 empty] | Data Not Available | Old Malton Solar PV and BESS | Old Malton Solar PV and BESS | Land Adjacent to Old Malton Substation | Old Malton | Malton | North Yorkshire | YO17 6RT | England | 479732 | 474582 | Osbaldwick | Malton Grid | Harmony BESS | 66 | Northern Powergrid (Northeast) plc | Solar | Photovoltaic | No | Data Not Applicable | Data Not Applicable | 49.9 | Data Not Available | Data Not Available | Data Not Available | Data Not Available | Data Not Available | Data Not Available | Data Not Available | Data Not Available | Data Not Available | Data Not Available | Data Not Available | Data Not Available | No | Accepted To Connect | Data Not Applicable | Data Not Applicable | Data Not Applicable | Data Not Applicable | Data Not Applicable | Data Not Applicable | 49.9 | 49.9 | 52.526 | Data Not Available | Data Not Available | 2021-02-10 00:00:00 | Data Not Available | Data Not Available | Data Not Available | Data Not Available | Data Not Available | Data Not Available | Data Not Available | 2021-03-10 | 54.16086499527437, -0.7804287888083908 | 2021-02-10 |  | North Yorkshire
Data Not Applicable | [5 empty] | Data Not Available | Holmside Hall PV | Holmside Hall PV | Land lying to the North East of | Holmside Hall | Durham | County Durham | DH7 0DT | England | 420475 | 549702 | Spennymoor GSP | Potter House | Holmside Hall | 66 | Northern Powergrid (Northeast) plc | Solar | Photovoltaic | No | Data Not Applicable | Data Not Applicable | 27 | Data Not Available | Data Not Available | Data Not Available | Data Not Available | Data Not Available | Data Not Available | Data Not Available | Data Not Available | Data Not Available | Data Not Available | Data Not Available | Data Not Available | No | Accepted To Connect | Data Not Applicable | Data Not Applicable | Data Not Applicable | Data Not Applicable | Data Not Applicable | Data Not Applicable | 27 | 27 | 28.421 | Data Not Available | Data Not Available | 2021-07-09 00:00:00 | Data Not Available | Data Not Available | Data Not Available | Data Not Available | Data Not Available | Data Not Available | Data Not Available | 2021-08-10 | 54.84171921587998, -1.6827093775933113 | 2021-07-09 |  | County Durham
data not available | [5 empty] | data not available | POWER SYSTEM | Strand Gate | Port Of Liverpool | Regents Road | Bootle | Merseyside | L20 1AS | England | 333137 | 395551 | KIRKBY | BOOTLE GT1 / LITHERLAND GT1A | data not available | 33 | SP Manweb plc | Fossil - Gas | Steam-gas turbine (CCGT) | Yes | 0 | 0 | 35 | data not applicable | data not applicable | No | 0 | 0 | 0 | data not applicable | data not applicable | No | 0 | 0 | 0 | data not available | Connected | 35 | 35 | 36.8421 | data not applicable | data not applicable | data not available | data not applicable | data not applicable | data not applicable | data not applicable | data not applicable | data not available | data not applicable | N | N | data not available | N | data not available | data not available | 44088 | data not available | 731
Data Not Applicable | [5 empty] | Data Not Available | West Boldon (Triangular Field) BESS | West Boldon (Triangular Field) BESS | Triangular Field | South East of West Boldon Substation | West Boldon | Tyne and Wear | NE36 0BG | England | 433585 | 561063 | West Boldon | West Boldon | West Boldon BESS | 66 | Northern Powergrid (Northeast) plc | Stored Energy (all stored energy irrespective of the original energy source) | Storage - Electrochemical Classic Batteries -Lithium Ion (Li–ion) | No | Data Not Available | Data Not Available | 63 | Data Not Available | Data Not Available | Data Not Available | Data Not Available | Data Not Available | Data Not Available | Data Not Available | Data Not Available | Data Not Available | Data Not Available | Data Not Available | Data Not Available | No | Accepted To Connect | Data Not Applicable | Data Not Applicable | Data Not Applicable | Data Not Applicable | Data Not Applicable | Data Not Applicable | 63 | 63 | 66.316 | Data Not Available | Data Not Available | 2021-07-26 00:00:00 | Data Not Available | Data Not Available | Data Not Available | Data Not Available | Data Not Available | Data Not Available | Data Not Available | 2022-02-02 | 54.9431039835658, -1.4772613239420247 | 2021-07-26 |  | South Tyneside
Data Not Applicable | [5 empty] | Data Not Available | Sherburn Tower Solar PV & BESS | Sherburn Tower Solar PV & BESS | Sherburn Tower Farm | Ashtree Lane | Gateshead | Tyne and Wear | NE39 1AG | England | 415848 | 559572 | Stella North | Dunston | Sherburn Solar | 66 | Northern Powergrid (Northeast) plc | Solar | Photovoltaic | No | Data Not Applicable | Data Not Applicable | 31.35 | Storage - Electrochemical Classic Batteries -Lithium Ion (Li–ion) | Storage - Electrochemical Classic Batteries -Lithium Ion (Li–ion) | No | Data Not Available | Data Not Available | 23 | Data Not Available | Data Not Available | Data Not Available | Data Not Available | Data Not Available | Data Not Available | No | Accepted To Connect | Data Not Applicable | Data Not Applicable | Data Not Applicable | Data Not Applicable | Data Not Applicable | Data Not Applicable | 54.35 | 54.35 | 57.211 | 28.5 | 30 | 2021-12-01 00:00:00 | Data Not Available | Data Not Available | Data Not Available | Data Not Available | Data Not Available | Data Not Available | Data Not Available | 2024-08-19 | 54.930580139692395, -1.754216897481761 | 2021-12-01 |  | Gateshead
Data Not Applicable | [5 empty] | Data Not Available | Sheraton Hall Solar PV | Sheraton Hall Solar PV | SOLAR PARK | SHERATON | Hartlepool | County Durham | TS274RD | England | 445788 | 534359 | Hartmoor | Hartmoor | Sheraton Solar | 66 | Northern Powergrid (Northeast) plc | Solar | Photovoltaic | No | Data Not Applicable | Data Not Applicable | 42 | Data Not Available | Data Not Available | Data Not Available | Data Not Available | Data Not Available | Data Not Available | Data Not Available | Data Not Available | Data Not Available | Data Not Available | Data Not Available | Data Not Available | No | Accepted To Connect | Data Not Applicable | Data Not Applicable | Data Not Applicable | Data Not Applicable | Data Not Applicable | Data Not Applicable | 42 | 42 | 44.211 | Data Not Available | Data Not Available | 2020-12-15 00:00:00 | Data Not Available | Data Not Available | Data Not Available | Data Not Available | Data Not Available | Data Not Available | Data Not Available | 2021-01-12 | 54.70218138721344, -1.2909985777078994 | 2020-12-15 |  | Hartlepool
Data Not Applicable | [5 empty] | Data Not Available | Sikbereen Solar Farm | Sikbereen Solar Farm | Land Near | Spennymoor Substation | Ferryhill | County Durham | DL17 8SA | England | 429174 | 533911 | Spennymoor GSP | Sikbereen Solar | Sikbereen Solar Direct | 132 | Northern Powergrid (Northeast) plc | Solar | Photovoltaic | No | Data Not Applicable | Data Not Applicable | 104 | Data Not Available | Data Not Available | Data Not Available | Data Not Available | Data Not Available | Data Not Available | Data Not Available | Data Not Available | Data Not Available | Data Not Available | Data Not Available | Data Not Available | No | Accepted To Connect | Data Not Applicable | Data Not Applicable | Data Not Applicable | Data Not Applicable | Data Not Applicable | Data Not Applicable | 104 | 104 | 109.474 | Data Not Available | Data Not Available | 2021-12-07 00:00:00 | Data Not Available | Data Not Available | Data Not Available | Data Not Available | Data Not Available | Data Not Available | Data Not Available | 2022-02-01 | 54.699388695112845, -1.5488416927673507 | 2021-12-07 |  | County Durham
Data Not Available | [5 empty] | Data Not Available | Dragonville Estate Solar PV | Dragonville Estate Solar PV | 8 to 11 | Dragonville Estate | Durham | County Durham | DH1 2YN | England | 429720 | 542771 | Spennymoor GSP | Potter House | Belmont | 11 | Northern Powergrid (Northeast) plc | Solar | Photovoltaic | No | Data Not Applicable | Data Not Applicable | 1.88 | Data Not Available | Data Not Available | Data Not Available | Data Not Available | Data Not Available | Data Not Available | Data Not Available | Data Not Available | Data Not Available | Data Not Available | Data Not Available | Data Not Available | No | Connected | 1.88 | 1.72 | 1.811 | Data Not Available | Data Not Available | Data Not Available | Data Not Applicable | Data Not Applicable | 1.979 | Data Not Applicable | Data Not Applicable | 2021-07-26 00:00:00 | Data Not Available | Data Not Available | Data Not Available | Data Not Available | Data Not Available | Data Not Available | Data Not Available | 2022-02-01 | 54.77897508800227, -1.5394682483669113 | 2021-07-26 |  | County Durham
Data Not Applicable | [5 empty] | Data Not Available | Hett Moor Farm Solar PV | Hett Moor Farm Solar PV | Hett Moor Farm | Thinford Road | Metal Bridge | County Durham | DH6 5LJ | England | 428847 | 535422 | Spennymoor GSP | Hett Moor Solar | Hett Moor Solar Direct | 66 | Northern Powergrid (Northeast) plc | Solar | Photovoltaic | No | Data Not Applicable | Data Not Applicable | 46.55 | Data Not Available | Data Not Available | Data Not Available | Data Not Available | Data Not Available | Data Not Available | Data Not Available | Data Not Available | Data Not Available | Data Not Available | Data Not Available | Data Not Available | No | Accepted To Connect | Data Not Applicable | Data Not Applicable | Data Not Applicable | Data Not Applicable | Data Not Applicable | Data Not Applicable | 46.55 | 46.55 | 49 | Data Not Available | Data Not Available | 2021-08-01 00:00:00 | Data Not Available | Data Not Available | Data Not Available | Data Not Available | Data Not Available | Data Not Available | Data Not Available | 2022-02-01 | 54.71298579128508, -1.5537664641467146 | 2021-08-01 |  | County Durham
Data Not Applicable | [5 empty] | Data Not Available | Hessay Solar PV | Hessay Solar PV | Land At | Shirbutt Lane | Hessay | North Yorkshire | YO26 8JT | England | 452636 | 453425 | Poppleton | Poppleton | Hessay Solar | 33 | Northern Powergrid (Northeast) plc | Solar | Photovoltaic | No | Data Not Applicable | Data Not Applicable | 40 | Data Not Available | Data Not Available | Data Not Available | Data Not Available | Data Not Available | Data Not Available | Data Not Available | Data Not Available | Data Not Available | Data Not Available | Data Not Available | Data Not Available | No | Accepted To Connect | Data Not Applicable | Data Not Applicable | Data Not Applicable | Data Not Applicable | Data Not Applicable | Data Not Applicable | 40 | 40 | 42.105 | Data Not Available | Data Not Available | 2021-04-19 00:00:00 | Data Not Available | Data Not Available | Data Not Available | Data Not Available | Data Not Available | Data Not Available | Data Not Available | 2022-02-01 | 53.97422044094874, -1.1990043732045 | 2021-04-19 |  | York
Data Not Applicable | [5 empty] | Data Not Available | Extension to Alne Material Recycling | Alne Materials Recycling Facility | Alne Materials Recycling Facility | Forest Lane | Alne | North Yorkshire | YO61 1TU | England | 452272 | 466439 | Knaresborough | Husthwaite | Husthwaite 33/11kV | 11 | Northern Powergrid (Northeast) plc | Fossil - Gas | Steam turbine (thermal power plant) | Yes | Data Not Applicable | Data Not Applicable | 3 | Data Not Available | Data Not Available | Data Not Available | Data Not Available | Data Not Available | Data Not Available | Data Not Available | Data Not Available | Data Not Available | Data Not Available | Data Not Available | Data Not Available | No | Accepted To Connect | Data Not Applicable | Data Not Applicable | Data Not Applicable | Data Not Applicable | Data Not Applicable | Data Not Applicable | 3 | 3 | 3.158 | Data Not Available | Data Not Available | 2021-10-07 00:00:00 | Data Not Available | Data Not Available | Data Not Available | Data Not Available | Data Not Available | Data Not Available | Data Not Available | 2022-02-01 | 54.091210625494135, -1.2023184538732257 | 2021-10-07 |  | North Yorkshire
Data Not Applicable | [5 empty] | Data Not Available | Morrow Edge Solar | Morrow Edge Solar | Burnhope PV Solar Park | Morrow Edge Farm | Durham | County Durham | DH7 0DS | England | 419416 | 549260 | Stella South | Annfield | Morrow Edge Solar | 66 | Northern Powergrid (Northeast) plc | Solar | Photovoltaic | No | Data Not Applicable | Data Not Applicable | 45 | Data Not Available | Data Not Available | Data Not Available | Data Not Available | Data Not Available | Data Not Available | Data Not Available | Data Not Available | Data Not Available | Data Not Available | Data Not Available | Data Not Available | No | Accepted To Connect | Data Not Applicable | Data Not Applicable | Data Not Applicable | Data Not Applicable | Data Not Applicable | Data Not Applicable | 45 | 45 | 47.368 | Data Not Available | Data Not Available | Data Not Available | Data Not Available | Data Not Available | Data Not Available | Data Not Available | Data Not Available | Data Not Available | Data Not Available | 2021-01-13 | 54.83778921576513, -1.699228331720819 |  |  | County Durham
Data Not Applicable | [5 empty] | Data Not Available | High Cayton Solar | High Cayton Solar | High Calyon | Lands at High Cayton | Harrogate | North Yorkshire | HG3 3NB | England | 428800 | 462833 | Knaresborough | High Cayton Solar | High Cayton Solar Direct | 132 | Northern Powergrid (Northeast) plc | Solar | Photovoltaic | No | Data Not Applicable | Data Not Applicable | 49 | Data Not Available | Data Not Available | Data Not Available | Data Not Available | Data Not Available | Data Not Available | Data Not Available | Data Not Available | Data Not Available | Data Not Available | Data Not Available | Data Not Available | No | Accepted To Connect | Data Not Applicable | Data Not Applicable | Data Not Applicable | Data Not Applicable | Data Not Applicable | Data Not Applicable | 49 | 49 | 51.579 | Data Not Available | Data Not Available | 2017-11-09 00:00:00 | Data Not Available | Data Not Available | Data Not Available | Data Not Available | Data Not Available | Data Not Available | Data Not Available | 2018-04-13 | 54.060645460270216, -1.5615017738828294 | 2017-11-09 |  | Harrogate
data not available | [5 empty] | data not available | POWER SYSTEM | New Broadgreen Hospital | Broadgreen Hospital | Queens Drive | Liverpool | Merseyside | L14 3LB | England | 340230 | 390808 | RAINHILL | GATEACRE GT1 / HUYTON GT1 / KIRKBY GT3 / PRESCOT GT1A | BROADGREEN T1 / CROXTETH T1 / EAST PRESCOT RD (FINCH LA) T1 / KNOTTY ASH T1 / LEYFIELD RD T1 | 33 | SP Manweb plc | Fossil - Gas | Steam-gas turbine (CCGT) | Yes | 0 | 0 | 1.5 | data not applicable | data not applicable | No | 0 | 0 | 0 | data not applicable | data not applicable | No | 0 | 0 | 0 | data not available | Connected | 1.5 | 1.5 | 1.5789 | data not applicable | data not applicable | data not available | data not applicable | data not applicable | data not applicable | data not applicable | data not applicable | data not available | data not applicable | N | N | data not available | N | data not available | data not available | 44088 | data not available | 597
1050000514320 | [6 empty] | Power Systems UK Ltd | CROWS HALL FARM/LANE | Ellingham Road |  | Attleborogh | Norfolk | NR17 1AD | England | 603561 | 295627 | Norwich Main | Trowse Grid 33kV | Attleborough Primary 11kV | 11 | Eastern Power Networks (EPN) | Biofuel - Biogas from anaerobic digestion (excluding landfill & sewage) | Steam-gas turbine (CCGT) |  |  |  | 1.56 | [12 empty] | No | Connected | 1.56 | 1.56 | 1.642 |  |  | 2013-10-18 | [13 empty] | 2020-11-13 | 1.2495 | 52.6562 | 52.6561803301639, 1.24949883093536 | EPN-S0000000G5050 | Fossil fuel
1574000260320 | [5 empty] | Data Not Available | Allerton Landfill (Grafton Generation) | Allerton Landfill (Grafton Generation) | Landfill Generation Site | Allerton Park | Knaresborough | North Yorkshire | HG5 0SE | England | 441269 | 458142 | Knaresborough | Wormald Green 132/33kV | Coneythorpe | 11 | Northern Powergrid (Northeast) plc | Waste | Engine (combustion / reciprocating) | No | Data Not Applicable | Data Not Applicable | 1.425 | Data Not Available | Data Not Available | Data Not Available | Data Not Available | Data Not Available | Data Not Available | Data Not Available | Data Not Available | Data Not Available | Data Not Available | Data Not Available | Data Not Available | No | Connected | 1.425 | 1.425 | 1.5 | Data Not Available | Data Not Available | 2016-01-01 00:00:00 | Data Not Applicable | Data Not Applicable | 1.5 | Data Not Applicable | Data Not Applicable | Data Not Available | Data Not Available | Data Not Available | Data Not Available | Data Not Available | Data Not Available | Data Not Available | Data Not Available | 2018-01-25 | 54.017642412798445, -1.3716539326256558 |  | 2016-01-01 | Harrogate
1170000894943 | [5 empty] | 1170000894980 | Power up generation limited | Bond estates limited | Bond Estates Limited | Bond Avenue, Bletchley | Milton keynes | data not available | MK1 1JJ | United Kingdom | 488173 | 235393 | East Claydon 132Kv S Stn | Bletchley 33Kv S Stn | Bletchley 11Kv S Stn | 11 | National Grid Electricity Distribution (East Midlands) Plc | Fossil - Gas | Engine (combustion / reciprocating) | No | data not available | data not available | 6 | data not applicable | data not applicable | data not applicable | data not available | data not available | data not applicable | data not applicable | data not applicable | data not applicable | data not available | data not available | data not applicable | data not available | Connected | 6 | 6.0088 | 6.325 | 0.2375 | 0.25 | 43039 | data not applicable | data not applicable | data not applicable | data not applicable | data not applicable | data not applicable | data not applicable | data not available | data not available | data not available | data not available | data not available | data not available | 45750
1050000911797 | [6 empty] | PowerCon (UK) Ltd | UNITS 1&2 MIDLAND EST ICP |  |  | Warley | Essex | RM13 8RH | England | 551420 | 182610 | Warley | Purfleet Grid 33kV | Manor Way Primary 11kV | 11 | Eastern Power Networks (EPN) | Biofuel biogas from anaerobic digestion (excluding landfill & sewage) | Steam-gas turbine (CCGT) |  |  |  | 1.9 | [12 empty] | No | Connected | 1.9 | 1.9 | 2 |  |  | 2016-04-05 | [13 empty] | 2020-11-13 | 1.2523 | 52.553 | 52.5530294412301, 1.25225360656196 | EPN-S0000000H5022 | Solar PV
data not available | [5 empty] | data not available | POWERGEN PLC | BHP Billiton | Station Road | Talacre | Holywell | North Wales | CH8 9RD | Wales | 312107 | 383899 | CONNAHS QUAY / PENTIR / ST ASAPH (CONQ) | HOLYWELL GT1 / RHYL GT1 / ST ASAPH GT2 / ST ASAPH GT4 | data not available | 33 | SP Manweb plc | Fossil - Gas | Steam-gas turbine (CCGT) | Yes | 0 | 0 | 6.5 | data not applicable | data not applicable | No | 0 | 0 | 0 | data not applicable | data not applicable | No | 0 | 0 | 0 | data not available | Connected | 6.5 | 6.5 | 6.8421 | data not applicable | data not applicable | data not available | data not applicable | data not applicable | data not applicable | data not applicable | data not applicable | data not available | data not applicable | N | N | data not available | N | data not available | data not available | 44088 | data not available | 101
Data Not Applicable | [5 empty] | Data Not Available | Blyth Offshore Wind Farm - Remaining Buildout | Blyth Offshore Windfarm | Blyth Offshore Windfarm | Blyth Offshore Windfarm | Blyth | Northumberland | NE24 3AT | England | 431861 | 581488 | Blyth 66kV | Blyth 66kV | Blyth Offshore Windfarm | 66 | Northern Powergrid (Northeast) plc | Wind | Offshore wind turbines | No | Data Not Applicable | Data Not Applicable | 58.4 | Data Not Available | Data Not Available | Data Not Available | Data Not Available | Data Not Available | Data Not Available | Data Not Available | Data Not Available | Data Not Available | Data Not Available | Data Not Available | Data Not Available | No | Accepted To Connect | Data Not Applicable | Data Not Applicable | Data Not Applicable | Data Not Applicable | Data Not Applicable | Data Not Applicable | 58.4 | 58.4 | 61.474 | Data Not Available | Data Not Available | 2011-02-28 00:00:00 | Data Not Available | Data Not Available | Data Not Available | Data Not Available | Data Not Available | Data Not Available | Data Not Available | 2018-10-12 | 55.12675088349923, -1.5019019079712892 | 2011-02-28 |  | Northumberland
MSID_7354 | [5 empty] | 1580001528130 | Port of Tyne BESS | Port of Tyne BESS | Port of Tyne | Jarrow Road (A185) | South Shields | Tyne and Wear | NE34 9PS | England | 434891 | 564938 | South Shields | South Shields | Jarrow Road BESS | 33 | Northern Powergrid (Northeast) plc | Stored Energy (all stored energy irrespective of the original energy source) | Storage - Electrochemical Classic Batteries -Lithium Ion (Li–ion) | No | Data Not Available | Data Not Available | 35 | Data Not Available | Data Not Available | Data Not Available | Data Not Available | Data Not Available | Data Not Available | Data Not Available | Data Not Available | Data Not Available | Data Not Available | Data Not Available | Data Not Available | No | Connected | 35 | 35 | 36.842 | Data Not Available | Data Not Available | 2017-06-02 00:00:00 | Data Not Applicable | Data Not Applicable | 36.842 | Data Not Applicable | Data Not Applicable | 2016-06-13 00:00:00 | Data Not Available | Data Not Available | Data Not Available | Data Not Available | Data Not Available | Data Not Available | Data Not Available | 2017-05-24 | 54.97783468125495, -1.4564057414938132 | 2016-06-13 | 2017-06-02 | South Tyneside
1574000324772 | [5 empty] | Data Not Available | Nissan Generation (Solar Panels) | Nissan Car Plant | Nissan Car Plant | Washington Road | Sunderland | Tyne and Wear | SR5 3NS | England | 434416 | 559011 | West Boldon | West Boldon | Nissan | 11 | Northern Powergrid (Northeast) plc | Solar | Photovoltaic | No | Data Not Applicable | Data Not Applicable | 5 | Data Not Available | Data Not Available | Data Not Available | Data Not Available | Data Not Available | Data Not Available | Data Not Available | Data Not Available | Data Not Available | Data Not Available | Data Not Available | Data Not Available | No | Connected | 5 | 6 | 6.316 | Data Not Available | Data Not Available | Data Not Available | Data Not Applicable | Data Not Applicable | 5.263 | Data Not Applicable | Data Not Applicable | Data Not Available | Data Not Available | Data Not Available | Data Not Available | Data Not Available | Data Not Available | Data Not Available | Data Not Available | 2017-03-08 | 54.92460856514097, -1.4645347577885643 |  |  | Sunderland
1574000260551 | [5 empty] | Data Not Available | Nissan Generation (Wind Turbines) | Nissan Car Plant | Nissan Car Plant | Washington Road | Sunderland | Tyne and Wear | SR5 3NS | England | 434416 | 559011 | West Boldon | West Boldon | Nissan | 11 | Northern Powergrid (Northeast) plc | Wind | Onshore wind turbines | No | Data Not Applicable | Data Not Applicable | 6 | Data Not Available | Data Not Available | Data Not Available | Data Not Available | Data Not Available | Data Not Available | Data Not Available | Data Not Available | Data Not Available | Data Not Available | Data Not Available | Data Not Available | No | Connected | 6 | 6 | 6.316 | Data Not Available | Data Not Available | 2016-02-11 00:00:00 | Data Not Applicable | Data Not Applicable | 6.316 | Data Not Applicable | Data Not Applicable | 2015-10-01 00:00:00 | Data Not Available | Data Not Available | Data Not Available | Data Not Available | Data Not Available | Data Not Available | Data Not Available | 2017-03-08 | 54.92460856514097, -1.4645347577885643 | 2015-10-01 | 2016-02-11 | Sunderland
1050000725635 | [6 empty] | Powersystems UK Ltd | Barley Brigg Farm | Laxfield Road |  | Stradbroke | Suffolk | IP21 5NQ | England | 625380 | 273499 | Bramford | Wickham Market Grid 33kV | Laxfield Primary 11kV | 11 | Eastern Power Networks (EPN) | Biogas | Gas turbine (OCGT) |  |  |  | 1 | [12 empty] | No | Connected | 1 | 1 | 1.053 | 0.2 | 0.211 | 2015-05-01 | [13 empty] | 2021-01-15 | -0.079752 | 52.3467 | 52.3466577092662, -0.0797521984756725 | EPN-S0000000D4068 | Solar PV
1050000645468 | [6 empty] | Powersystems UK Ltd | BYGRAVE LODGE FM |  |  | BALDOCK | HERTS | SG7 6QX | England | 527511 | 235543 | Wymondley | Letchworth Grid 33kV | Letchworth Factory 11kV | 11 | Eastern Power Networks (EPN) | Biomass | Steam-gas turbine (CCGT) |  |  |  | 2.6 | [12 empty] | No | Connected | 2.6 | 2.6 | 2.737 |  |  | 2014-09-25 | [13 empty] | 2020-11-13 | 0.93487 | 51.8132 | 51.8131740217537, 0.93486986913524 | EPN-S0000000D3031 | Solar PV
1170000786227 | [5 empty] | 1170000786218 | Powertree (foxwood road) ltd | Powertree(foxwood road) limited | Foxwood Road Stor Site | Foxwood Road, Sheepbridge Industrial Estate | Chesterfield | North East Derbyshire | S41 9RX | United Kingdom | 437304 | 374746 | Chesterfield 132Kv S Stn | Chesterfield 33Kv S Stn | Sheepbridge 6 6Kv S Stn | 11 | National Grid Electricity Distribution (East Midlands) Plc | Fossil - Gas | Engine (combustion / reciprocating) | Yes | data not available | data not available | 6.446 | data not applicable | data not applicable | data not applicable | data not available | data not available | data not applicable | data not applicable | data not applicable | data not applicable | data not available | data not available | data not applicable | data not available | Connected | 6.446 | 4.75 | 5 | 0.1425 | 0.15 | 42887 | data not applicable | data not applicable | data not applicable | data not applicable | data not applicable | data not applicable | data not applicable | data not available | data not available | data not available | data not available | data not available | data not available | 45750
1574000326789 | [5 empty] | Data Not Available | Gateshead Energy Centre | Gateshead Energy Centre | Gateshead Energy Centre | Quarryfield Road | Gateshead | Tyne and Wear | NE8 3BE | England | 425801 | 563627 | West Boldon | West Boldon | Gateshead East | 11 | Northern Powergrid (Northeast) plc | Stored Energy (all stored energy irrespective of the original energy source) | Storage - Electrochemical Classic Batteries -Lithium Ion (Li–ion) | No | Data Not Available | Data Not Available | 6.555 | Data Not Available | Data Not Available | Data Not Available | Data Not Available | Data Not Available | Data Not Available | Data Not Available | Data Not Available | Data Not Available | Data Not Available | Data Not Available | Data Not Available | No | Connected | 6.555 | 6.555 | 6.9 | Data Not Available | Data Not Available | Data Not Available | Data Not Applicable | Data Not Applicable | 6.9 | Data Not Applicable | Data Not Applicable | 2017-06-19 00:00:00 | Data Not Available | Data Not Available | Data Not Available | Data Not Available | Data Not Available | Data Not Available | Data Not Available | 2024-12-02 | 54.96660551197202, -1.5985379622140141 | 2017-06-19 |  | Gateshead
Data Not Applicable | [5 empty] | Data Not Available | Swan House PV | Swan House PV | SWAN HOUSE FARM | SWAN HOUSE FARM | DARLINGTON | County Durham | DL2 2XN | England | 425160 | 519796 | Norton | Darlington North | Swan House PV | 33 | Northern Powergrid (Northeast) plc | Solar | Photovoltaic | No | Data Not Applicable | Data Not Applicable | 39 | Data Not Available | Data Not Available | Data Not Available | Data Not Available | Data Not Available | Data Not Available | Data Not Available | Data Not Available | Data Not Available | Data Not Available | Data Not Available | Data Not Available | No | Accepted To Connect | Data Not Applicable | Data Not Applicable | Data Not Applicable | Data Not Applicable | Data Not Applicable | Data Not Applicable | 39 | 39 | 41.053 | Data Not Available | Data Not Available | 2020-11-18 00:00:00 | Data Not Available | Data Not Available | Data Not Available | Data Not Available | Data Not Available | Data Not Available | Data Not Available | 2020-12-10 | 54.572760061826244, -1.6123307780515888 | 2020-11-18 |  | Darlington
Data Not Applicable | [5 empty] | Data Not Available | Whessoe PV | Whessoe PV | Whessoe | Whessoe | Darlington | County Durham | DL3 0UY | England | 427041 | 518649 | Norton | Darlington North | Whessoe PV | 33 | Northern Powergrid (Northeast) plc | Solar | Photovoltaic | No | Data Not Applicable | Data Not Applicable | 40 | Data Not Available | Data Not Available | Data Not Available | Data Not Available | Data Not Available | Data Not Available | Data Not Available | Data Not Available | Data Not Available | Data Not Available | Data Not Available | Data Not Available | No | Accepted To Connect | Data Not Applicable | Data Not Applicable | Data Not Applicable | Data Not Applicable | Data Not Applicable | Data Not Applicable | 40 | 40 | 42.105 | Data Not Available | Data Not Available | 2020-08-21 00:00:00 | Data Not Available | Data Not Available | Data Not Available | Data Not Available | Data Not Available | Data Not Available | Data Not Available | 2020-11-12 | 54.562355843470414, -1.583340723822047 | 2020-08-21 |  | Darlington
Data Not Applicable | [5 empty] | Data Not Available | Low Moor Solar & BESS | Low Moor Solar & BESS | LOW MOOR LANE | SCOTTON | KNARESBOROUGH | North Yorkshire | HG5 9JB | England | 433429 | 460228 | Knaresborough | Low Moor Lane | Low Moor Lane Direct | 132 | Northern Powergrid (Northeast) plc | Solar | Photovoltaic | No | Data Not Applicable | Data Not Applicable | 99.75 | Data Not Available | Data Not Available | Data Not Available | Data Not Available | Data Not Available | Data Not Available | Data Not Available | Data Not Available | Data Not Available | Data Not Available | Data Not Available | Data Not Available | No | Accepted To Connect | Data Not Applicable | Data Not Applicable | Data Not Applicable | Data Not Applicable | Data Not Applicable | Data Not Applicable | 99.75 | 99.75 | 105 | Data Not Available | Data Not Available | 2020-09-08 00:00:00 | Data Not Available | Data Not Available | Data Not Available | Data Not Available | Data Not Available | Data Not Available | Data Not Available | 2020-10-12 | 54.03695532766942, -1.4910713642725453 | 2020-09-08 |  | Harrogate
Data Not Applicable | [5 empty] | Data Not Available | Seamer Moor PV | Seamer Moor PV | Seamer PV | Data Not Available | Scarborough | North Yorkshire | YO12 4NE | England | 501851 | 484472 | Osbaldwick | Scarborough Grid | Seamer Moor PV | 33 | Northern Powergrid (Northeast) plc | Solar | Photovoltaic | No | Data Not Applicable | Data Not Applicable | 23 | Data Not Available | Data Not Available | Data Not Available | Data Not Available | Data Not Available | Data Not Available | Data Not Available | Data Not Available | Data Not Available | Data Not Available | Data Not Available | Data Not Available | No | Accepted To Connect | Data Not Applicable | Data Not Applicable | Data Not Applicable | Data Not Applicable | Data Not Applicable | Data Not Applicable | 23 | 23 | 24.211 | Data Not Available | Data Not Available | 2020-08-18 00:00:00 | Data Not Available | Data Not Available | Data Not Available | Data Not Available | Data Not Available | Data Not Available | Data Not Available | 2020-09-20 | 54.245811659929466, -0.438460720063877 | 2020-08-18 |  | North Yorkshire
Data Not Applicable | [5 empty] | Data Not Available | Newcastle Battery Storage | Newcastle Battery Storage | Bridge Road | Blaydon On Tyne | Gateshead | Tyne and Wear | NE21 4NT | England | 416781 | 564564 | Stella South | Newcastle BESS | Newcastle BESS Direct | 132 | Northern Powergrid (Northeast) plc | Stored Energy (all stored energy irrespective of the original energy source) | Storage - Electrochemical Classic Batteries -Lithium Ion (Li–ion) | No | Data Not Available | Data Not Available | 99.8 | Data Not Available | Data Not Available | Data Not Available | Data Not Available | Data Not Available | Data Not Available | Data Not Available | Data Not Available | Data Not Available | Data Not Available | Data Not Available | Data Not Available | No | Accepted To Connect | Data Not Applicable | Data Not Applicable | Data Not Applicable | Data Not Applicable | Data Not Applicable | Data Not Applicable | 99.8 | 99.8 | 105.053 | Data Not Available | Data Not Available | 2020-06-19 00:00:00 | Data Not Available | Data Not Available | Data Not Available | Data Not Available | Data Not Available | Data Not Available | Data Not Available | 2020-07-11 | 54.97540863085102, -1.739367488382634 | 2020-06-19 |  | Gateshead
Data Not Applicable | [5 empty] | Data Not Available | Seal Sands HRS Biomass | Seal Sands HRS Biomass | Seneca Global Energy | Seal Sands Road | Seal Sands | County Durham | TS2 1UB | England | 453155 | 524250 | Saltholme | Seal Sands HRS Biomass | Seal Sands HRS Biomass Direct | 132 | Northern Powergrid (Northeast) plc | Fossil - Gas | Steam turbine (thermal power plant) | Yes | Data Not Applicable | Data Not Applicable | 40 | Data Not Available | Data Not Available | Data Not Available | Data Not Available | Data Not Available | Data Not Available | Data Not Available | Data Not Available | Data Not Available | Data Not Available | Data Not Available | Data Not Available | No | Accepted To Connect | Data Not Applicable | Data Not Applicable | Data Not Applicable | Data Not Applicable | Data Not Applicable | Data Not Applicable | 40 | 40 | 42.105 | Data Not Available | Data Not Available | 2019-02-16 00:00:00 | Data Not Available | Data Not Available | Data Not Available | Data Not Available | Data Not Available | Data Not Available | Data Not Available | 2019-03-12 | 54.61062227667879, -1.1785262684553823 | 2019-02-16 |  | Stockton-on-Tees
Data Not Applicable | [5 empty] | Data Not Available | Non-Exporting PV, Lumley Treatment Works | Non-Exporting PV, Lumley Treatment Works | Lumley Treatment Works | Great Lumley | Chester Le Street | County Durham | DH3 4HG | England | 428370 | 550976 | Hawthorn Pit Grid | Hawthorn Pit Grid | Houghton | 11 | Northern Powergrid (Northeast) plc | Solar | Photovoltaic | No | Data Not Applicable | Data Not Applicable | 1.6 | Data Not Available | Data Not Available | Data Not Available | Data Not Available | Data Not Available | Data Not Available | Data Not Available | Data Not Available | Data Not Available | Data Not Available | Data Not Available | Data Not Available | No | Accepted To Connect | Data Not Applicable | Data Not Applicable | Data Not Applicable | Data Not Applicable | Data Not Applicable | Data Not Applicable | 1.6 | 1.6 | 1.684 | Data Not Available | Data Not Available | 2018-10-31 00:00:00 | Data Not Available | Data Not Available | Data Not Available | Data Not Available | Data Not Available | Data Not Available | Data Not Available | 2018-11-09 | 54.85278435908479, -1.5596551243943875 | 2018-10-31 |  | County Durham
Data Not Applicable | [5 empty] | Data Not Available | Juniper Farm | Juniper Farm | Juniper farm | Weeton Lane | Leeds | West Yorkshire | LS17 0AY | England | 428729 | 447020 | Bradford West | Menston | Juniper Farm | 33 | Northern Powergrid (Yorkshire) plc | Solar | Photovoltaic | No | Data Not Applicable | Data Not Applicable | 27.73 | Data Not Available | Data Not Available | Data Not Available | Data Not Available | Data Not Available | Data Not Available | Data Not Available | Data Not Available | Data Not Available | Data Not Available | Data Not Available | Data Not Available | No | Accepted To Connect | Data Not Applicable | Data Not Applicable | Data Not Applicable | Data Not Applicable | Data Not Applicable | Data Not Applicable | 27.73 | 27.73 | 29.189 | Data Not Available | Data Not Available | 2023-05-18 00:00:00 | Data Not Available | Data Not Available | Data Not Available | Data Not Available | Data Not Available | Data Not Available | Data Not Available | 2023-06-13 | 53.91853156710167, -1.5640723340106653 | 2023-05-18 |  | Harrogate
1170000816936 | [5 empty] | 1170000816972 | Powertree (sidings road) limited | Kirkby in ashfield gas generator sidings road | Export | Sidings Road | Kirkby in ashfield | Nottinghamshire | NG17 7JZ | United Kingdom | 451036 | 357034 | Chesterfield 132Kv S Stn | Annesley 33Kv S Stn | Sutton Junction 33 11Kv S Stn | 11 | National Grid Electricity Distribution (East Midlands) Plc | Fossil - Gas | Engine (combustion / reciprocating) | No | data not available | data not available | 3.2 | data not applicable | data not applicable | data not applicable | data not available | data not available | data not applicable | data not applicable | data not applicable | data not applicable | data not available | data not available | data not applicable | data not available | Connected | 3.2 | 3.04 | 3.2 | 0.095 | 0.1 | 43009 | data not applicable | data not applicable | data not applicable | data not applicable | data not applicable | data not applicable | data not applicable | data not available | data not available | data not available | data not available | data not available | data not available | 45750
Data Not Applicable | [5 empty] | Data Not Available | Gelderd Road BESS | Gelderd Road BESS | Substation Site | Gelderd Road | Leeds | West Yorkshire | LS12 6NA | England | 426681 | 430621 | Kirkstall B | Beeston Royds 132/33kV | Gelderd Road BESS | 33 | Northern Powergrid (Yorkshire) plc | Stored Energy (all stored energy irrespective of the original energy source) | Storage - Electrochemical Classic Batteries -Lithium Ion (Li–ion) | No | Data Not Available | Data Not Available | 30 | Data Not Available | Data Not Available | Data Not Available | Data Not Available | Data Not Available | Data Not Available | Data Not Available | Data Not Available | Data Not Available | Data Not Available | Data Not Available | Data Not Available | No | Accepted To Connect | Data Not Applicable | Data Not Applicable | Data Not Applicable | Data Not Applicable | Data Not Applicable | Data Not Applicable | 30 | 30 | 31.579 | Data Not Available | Data Not Available | 2023-04-19 00:00:00 | Data Not Available | Data Not Available | Data Not Available | Data Not Available | Data Not Available | Data Not Available | Data Not Available | 2023-05-15 | 53.771251983606994, -1.5966715059117287 | 2023-04-19 |  | Leeds
Data Not Applicable | [5 empty] | Data Not Available | Elawan Energy BESS Whinmoor | Elawan Energy BESS Whinmoor | Land on the south side of the Main Street | Shadwell | Leeds | West Yorkshire | LS17 8JG | England | 434698 | 439721 | Ferrybridge B | Elawan Energy BESS Whinmoor | Elawan Energy BESS Whinmoor Direct | 132 | Northern Powergrid (Yorkshire) plc | Stored Energy (all stored energy irrespective of the original energy source) | Storage - Electrochemical Classic Batteries -Lithium Ion (Li–ion) | No | Data Not Available | Data Not Available | 80 | Data Not Available | Data Not Available | Data Not Available | Data Not Available | Data Not Available | Data Not Available | Data Not Available | Data Not Available | Data Not Available | Data Not Available | Data Not Available | Data Not Available | No | Accepted To Connect | Data Not Applicable | Data Not Applicable | Data Not Applicable | Data Not Applicable | Data Not Applicable | Data Not Applicable | 80 | 80 | 84.211 | Data Not Available | Data Not Available | 2023-06-09 00:00:00 | Data Not Available | Data Not Available | Data Not Available | Data Not Available | Data Not Available | Data Not Available | Data Not Available | 2023-07-12 | 53.852568155626635, -1.4740188114180175 | 2023-06-09 |  | Leeds
Data Not Applicable | [5 empty] | Data Not Available | Aldbrough Gas Storage | Aldbrough Gas Storage | Albrough Road | Aldbrough | Hull | East Riding of Yorkshire | HU11 4QB | England | 526272 | 435631 | Saltend North | Aldbrough Gas Caverns | Aldbrough Gas Caverns Direct | 132 | Northern Powergrid (Yorkshire) plc | Fossil - Gas | Engine (combustion / reciprocating) | No | Data Not Applicable | Data Not Applicable | 50 | Data Not Available | Data Not Available | Data Not Available | Data Not Available | Data Not Available | Data Not Available | Data Not Available | Data Not Available | Data Not Available | Data Not Available | Data Not Available | Data Not Available | No | Accepted To Connect | Data Not Applicable | Data Not Applicable | Data Not Applicable | Data Not Applicable | Data Not Applicable | Data Not Applicable | 50 | 50 | 52.632 | Data Not Available | Data Not Available | 2023-06-07 00:00:00 | Data Not Available | Data Not Available | Data Not Available | Data Not Available | Data Not Available | Data Not Available | Data Not Available | 2023-07-12 | 53.80166080716412, -0.08417285697556358 | 2023-06-07 |  | East Riding of Yorkshire
Data Not Applicable | [5 empty] | Data Not Available | Station Road BESS | Station Road BESS | South of Station Road | Wilsden | Bradford | West Yorkshire | BD15 0BS | England | 407856 | 435583 | Bradford West | Station Road BESS | Station Road BESS Direct | 132 | Northern Powergrid (Yorkshire) plc | Stored Energy (all stored energy irrespective of the original energy source) | Storage - Electrochemical Classic Batteries -Lithium Ion (Li–ion) | No | Data Not Available | Data Not Available | 49.9 | Data Not Available | Data Not Available | Data Not Available | Data Not Available | Data Not Available | Data Not Available | Data Not Available | Data Not Available | Data Not Available | Data Not Available | Data Not Available | Data Not Available | No | Accepted To Connect | Data Not Applicable | Data Not Applicable | Data Not Applicable | Data Not Applicable | Data Not Applicable | Data Not Applicable | 49.9 | 49.9 | 52.526 | Data Not Available | Data Not Available | 2023-02-20 00:00:00 | Data Not Available | Data Not Available | Data Not Available | Data Not Available | Data Not Available | Data Not Available | Data Not Available | 2023-03-10 | 53.816470123660025, -1.8821614068724055 | 2023-02-20 |  | Bradford
Data Not Applicable | [5 empty] | Data Not Available | Carlisle Street BESS | Carlisle Street BESS | Land at 559 | Carlisle Street East | Sheffield | North Yorkshire | S4 8DT | England | 437136 | 389532 | Pitsmoor 3/4 | Pitsmoor 3/4 | Carlisle Street BESS | 33 | Northern Powergrid (Yorkshire) plc | Stored Energy (all stored energy irrespective of the original energy source) | Storage - Electrochemical Classic Batteries -Lithium Ion (Li–ion) | No | Data Not Available | Data Not Available | 40 | Data Not Available | Data Not Available | Data Not Available | Data Not Available | Data Not Available | Data Not Available | Data Not Available | Data Not Available | Data Not Available | Data Not Available | Data Not Available | Data Not Available | No | Accepted To Connect | Data Not Applicable | Data Not Applicable | Data Not Applicable | Data Not Applicable | Data Not Applicable | Data Not Applicable | 40 | 40 | 42.105 | Data Not Available | Data Not Available | 2022-04-08 00:00:00 | Data Not Available | Data Not Available | Data Not Available | Data Not Available | Data Not Available | Data Not Available | Data Not Available | 2023-03-10 | 53.40131217916752, -1.4429289953804325 | 2022-04-08 |  | Sheffield
Data Not Applicable | [5 empty] | Data Not Available | Sunny Dairy Farm Energy Park | Sunny Dairy Farm Energy Park | Sunny Dairy Farm Energy Park | New Road | Old Snydale | West Yorkshire | WF7 6HB | England | 440074 | 421451 | Ferrybridge B | Sunny Dairy Farm Energy Park | Sunny Dairy Farm Energy Park Direct | 132 | Northern Powergrid (Yorkshire) plc | Stored Energy (all stored energy irrespective of the original energy source) | Storage - Electrochemical Classic Batteries -Lithium Ion (Li–ion) | No | Data Not Available | Data Not Available | 70 | Data Not Available | Data Not Available | Data Not Available | Data Not Available | Data Not Available | Data Not Available | Data Not Available | Data Not Available | Data Not Available | Data Not Available | Data Not Available | Data Not Available | No | Accepted To Connect | Data Not Applicable | Data Not Applicable | Data Not Applicable | Data Not Applicable | Data Not Applicable | Data Not Applicable | 70 | 70 | 73.684 | Data Not Available | Data Not Available | 2022-01-10 00:00:00 | Data Not Available | Data Not Available | Data Not Available | Data Not Available | Data Not Available | Data Not Available | Data Not Available | 2023-02-10 | 53.6879808265578, -1.3946656278538943 | 2022-01-10 |  | Wakefield
Data Not Applicable | [5 empty] | Data Not Available | Elland 65 MW BESS | Elland 65 MW BESS | Ashday Hall Farm | Ashday Lane | Elland | West Yorkshire | HX3 9TR | England | 411826 | 423278 | Elland | Elland BESS | Elland BESS Direct | 132 | Northern Powergrid (Yorkshire) plc | Stored Energy (all stored energy irrespective of the original energy source) | Storage - Electrochemical Classic Batteries -Lithium Ion (Li–ion) | No | Data Not Available | Data Not Available | 65 | Data Not Available | Data Not Available | Data Not Available | Data Not Available | Data Not Available | Data Not Available | Data Not Available | Data Not Available | Data Not Available | Data Not Available | Data Not Available | Data Not Available | No | Accepted To Connect | Data Not Applicable | Data Not Applicable | Data Not Applicable | Data Not Applicable | Data Not Applicable | Data Not Applicable | 65 | 65 | 68.421 | Data Not Available | Data Not Available | 2022-10-01 00:00:00 | Data Not Available | Data Not Available | Data Not Available | Data Not Available | Data Not Available | Data Not Available | Data Not Available | 2023-02-10 | 53.705798929660666, -1.822330234075487 | 2022-10-01 |  | Calderdale
Data Not Applicable | [5 empty] | Data Not Available | Trinity House Solar | Trinity House Solar | Trinity House Solar Project | Land On The North Side Of Longsight Farm | Hull | East Riding of Yorkshire | HU12 8TP | England | 516730 | 430497 | Saltend North | Trinity House Solar | Trinity House Solar Direct | 132 | Northern Powergrid (Yorkshire) plc | Solar | Photovoltaic | No | Data Not Applicable | Data Not Applicable | 49.9 | Data Not Available | Data Not Available | Data Not Available | Data Not Available | Data Not Available | Data Not Available | Data Not Available | Data Not Available | Data Not Available | Data Not Available | Data Not Available | Data Not Available | No | Accepted To Connect | Data Not Applicable | Data Not Applicable | Data Not Applicable | Data Not Applicable | Data Not Applicable | Data Not Applicable | 49.9 | 49.9 | 52.526 | Data Not Available | Data Not Available | 2023-08-04 00:00:00 | Data Not Available | Data Not Available | Data Not Available | Data Not Available | Data Not Available | Data Not Available | Data Not Available | 2023-09-11 | 53.75776458062938, -0.23092007142474227 | 2023-08-04 |  | East Riding of Yorkshire
Data Not Applicable | [5 empty] | Data Not Available | Standard Wool PV | Standard Wool PV | Eastfield Mills | Good Lane | Dewsbury | West Yorkshire | WF12 8EH | England | 424860 | 421358 | Elland | Thornhill 132kV | Park Road | 11 | Northern Powergrid (Yorkshire) plc | Solar | Photovoltaic | No | Data Not Applicable | Data Not Applicable | 1.15 | Data Not Available | Data Not Available | Data Not Available | Data Not Available | Data Not Available | Data Not Available | Data Not Available | Data Not Available | Data Not Available | Data Not Available | Data Not Available | Data Not Available | No | Accepted To Connect | Data Not Applicable | Data Not Applicable | Data Not Applicable | Data Not Applicable | Data Not Applicable | Data Not Applicable | 1.15 | 1.15 | 1.211 | Data Not Available | Data Not Available | 2023-02-15 00:00:00 | Data Not Available | Data Not Available | Data Not Available | Data Not Available | Data Not Available | Data Not Available | Data Not Available | 2023-09-12 | 53.68808708239344, -1.6250403352145233 | 2023-02-15 |  | Kirklees
2394200309902 | [5 empty] | 2366580205111 | Bridlington & District Hospital PV | Bridlington & District Hospital PV | Bridlington & District Hospital | Bessingby Road | Bridlington | East Riding of Yorkshire | YO16 4QP | England | 516693 | 467141 | Creyke Beck | Driffield/Beverley Group | Brett Street | 11 | Northern Powergrid (Yorkshire) plc | Solar | Photovoltaic | No | Data Not Applicable | Data Not Applicable | 1.162 | Data Not Available | Data Not Available | Data Not Available | Data Not Available | Data Not Available | Data Not Available | Data Not Available | Data Not Available | Data Not Available | Data Not Available | Data Not Available | Data Not Available | No | Connected | 1.162 | 0.138 | 0.145 | Data Not Available | Data Not Available | 2023-03-18 00:00:00 | Data Not Applicable | Data Not Applicable | 1.223 | Data Not Applicable | Data Not Applicable | 2022-09-20 00:00:00 | Data Not Available | Data Not Available | Data Not Available | Data Not Available | Data Not Available | Data Not Available | Data Not Available | 2023-09-12 | 54.086962403005465, -0.21751061284740372 | 2022-09-20 | 2023-03-18 | East Riding of Yorkshire
Data Not Applicable | [5 empty] | Data Not Available | Parlington Hall | Parlington Hall | Parlington Hall | Parlington Estate | Leeds | West Yorkshire | LS25 3EG | England | 442153 | 436116 | Ferrybridge B | Whinmoor | Parlington Hall | 33 | Northern Powergrid (Yorkshire) plc | Solar | Photovoltaic | No | Data Not Applicable | Data Not Applicable | 50 | Data Not Available | Data Not Available | Data Not Available | Data Not Available | Data Not Available | Data Not Available | Data Not Available | Data Not Available | Data Not Available | Data Not Available | Data Not Available | Data Not Available | No | Accepted To Connect | Data Not Applicable | Data Not Applicable | Data Not Applicable | Data Not Applicable | Data Not Applicable | Data Not Applicable | 50 | 50 | 52.632 | Data Not Available | Data Not Available | 2023-08-03 00:00:00 | Data Not Available | Data Not Available | Data Not Available | Data Not Available | Data Not Available | Data Not Available | Data Not Available | 2023-09-11 | 53.81961885217344, -1.3611911225877786 | 2023-08-03 |  | Leeds
Data Not Applicable | [5 empty] | Data Not Available | Princes Bradford PV | Princes Bradford PV | Weaverthorpe road | Bradford | Bradford | West Yorkshire | BD4 6SX | England | 418858 | 429936 | Skelton Grange | Staygate | Dudley Hill | 11 | Northern Powergrid (Yorkshire) plc | Solar | Photovoltaic | No | Data Not Applicable | Data Not Applicable | 4.085 | Data Not Available | Data Not Available | Data Not Available | Data Not Available | Data Not Available | Data Not Available | Data Not Available | Data Not Available | Data Not Available | Data Not Available | Data Not Available | Data Not Available | No | Accepted To Connect | Data Not Applicable | Data Not Applicable | Data Not Applicable | Data Not Applicable | Data Not Applicable | Data Not Applicable | 4.085 | 4.085 | 4.3 | Data Not Available | Data Not Available | 2023-06-06 00:00:00 | Data Not Available | Data Not Available | Data Not Available | Data Not Available | Data Not Available | Data Not Available | Data Not Available | 2023-07-12 | 53.765435538356954, -1.715403017169223 | 2023-06-06 |  | Bradford
Data Not Applicable | [5 empty] | Data Not Available | Hillam Solar Farm | Hillam Solar Farm | Hillam Grange | Hillam | Leeds | West Yorkshire | LS25 5NQ | England | 451187 | 429364 | Ferrybridge A | Ferrybridge A | Hillam Solar Farm | 66 | Northern Powergrid (Yorkshire) plc | Solar | Photovoltaic | No | Data Not Applicable | Data Not Applicable | 49.95 | Data Not Available | Data Not Available | Data Not Available | Data Not Available | Data Not Available | Data Not Available | Data Not Available | Data Not Available | Data Not Available | Data Not Available | Data Not Available | Data Not Available | No | Accepted To Connect | Data Not Applicable | Data Not Applicable | Data Not Applicable | Data Not Applicable | Data Not Applicable | Data Not Applicable | 49.95 | 49.95 | 52.579 | Data Not Available | Data Not Available | 2023-06-14 00:00:00 | Data Not Available | Data Not Available | Data Not Available | Data Not Available | Data Not Available | Data Not Available | Data Not Available | 2023-07-12 | 53.75812877781409, -1.2250988201529407 | 2023-06-14 |  | North Yorkshire
Data Not Applicable | [5 empty] | Data Not Available | Thorne Poultry CHP | Thorne Poultry CHP | Thorne Poultry Limited | Coulman Street | Doncaster | South Yorkshire | DN8 5JT | England | 469510 | 413728 | West Melton / Thorpe Marsh | Doncaster B/Thorpe Marsh | Thorne | 11 | Northern Powergrid (Yorkshire) plc | Fossil - Gas | Steam turbine (thermal power plant) | Yes | Data Not Applicable | Data Not Applicable | 1.5 | Data Not Available | Data Not Available | Data Not Available | Data Not Available | Data Not Available | Data Not Available | Data Not Available | Data Not Available | Data Not Available | Data Not Available | Data Not Available | Data Not Available | No | Accepted To Connect | Data Not Applicable | Data Not Applicable | Data Not Applicable | Data Not Applicable | Data Not Applicable | Data Not Applicable | 1.5 | 1.5 | 1.579 | Data Not Available | Data Not Available | 2023-04-11 00:00:00 | Data Not Available | Data Not Available | Data Not Available | Data Not Available | Data Not Available | Data Not Available | Data Not Available | 2023-09-12 | 53.61549636058474, -0.9507271964067617 | 2023-04-11 |  | Doncaster
Data Not Applicable | [5 empty] | Data Not Available | Vox Magna BESS | Vox Magna BESS | Magna Way | Templeborough | Rotherham | South Yorkshire | S60 1FD | England | 441189 | 391696 | Templeborough 275/33kV | Templeborough 275/33kV | Vox Magna BESS | 33 | Northern Powergrid (Yorkshire) plc | Stored Energy (all stored energy irrespective of the original energy source) | Storage - Electrochemical Classic Batteries -Lithium Ion (Li–ion) | No | Data Not Available | Data Not Available | 30 | Data Not Available | Data Not Available | Data Not Available | Data Not Available | Data Not Available | Data Not Available | Data Not Available | Data Not Available | Data Not Available | Data Not Available | Data Not Available | Data Not Available | No | Accepted To Connect | Data Not Applicable | Data Not Applicable | Data Not Applicable | Data Not Applicable | Data Not Applicable | Data Not Applicable | 30 | 30 | 31.579 | Data Not Available | Data Not Available | 2023-01-16 00:00:00 | Data Not Available | Data Not Available | Data Not Available | Data Not Available | Data Not Available | Data Not Available | Data Not Available | 2023-02-10 | 53.42046246584246, -1.3816925415004038 | 2023-01-16 |  | Rotherham
Data Not Applicable | [5 empty] | Data Not Available | IDNO Routh40 | IDNO Routh40 | Routh | Routh | Beverley | North Yorkshire | HU17 9SL | England | 508717 | 442707 | Creyke Beck | Creyke Beck | Routh Direct | 132 | Northern Powergrid (Yorkshire) plc | Solar | Photovoltaic | No | Data Not Applicable | Data Not Applicable | 40 | Data Not Available | Data Not Available | Data Not Available | Data Not Available | Data Not Available | Data Not Available | Data Not Available | Data Not Available | Data Not Available | Data Not Available | Data Not Available | Data Not Available | No | Accepted To Connect | Data Not Applicable | Data Not Applicable | Data Not Applicable | Data Not Applicable | Data Not Applicable | Data Not Applicable | 40 | 40 | 42.105 | Data Not Available | Data Not Available | 2020-12-23 00:00:00 | Data Not Available | Data Not Available | Data Not Available | Data Not Available | Data Not Available | Data Not Available | Data Not Available | 2022-05-11 | 53.86919310638401, -0.3480955545816308 | 2020-12-23 |  | East Riding of Yorkshire
Data Not Applicable | [5 empty] | Data Not Available | Brigg Power BESS | Brigg Power Station | Brigg Power Station | Scawby | Brigg | Lincolnshire | DN20 9LT | England | 499019 | 406056 | Keadby | Scawby Brook | Scawby Brook Direct | 132 | Northern Powergrid (Yorkshire) plc | Stored Energy (all stored energy irrespective of the original energy source) | Storage - Electrochemical Classic Batteries -Lithium Ion (Li–ion) | No | Data Not Available | Data Not Available | 49.9 | Data Not Available | Data Not Available | Data Not Available | Data Not Available | Data Not Available | Data Not Available | Data Not Available | Data Not Available | Data Not Available | Data Not Available | Data Not Available | Data Not Available | No | Accepted To Connect | Data Not Applicable | Data Not Applicable | Data Not Applicable | Data Not Applicable | Data Not Applicable | Data Not Applicable | 49.9 | 49.9 | 52.526 | Data Not Available | Data Not Available | 2024-01-15 00:00:00 | Data Not Available | Data Not Available | Data Not Available | Data Not Available | Data Not Available | Data Not Available | Data Not Available | 2022-04-13 | 53.54182183296527, -0.5072272910340984 | 2024-01-15 |  | North Lincolnshire
Data Not Applicable | [5 empty] | Data Not Available | Epsilon Generation | Epsilon Generation | Uppercommon Lane | Beal | Goole | West Yorkshire | DN14 0SA | England | 455659 | 423929 | Ferrybridge A | Ferrybridge A | Epsilon Generation | 66 | Northern Powergrid (Yorkshire) plc | Stored Energy (all stored energy irrespective of the original energy source) | Storage - Electrochemical Classic Batteries -Lithium Ion (Li–ion) | No | Data Not Available | Data Not Available | 30 | Data Not Available | Data Not Available | Data Not Available | Data Not Available | Data Not Available | Data Not Available | Data Not Available | Data Not Available | Data Not Available | Data Not Available | Data Not Available | Data Not Available | No | Accepted To Connect | Data Not Applicable | Data Not Applicable | Data Not Applicable | Data Not Applicable | Data Not Applicable | Data Not Applicable | 30 | 30 | 31.579 | Data Not Available | Data Not Available | 2022-03-15 00:00:00 | Data Not Available | Data Not Available | Data Not Available | Data Not Available | Data Not Available | Data Not Available | Data Not Available | 2022-04-13 | 53.70882653174947, -1.158253439913707 | 2022-03-15 |  | North Yorkshire
Data Not Applicable | [5 empty] | Data Not Available | Ledston BESS | Ledston BESS | Land East of | Ledston Substation | Ledston | West Yorkshire | WF10 2AW | England | 442480 | 427951 | Ferrybridge A | Ferrybridge A | Ledston BESS | 66 | Northern Powergrid (Yorkshire) plc | Stored Energy (all stored energy irrespective of the original energy source) | Storage - Electrochemical Classic Batteries -Lithium Ion (Li–ion) | No | Data Not Available | Data Not Available | 49.9 | Data Not Available | Data Not Available | Data Not Available | Data Not Available | Data Not Available | Data Not Available | Data Not Available | Data Not Available | Data Not Available | Data Not Available | Data Not Available | Data Not Available | No | Accepted To Connect | Data Not Applicable | Data Not Applicable | Data Not Applicable | Data Not Applicable | Data Not Applicable | Data Not Applicable | 49.9 | 49.9 | 52.526 | 23.75 | 25 | 2022-01-20 00:00:00 | Data Not Available | Data Not Available | Data Not Available | Data Not Available | Data Not Available | Data Not Available | Data Not Available | 2025-03-25 | 53.74621009772914, -1.357346264248374 | 2022-01-20 |  | Leeds
Data Not Applicable | [5 empty] | Data Not Available | Holmfield Lane BESS | Holmfield Lane BESS | Land East of | Holmfield Lane | Knottingley | West Yorkshire | WF11 8SF | England | 446735 | 424868 | Ferrybridge B | Holmfield Lane BESS | Holmfield Lane BESS Direct | 33 | Northern Powergrid (Yorkshire) plc | Stored Energy (all stored energy irrespective of the original energy source) | Storage - Electrochemical Classic Batteries -Lithium Ion (Li–ion) | No | Data Not Available | Data Not Available | 50 | Data Not Available | Data Not Available | Data Not Available | Data Not Available | Data Not Available | Data Not Available | Data Not Available | Data Not Available | Data Not Available | Data Not Available | Data Not Available | Data Not Available | No | Accepted To Connect | Data Not Applicable | Data Not Applicable | Data Not Applicable | Data Not Applicable | Data Not Applicable | Data Not Applicable | 50 | 50 | 52.632 | Data Not Available | Data Not Available | 2022-01-21 00:00:00 | Data Not Available | Data Not Available | Data Not Available | Data Not Available | Data Not Available | Data Not Available | Data Not Available | 2022-02-07 | 53.718138906806715, -1.2932967037243357 | 2022-01-21 |  | Wakefield
1170000168178 | [5 empty] | 1170000160044 | Powertree (taylor lane) limited | Derbyshire, heanor, taylor lane, | Export | Taylor Lane, Loscoe | Heanor | Derbyshire | DE75 7TA | United Kingdom | 442564 | 347592 | Willington 132Kv S Stn | Heanor 33Kv S Stn | Heanor 11Kv S Stn | 11 | National Grid Electricity Distribution (East Midlands) Plc | Fossil - Gas | Engine (combustion / reciprocating) | No | data not available | data not available | 7.2 | data not applicable | data not applicable | data not applicable | data not available | data not available | data not applicable | data not applicable | data not applicable | data not applicable | data not available | data not available | data not applicable | data not available | Connected | 7.2 | 6.65 | 7 | 0.1425 | 0.15 | 42887 | data not applicable | data not applicable | data not applicable | data not applicable | data not applicable | data not applicable | data not applicable | data not available | data not available | data not available | data not available | data not available | data not available | 45750
Data Not Applicable | [5 empty] | Data Not Available | Rawcliffe Gas | Rawcliffe Gas | Rawcliffe Estate | Bridge Lane | Goole | North Yorkshire | DN14 8QP | England | 468645 | 422953 | Camblesforth | Camblesforth | Rawcliffe | 11 | Northern Powergrid (Yorkshire) plc | Other | Other | No | Data Not Applicable | Data Not Applicable | 6 | Data Not Available | Data Not Available | Data Not Available | Data Not Available | Data Not Available | Data Not Available | Data Not Available | Data Not Available | Data Not Available | Data Not Available | Data Not Available | Data Not Available | No | Accepted To Connect | Data Not Applicable | Data Not Applicable | Data Not Applicable | Data Not Applicable | Data Not Applicable | Data Not Applicable | 6 | 6 | 6.316 | Data Not Available | Data Not Available | 2019-05-02 11:33:00 | Data Not Available | Data Not Available | Data Not Available | Data Not Available | Data Not Available | Data Not Available | Data Not Available | 2019-06-12 | 53.69851249331642, -0.9617658626824791 | 2019-05-02 |  | East Riding of Yorkshire
1170000859007 | [5 empty] | 1170000858990 | Powertree (taylor lane) limited | Taylor lane stor | Taylor Lane Stor Site | Taylor Lane | Loscoe | Derbyshire | DE75 7TA | United Kingdom | 442647 | 347510 | Willington 132Kv S Stn | Heanor 33Kv S Stn | data not available | 33 | National Grid Electricity Distribution (East Midlands) Plc | Biofuel - Landfill gas | Gas turbine (OCGT) | No | data not available | data not available | 8 | data not applicable | data not applicable | data not applicable | data not available | data not available | data not applicable | data not applicable | data not applicable | data not applicable | data not available | data not available | data not applicable | data not available | Connected | 8 | 7.676 | 8.08 | 0.152 | 0.16 | 43108 | data not applicable | data not applicable | data not applicable | data not applicable | data not applicable | data not applicable | data not applicable | data not available | data not available | data not available | data not available | data not available | data not available | 45750
Data Not Applicable | [5 empty] | Data Not Available | WINTERTON LANDFILL SITE | WINTERTON LANDFILL SITE | WINTERTON LANDFILL SITE | COLBY ROAD | WINTERTON | Lincolnshire | DN15 9AP | England | 490372 | 421066 | Keadby | Santon | South Ferriby | 11 | Northern Powergrid (Yorkshire) plc | Solar | Photovoltaic | No | Data Not Applicable | Data Not Applicable | 4.5 | Data Not Available | Data Not Available | Data Not Available | Data Not Available | Data Not Available | Data Not Available | Data Not Available | Data Not Available | Data Not Available | Data Not Available | Data Not Available | Data Not Available | No | Accepted To Connect | Data Not Applicable | Data Not Applicable | Data Not Applicable | Data Not Applicable | Data Not Applicable | Data Not Applicable | 4.5 | 4.5 | 4.737 | Data Not Available | Data Not Available | 2022-01-26 00:00:00 | Data Not Available | Data Not Available | Data Not Available | Data Not Available | Data Not Available | Data Not Available | Data Not Available | 2022-02-07 | 53.67825406308829, -0.6333240447923068 | 2022-01-26 |  | North Lincolnshire
Data Not Applicable | [5 empty] | Data Not Available | Vox Sydney BESS | Vox Sydney BESS | Upwell Street | Upwell Street | Sheffield | South Yorkshire | S4 8BG | England | 437623 | 390177 | Pitsmoor 3/4 | Pitsmoor 3/4 | Vox Sydney BESS | 33 | Northern Powergrid (Yorkshire) plc | Stored Energy (all stored energy irrespective of the original energy source) | Storage - Electrochemical Classic Batteries -Lithium Ion (Li–ion) | No | Data Not Available | Data Not Available | 30 | Data Not Available | Data Not Available | Data Not Available | Data Not Available | Data Not Available | Data Not Available | Data Not Available | Data Not Available | Data Not Available | Data Not Available | Data Not Available | Data Not Available | No | Accepted To Connect | Data Not Applicable | Data Not Applicable | Data Not Applicable | Data Not Applicable | Data Not Applicable | Data Not Applicable | 30 | 30 | 31.579 | Data Not Available | Data Not Available | 2022-12-01 00:00:00 | Data Not Available | Data Not Available | Data Not Available | Data Not Available | Data Not Available | Data Not Available | Data Not Available | 2023-01-11 | 53.407075136244366, -1.4355280707522726 | 2022-12-01 |  | Sheffield
Data Not Applicable | [5 empty] | Data Not Available | Woolley Solar Park | Woolley Solar Park | Haigh Lane | Haigh | Barnsley | South Yorkshire | S75 4DA | England | 430211 | 412507 | West Melton Section 3 | West Melton Section 3 | Woolley Solar Park | 66 | Northern Powergrid (Yorkshire) plc | Solar | Photovoltaic | No | Data Not Applicable | Data Not Applicable | 29.93 | Data Not Available | Data Not Available | Data Not Available | Data Not Available | Data Not Available | Data Not Available | Data Not Available | Data Not Available | Data Not Available | Data Not Available | Data Not Available | Data Not Available | No | Accepted To Connect | Data Not Applicable | Data Not Applicable | Data Not Applicable | Data Not Applicable | Data Not Applicable | Data Not Applicable | 29.93 | 29.93 | 31.505 | Data Not Available | Data Not Available | 2022-10-05 00:00:00 | Data Not Available | Data Not Available | Data Not Available | Data Not Available | Data Not Available | Data Not Available | Data Not Available | 2022-11-05 | 53.608254354112226, -1.5448736486853807 | 2022-10-05 |  | Wakefield
Data Not Applicable | [5 empty] | Data Not Available | Mirfield BESS | Mirfield BESS | Mirfield Battery Storage | Hurst Lane | Mirfield | West Yorkshire | WF14 8LX | England | 420584 | 419652 | Elland | Thornhill 132kV | Mirfield BESS | 33 | Northern Powergrid (Yorkshire) plc | Stored Energy (all stored energy irrespective of the original energy source) | Storage - Electrochemical Classic Batteries -Lithium Ion (Li–ion) | No | Data Not Available | Data Not Available | 40 | Data Not Available | Data Not Available | Data Not Available | Data Not Available | Data Not Available | Data Not Available | Data Not Available | Data Not Available | Data Not Available | Data Not Available | Data Not Available | Data Not Available | No | Accepted To Connect | Data Not Applicable | Data Not Applicable | Data Not Applicable | Data Not Applicable | Data Not Applicable | Data Not Applicable | 40 | 40 | 42.105 | Data Not Available | Data Not Available | 2022-10-19 00:00:00 | Data Not Available | Data Not Available | Data Not Available | Data Not Available | Data Not Available | Data Not Available | Data Not Available | 2022-11-05 | 53.672938585317084, -1.6898999932930263 | 2022-10-19 |  | Kirklees
Data Not Applicable | [5 empty] | Data Not Available | Common Solar Farm | Common Solar Farm | Common Farm | Dinnington | Sheffield | South Yorkshire | S25 1ZX | England | 450284 | 386621 | Thurcroft | Thurcroft | Common Solar Farm | 66 | Northern Powergrid (Yorkshire) plc | Solar | Photovoltaic | No | Data Not Applicable | Data Not Applicable | 49.9 | Data Not Available | Data Not Available | Data Not Available | Data Not Available | Data Not Available | Data Not Available | Data Not Available | Data Not Available | Data Not Available | Data Not Available | Data Not Available | Data Not Available | No | Accepted To Connect | Data Not Applicable | Data Not Applicable | Data Not Applicable | Data Not Applicable | Data Not Applicable | Data Not Applicable | 49.9 | 49.9 | 52.526 | Data Not Available | Data Not Available | 2021-11-12 00:00:00 | Data Not Available | Data Not Available | Data Not Available | Data Not Available | Data Not Available | Data Not Available | Data Not Available | 2022-06-21 | 53.37406296357869, -1.2456582081650016 | 2021-11-12 |  | Rotherham
Data Not Applicable | [5 empty] | Data Not Available | Barlow Solar | Barlow Solar | Land at Cleek Hall & Barlow Lane End Farm | Cliffe-cum-Lund | Selby | North Yorkshire | Y08 8EX | England | 466548 | 426705 | Drax | Barlow Solar | Barlow Solar Direct | 132 | Northern Powergrid (Yorkshire) plc | Solar | Photovoltaic | No | Data Not Applicable | Data Not Applicable | 49.99 | Data Not Available | Data Not Available | Data Not Available | Data Not Available | Data Not Available | Data Not Available | Data Not Available | Data Not Available | Data Not Available | Data Not Available | Data Not Available | Data Not Available | No | Accepted To Connect | Data Not Applicable | Data Not Applicable | Data Not Applicable | Data Not Applicable | Data Not Applicable | Data Not Applicable | 49.99 | 49.99 | 52.621 | Data Not Available | Data Not Available | 2022-10-07 00:00:00 | Data Not Available | Data Not Available | Data Not Available | Data Not Available | Data Not Available | Data Not Available | Data Not Available | 2022-11-05 | 53.7325015137193, -0.9927169028448322 | 2022-10-07 |  | North Yorkshire
Data Not Applicable | [5 empty] | Data Not Available | Neepsend Energy Park | Neepsend Energy Park | Land | Club Mill Road Road | Sheffield | South Yorkshire | S6 2BL | England | 433900 | 389893 | Neepsend | Neepsend | Neepsend Energy Park | 33 | Northern Powergrid (Yorkshire) plc | Stored Energy (all stored energy irrespective of the original energy source) | Storage - Electrochemical Classic Batteries -Lithium Ion (Li–ion) | No | Data Not Available | Data Not Available | 45 | Data Not Available | Data Not Available | Data Not Available | Data Not Available | Data Not Available | Data Not Available | Data Not Available | Data Not Available | Data Not Available | Data Not Available | Data Not Available | Data Not Available | No | Accepted To Connect | Data Not Applicable | Data Not Applicable | Data Not Applicable | Data Not Applicable | Data Not Applicable | Data Not Applicable | 45 | 45 | 47.368 | Data Not Available | Data Not Available | 2023-09-15 00:00:00 | Data Not Available | Data Not Available | Data Not Available | Data Not Available | Data Not Available | Data Not Available | Data Not Available | 2023-10-12 | 53.40477393424845, -1.4915584863725504 | 2023-09-15 |  | Sheffield
2380002566219 | [5 empty] | Data Not Available | Amazon LBA8 | Amazon LBA8 | Logic Leeds | Skelton Moor Road | Leeds | West Yorkshire | LS15 0BF | England | 435019 | 432707 | Skelton Grange | Leeds East | Knostrop | 11 | Northern Powergrid (Yorkshire) plc | Solar | Photovoltaic | No | Data Not Applicable | Data Not Applicable | 1.434 | Data Not Available | Data Not Available | Data Not Available | Data Not Available | Data Not Available | Data Not Available | Data Not Available | Data Not Available | Data Not Available | Data Not Available | Data Not Available | Data Not Available | No | Connected | 1.434 | 1.434 | 1.509 | Data Not Available | Data Not Available | 2023-06-16 00:00:00 | Data Not Applicable | Data Not Applicable | 1.509 | Data Not Applicable | Data Not Applicable | 2022-07-26 00:00:00 | Data Not Available | Data Not Available | Data Not Available | Data Not Available | Data Not Available | Data Not Available | Data Not Available | 2022-08-11 | 53.789508109326505, -1.4699351334092865 | 2022-07-26 | 2023-06-16 | Leeds
Data Not Applicable | [5 empty] | Data Not Available | Hollingworth Energy Park | Hollingworth Energy Park | Hollinworth Energy Park | Owday Lane | Worksop | Nottinghamshire | S81 8DA | England | 457329 | 383912 | Thurcroft | Thurcroft | Hollingworth Energy Park | 66 | Northern Powergrid (Yorkshire) plc | Solar | Photovoltaic | No | Data Not Applicable | Data Not Applicable | 49.9 | Data Not Available | Data Not Available | Data Not Available | Data Not Available | Data Not Available | Data Not Available | Data Not Available | Data Not Available | Data Not Available | Data Not Available | Data Not Available | Data Not Available | No | Accepted To Connect | Data Not Applicable | Data Not Applicable | Data Not Applicable | Data Not Applicable | Data Not Applicable | Data Not Applicable | 49.9 | 49.9 | 52.526 | Data Not Available | Data Not Available | 2022-06-24 00:00:00 | Data Not Available | Data Not Available | Data Not Available | Data Not Available | Data Not Available | Data Not Available | Data Not Available | 2022-07-06 | 53.348999756176056, -1.140269014760146 | 2022-06-24 |  | Bassetlaw
Data Not Applicable | [5 empty] | Data Not Available | Petre Street BESS | Petre Street BESS | Land Off | Petre Street | Sheffield | South Yorkshire | S4 8LU | England | 436821 | 389560 | Pitsmoor 3/4 | Pitsmoor 3/4 | Petre Street Generation | 33 | Northern Powergrid (Yorkshire) plc | Stored Energy (all stored energy irrespective of the original energy source) | Storage - Electrochemical Classic Batteries -Lithium Ion (Li–ion) | No | Data Not Available | Data Not Available | 49.5 | Data Not Available | Data Not Available | Data Not Available | Data Not Available | Data Not Available | Data Not Available | Data Not Available | Data Not Available | Data Not Available | Data Not Available | Data Not Available | Data Not Available | No | Accepted To Connect | Data Not Applicable | Data Not Applicable | Data Not Applicable | Data Not Applicable | Data Not Applicable | Data Not Applicable | 49.5 | 49.5 | 52.105 | Data Not Available | Data Not Available | 2022-06-30 00:00:00 | Data Not Available | Data Not Available | Data Not Available | Data Not Available | Data Not Available | Data Not Available | Data Not Available | 2022-07-06 | 53.40158584318948, -1.4476631843419339 | 2022-06-30 |  | Sheffield
Data Not Available | [5 empty] | Data Not Available | Premier Way Data Centre DRUPS 1 | Wakefield Group Data Centre | Wakefield Group Data Centre | Normanton Industrial Estate | Normanton | West Yorkshire | WF6 1GY | England | 440930 | 423090 | Ferrybridge B | Featherstone | Premier Way North No 1 | 33 | Northern Powergrid (Yorkshire) plc | Fossil - Oil | Engine (combustion / reciprocating) | No | Data Not Applicable | Data Not Applicable | 32 | Data Not Available | Data Not Available | Data Not Available | Data Not Available | Data Not Available | Data Not Available | Data Not Available | Data Not Available | Data Not Available | Data Not Available | Data Not Available | Data Not Available | No | Connected | 32 | 0 | 0 | Data Not Available | Data Not Available | Data Not Available | Data Not Applicable | Data Not Applicable | 33.684 | Data Not Applicable | Data Not Applicable | Data Not Available | Data Not Available | Data Not Available | Data Not Available | Data Not Available | Data Not Available | Data Not Available | Data Not Available | 2017-03-08 | 53.70264530904793, -1.3814888648158146 |  |  | Wakefield
Data Not Applicable | [5 empty] | Data Not Available | Hobson Way | Hobson Way | Hobson Way | Stallingborough | Grimsby | Lincolnshire | DN41 8DZ | England | 522100 | 413845 | Grimsby West | Netherlands Way | Eco Energy Direct | 33 | Northern Powergrid (Yorkshire) plc | Fossil - Gas | Engine (combustion / reciprocating) | No | Data Not Applicable | Data Not Applicable | 14 | Data Not Available | Data Not Available | Data Not Available | Data Not Available | Data Not Available | Data Not Available | Data Not Available | Data Not Available | Data Not Available | Data Not Available | Data Not Available | Data Not Available | No | Accepted To Connect | Data Not Applicable | Data Not Applicable | Data Not Applicable | Data Not Applicable | Data Not Applicable | Data Not Applicable | 14 | 14 | 14.737 | Data Not Available | Data Not Available | 2022-10-28 00:00:00 | Data Not Available | Data Not Available | Data Not Available | Data Not Available | Data Not Available | Data Not Available | Data Not Available | 2022-11-05 | 53.60694286402586, -0.15606067025892284 | 2022-10-28 |  | North East Lincolnshire
Data Not Applicable | [5 empty] | Data Not Available | Bramham Hybrid | Bramham Hybrid | Toulston Lane | Toulston Lane | Bramham | West Yorkshire | DN5 7AS | England | 452458 | 404642 | Ferrybridge B | Bramham | Bramham Hybrid | 33 | Northern Powergrid (Yorkshire) plc | Solar | Photovoltaic | No | Data Not Applicable | Data Not Applicable | 45.6 | Storage - Electrochemical Classic Batteries -Lithium Ion (Li–ion) | Storage - Electrochemical Classic Batteries -Lithium Ion (Li–ion) | No | Data Not Available | Data Not Available | 22.8 | Data Not Available | Data Not Available | Data Not Available | Data Not Available | Data Not Available | Data Not Available | No | Accepted To Connect | Data Not Applicable | Data Not Applicable | Data Not Applicable | Data Not Applicable | Data Not Applicable | Data Not Applicable | 68.4 | 68.4 | 72 | Data Not Available | Data Not Available | 2022-11-04 00:00:00 | Data Not Available | Data Not Available | Data Not Available | Data Not Available | Data Not Available | Data Not Available | Data Not Available | 2024-12-19 | 53.53581803916365, -1.2099853170582957 | 2022-11-04 |  | Doncaster
Data Not Applicable | [5 empty] | Data Not Available | Hall Ings Farm | Hall Ings Farm | Hall Ings Farm | Dunswell Road | Cottingham | Nottinghamshire | DN11 8AR | England | 463602 | 391805 | Creyke Beck | Hall Ings Farm | Hall Ings Farm Direct | 132 | Northern Powergrid (Yorkshire) plc | Solar | Photovoltaic | No | Data Not Applicable | Data Not Applicable | 100 | Data Not Available | Data Not Available | Data Not Available | Data Not Available | Data Not Available | Data Not Available | Data Not Available | Data Not Available | Data Not Available | Data Not Available | Data Not Available | Data Not Available | No | Accepted To Connect | Data Not Applicable | Data Not Applicable | Data Not Applicable | Data Not Applicable | Data Not Applicable | Data Not Applicable | 100 | 100 | 105.263 | Data Not Available | Data Not Available | 2022-06-14 00:00:00 | Data Not Available | Data Not Available | Data Not Available | Data Not Available | Data Not Available | Data Not Available | Data Not Available | 2024-05-08 | 53.41922103038004, -1.0444632891589862 | 2022-06-14 |  | Bassetlaw
Data Not Applicable | [5 empty] | Data Not Available | Knauf CHP | Knauf CHP | 96 | Kings Road | Immingham | West Yorkshire | S6 1LY | England | 432992 | 391402 | Grimsby West | Immingham | Humber Road | 11 | Northern Powergrid (Yorkshire) plc | Fossil - Gas | Steam-gas turbine (CCGT) | Yes | Data Not Applicable | Data Not Applicable | 4 | Data Not Available | Data Not Available | Data Not Available | Data Not Available | Data Not Available | Data Not Available | Data Not Available | Data Not Available | Data Not Available | Data Not Available | Data Not Available | Data Not Available | No | Accepted To Connect | Data Not Applicable | Data Not Applicable | Data Not Applicable | Data Not Applicable | Data Not Applicable | Data Not Applicable | 4 | 4 | 4.211 | Data Not Available | Data Not Available | 2023-06-26 00:00:00 | Data Not Available | Data Not Available | Data Not Available | Data Not Available | Data Not Available | Data Not Available | Data Not Available | 2024-05-08 | 53.418394470498, -1.5050582494339488 | 2023-06-26 |  | Sheffield
Data Not Applicable | [5 empty] | Data Not Available | Model Farm Solar | Model Farm | Model Farm | Atwick Road | Bewholme | North Yorkshire | YO25 8DT | England | 516563 | 450085 | Creyke Beck | Beverley 132/33kV | Model Farm Solar | 33 | Northern Powergrid (Yorkshire) plc | Solar | Photovoltaic | No | Data Not Applicable | Data Not Applicable | 40 | Data Not Available | Data Not Available | Data Not Available | Data Not Available | Data Not Available | Data Not Available | Data Not Available | Data Not Available | Data Not Available | Data Not Available | Data Not Available | Data Not Available | No | Accepted To Connect | Data Not Applicable | Data Not Applicable | Data Not Applicable | Data Not Applicable | Data Not Applicable | Data Not Applicable | 40 | 40 | 42.105 | Data Not Available | Data Not Available | 2022-04-26 00:00:00 | Data Not Available | Data Not Available | Data Not Available | Data Not Available | Data Not Available | Data Not Available | Data Not Available | 2024-05-08 | 53.933772497110176, -0.22602685903669253 | 2022-04-26 |  | East Riding of Yorkshire
Data Not Applicable | [5 empty] | Data Not Available | Tofts Lane BESS | Tofts Lane BESS | Hunshelf Compound | Toft's Lane | Barnsley | West Yorkshire | S63 6LS | England | 440899 | 400844 | West Melton Section 3 | Hunshelf | Tofts Lane BESS | 66 | Northern Powergrid (Yorkshire) plc | Stored Energy (all stored energy irrespective of the original energy source) | Storage - Electrochemical Classic Batteries -Lithium Ion (Li–ion) | No | Data Not Available | Data Not Available | 25 | Data Not Available | Data Not Available | Data Not Available | Data Not Available | Data Not Available | Data Not Available | Data Not Available | Data Not Available | Data Not Available | Data Not Available | Data Not Available | Data Not Available | No | Accepted To Connect | Data Not Applicable | Data Not Applicable | Data Not Applicable | Data Not Applicable | Data Not Applicable | Data Not Applicable | 25 | 25 | 26.316 | Data Not Available | Data Not Available | 2022-04-20 00:00:00 | Data Not Available | Data Not Available | Data Not Available | Data Not Available | Data Not Available | Data Not Available | Data Not Available | 2024-05-08 | 53.50270669949297, -1.3848690841485338 | 2022-04-20 |  | Rotherham
Data Not Applicable | [5 empty] | Data Not Available | Great Coates PV | Great Coates PV | AYLESBY ROAD | GREAT COATES | GRIMSBY | Lincolnshire | DN41 8DT | England | 520732 | 414280 | Grimsby West | Great Coates PV | Great Coates PV Direct | 132 | Northern Powergrid (Yorkshire) plc | Solar | Photovoltaic | No | Data Not Applicable | Data Not Applicable | 49 | Data Not Available | Data Not Available | Data Not Available | Data Not Available | Data Not Available | Data Not Available | Data Not Available | Data Not Available | Data Not Available | Data Not Available | Data Not Available | Data Not Available | No | Accepted To Connect | Data Not Applicable | Data Not Applicable | Data Not Applicable | Data Not Applicable | Data Not Applicable | Data Not Applicable | 49 | 49 | 51.579 | Data Not Available | Data Not Available | 2022-04-28 00:00:00 | Data Not Available | Data Not Available | Data Not Available | Data Not Available | Data Not Available | Data Not Available | Data Not Available | 2024-05-08 | 53.61116742156803, -0.1765566063570633 | 2022-04-28 |  | North East Lincolnshire
Data Not Applicable | [5 empty] | Data Not Available | York Road PV | York Road | York Road | York Road | Whinmoor | West Yorkshire | LS14 2HP | England | 436228 | 437924 | Ferrybridge B | Whinmoor | Sledmere Garth | 11 | Northern Powergrid (Yorkshire) plc | Solar | Photovoltaic | No | Data Not Applicable | Data Not Applicable | 2.055 | Data Not Available | Data Not Available | Data Not Available | Data Not Available | Data Not Available | Data Not Available | Data Not Available | Data Not Available | Data Not Available | Data Not Available | Data Not Available | Data Not Available | No | Accepted To Connect | Data Not Applicable | Data Not Applicable | Data Not Applicable | Data Not Applicable | Data Not Applicable | Data Not Applicable | 2.055 | 2.055 | 2.163 | 2.668 | 2.808 | 2024-07-15 00:00:00 | Data Not Available | Data Not Available | Data Not Available | Data Not Available | Data Not Available | Data Not Available | Data Not Available | 2024-08-07 | 53.83631352837521, -1.4509727818604596 | 2024-07-15 |  | Leeds
Data Not Applicable | [5 empty] | Data Not Available | Woodmansey Hybrid | Woodmansey Hybrid | WE011 Creyke Beck | A1079 | Woodmansey | West Yorkshire | BD13 3RX | England | 408842 | 434654 | Creyke Beck | Beverley 132/33kV | Woodmansey Hybrid | 33 | Northern Powergrid (Yorkshire) plc | Solar | Photovoltaic | No | Data Not Applicable | Data Not Applicable | 30.3 | Storage - Electrochemical Classic Batteries -Lithium Ion (Li–ion) | Storage - Electrochemical Classic Batteries -Lithium Ion (Li–ion) | No | Data Not Available | Data Not Available | 30.3 | Data Not Available | Data Not Available | Data Not Available | Data Not Available | Data Not Available | Data Not Available | No | Accepted To Connect | Data Not Applicable | Data Not Applicable | Data Not Applicable | Data Not Applicable | Data Not Applicable | Data Not Applicable | 30.3 | 30.3 | 31.895 | Data Not Available | Data Not Available | 2022-12-29 00:00:00 | Data Not Available | Data Not Available | Data Not Available | Data Not Available | Data Not Available | Data Not Available | Data Not Available | 2024-12-19 | 53.808104742810904, -1.8672119689011162 | 2022-12-29 |  | Bradford
Data Not Applicable | [5 empty] | Data Not Available | Winterton PV | Winterton PV | CARR LANE | Winterton | SOUTH FERRIBY | Lincolnshire | DN15 8RF | England | 489827 | 412823 | Keadby | Santon | South Ferriby | 11 | Northern Powergrid (Yorkshire) plc | Solar | Photovoltaic | No | Data Not Applicable | Data Not Applicable | 6.96 | Data Not Available | Data Not Available | Data Not Available | Data Not Available | Data Not Available | Data Not Available | Data Not Available | Data Not Available | Data Not Available | Data Not Available | Data Not Available | Data Not Available | No | Accepted To Connect | Data Not Applicable | Data Not Applicable | Data Not Applicable | Data Not Applicable | Data Not Applicable | Data Not Applicable | 6.96 | 6.96 | 7.326 | Data Not Available | Data Not Available | 2021-04-29 00:00:00 | Data Not Available | Data Not Available | Data Not Available | Data Not Available | Data Not Available | Data Not Available | Data Not Available | 2024-05-08 | 53.60427902743291, -0.6439500795122712 | 2021-04-29 |  | North Lincolnshire
Data Not Applicable | [5 empty] | Data Not Available | Brampton Morthen BESS | Brampton Morthen BESS | LAND AT BRAMPTON-EN-LE-MORTHEN | Data Not Available | ROTHERHAM | West Yorkshire | S66 9BH | England | 447919 | 387443 | Thurcroft | Brampton Morthen BESS | Brampton Morthen BESS Direct | 132 | Northern Powergrid (Yorkshire) plc | Stored Energy (all stored energy irrespective of the original energy source) | Storage - Electrochemical Classic Batteries -Lithium Ion (Li–ion) | No | Data Not Available | Data Not Available | 200 | Data Not Available | Data Not Available | Data Not Available | Data Not Available | Data Not Available | Data Not Available | Data Not Available | Data Not Available | Data Not Available | Data Not Available | Data Not Available | Data Not Available | No | Accepted To Connect | Data Not Applicable | Data Not Applicable | Data Not Applicable | Data Not Applicable | Data Not Applicable | Data Not Applicable | 200 | 200 | 210.526 | Data Not Available | Data Not Available | 2024-02-08 00:00:00 | Data Not Available | Data Not Available | Data Not Available | Data Not Available | Data Not Available | Data Not Available | Data Not Available | 2024-03-07 | 53.38167024145053, -1.2810783870918228 | 2024-02-08 |  | Rotherham
Data Not Applicable | [5 empty] | Data Not Available | South Road Mixed Tech | South Road Mixed Tech | LAND WEST OF | SOUTH ROAD | DONCASTER | West Yorkshire | HX5 9DA | England | 411819 | 422037 | West Melton / Thorpe Marsh | Doncaster B/Thorpe Marsh | South Road Mixed Tech | 66 | Northern Powergrid (Yorkshire) plc | Solar | Photovoltaic | No | Data Not Applicable | Data Not Applicable | 89.9 | Data Not Available | Data Not Available | Data Not Available | Data Not Available | Data Not Available | Data Not Available | Data Not Available | Data Not Available | Data Not Available | Data Not Available | Data Not Available | Data Not Available | No | Accepted To Connect | Data Not Applicable | Data Not Applicable | Data Not Applicable | Data Not Applicable | Data Not Applicable | Data Not Applicable | 89.9 | 89.9 | 94.632 | Data Not Available | Data Not Available | 2021-01-21 00:00:00 | Data Not Available | Data Not Available | Data Not Available | Data Not Available | Data Not Available | Data Not Available | Data Not Available | 2024-05-08 | 53.69464490473397, -1.8224831454879373 | 2021-01-21 |  | Calderdale
Data Not Applicable | [5 empty] | Data Not Available | Ferrybridge BESS Aux Supply | Ferrybridge BESS Aux Supply | PPCF+CJ Knottingley | Kirkhaw Lane | Knottingley | North Yorkshire | YO15 3QT | England | 515227 | 461775 | Ferrybridge B | Kirkhaw Lane | Smith Street | 11 | Northern Powergrid (Yorkshire) plc | Stored Energy (all stored energy irrespective of the original energy source) | Storage - Electrochemical Classic Batteries -Lithium Ion (Li–ion) | No | Data Not Available | Data Not Available | 1.2 | Data Not Available | Data Not Available | Data Not Available | Data Not Available | Data Not Available | Data Not Available | Data Not Available | Data Not Available | Data Not Available | Data Not Available | Data Not Available | Data Not Available | No | Accepted To Connect | Data Not Applicable | Data Not Applicable | Data Not Applicable | Data Not Applicable | Data Not Applicable | Data Not Applicable | 1.2 | 1.2 | 1.263 | Data Not Available | Data Not Available | 2024-01-04 00:00:00 | Data Not Available | Data Not Available | Data Not Available | Data Not Available | Data Not Available | Data Not Available | Data Not Available | 2024-05-08 | 54.0390877146204, -0.24194813657672587 | 2024-01-04 |  | East Riding of Yorkshire
Data Not Applicable | [5 empty] | Data Not Available | Girlington BESS | Girlington BESS | Duncombe Road | Girlington | Bradford | West Yorkshire | DN3 1QR | England | 460823 | 407205 | Bradford West | Girlington | Girlington Generation | 33 | Northern Powergrid (Yorkshire) plc | Stored Energy (all stored energy irrespective of the original energy source) | Storage - Electrochemical Classic Batteries -Lithium Ion (Li–ion) | No | Data Not Available | Data Not Available | 12 | Data Not Available | Data Not Available | Data Not Available | Data Not Available | Data Not Available | Data Not Available | Data Not Available | Data Not Available | Data Not Available | Data Not Available | Data Not Available | Data Not Available | No | Accepted To Connect | Data Not Applicable | Data Not Applicable | Data Not Applicable | Data Not Applicable | Data Not Applicable | Data Not Applicable | 12 | 12 | 12.632 | Data Not Available | Data Not Available | 2024-01-03 00:00:00 | Data Not Available | Data Not Available | Data Not Available | Data Not Available | Data Not Available | Data Not Available | Data Not Available | 2024-05-08 | 53.55795216832812, -1.0832934157351364 | 2024-01-03 |  | Doncaster
Data Not Applicable | [5 empty] | Data Not Available | Olympia Mills PV | Olympia Mills PV | Olympia Mills | Barlby Road | Selby | West Yorkshire | BD8 9TB | England | 413722 | 433416 | Drax | Osgodby 3/4 | Olympia Mills | 11 | Northern Powergrid (Yorkshire) plc | Solar | Photovoltaic | No | Data Not Applicable | Data Not Applicable | 5 | Data Not Available | Data Not Available | Data Not Available | Data Not Available | Data Not Available | Data Not Available | Data Not Available | Data Not Available | Data Not Available | Data Not Available | Data Not Available | Data Not Available | No | Accepted To Connect | Data Not Applicable | Data Not Applicable | Data Not Applicable | Data Not Applicable | Data Not Applicable | Data Not Applicable | 5 | 5 | 5.263 | Data Not Available | Data Not Available | 2023-12-04 00:00:00 | Data Not Available | Data Not Available | Data Not Available | Data Not Available | Data Not Available | Data Not Available | Data Not Available | 2024-05-08 | 53.79687296914211, -1.793162176323756 | 2023-12-04 |  | Bradford
Data Not Applicable | [5 empty] | Data Not Available | Fen Farm Wind Farm Phase 3 | Fen Farm | Fen Farm | Fen Lane | Louth | Lincolnshire | LN11 7JY | England | 537670 | 395895 | Keadby | Wold Newton | Fen Farm Windfarm | 33 | Northern Powergrid (Yorkshire) plc | Solar | Photovoltaic | No | Data Not Applicable | Data Not Applicable | 6 | Data Not Available | Data Not Available | Data Not Available | Data Not Available | Data Not Available | Data Not Available | Data Not Available | Data Not Available | Data Not Available | Data Not Available | Data Not Available | Data Not Available | No | Accepted To Connect | Data Not Applicable | Data Not Applicable | Data Not Applicable | Data Not Applicable | Data Not Applicable | Data Not Applicable | 6 | 6 | 6.316 | Data Not Available | Data Not Available | 2023-10-16 00:00:00 | Data Not Available | Data Not Available | Data Not Available | Data Not Available | Data Not Available | Data Not Available | Data Not Available | 2024-12-19 | 53.44185218909044, 0.07122081477232248 | 2023-10-16 |  | East Lindsey
Data Not Applicable | [5 empty] | Data Not Available | Bradley Renewables PGF | Bradley Renewables PGF | Land off White Gate Hill | Hunmanby | Filey | North Yorkshire | YO14 0LE | England | 507424 | 478265 | Creyke Beck | Driffield/Beverley Group | Hunmanby | 66 | Northern Powergrid (Yorkshire) plc | Solar | Photovoltaic | No | Data Not Applicable | Data Not Applicable | 54 | Data Not Available | Data Not Available | Data Not Available | Data Not Available | Data Not Available | Data Not Available | Data Not Available | Data Not Available | Data Not Available | Data Not Available | Data Not Available | Data Not Available | No | Accepted To Connect | Data Not Applicable | Data Not Applicable | Data Not Applicable | Data Not Applicable | Data Not Applicable | Data Not Applicable | 54 | 54 | 56.842 | Data Not Available | Data Not Available | 2023-10-09 00:00:00 | Data Not Available | Data Not Available | Data Not Available | Data Not Available | Data Not Available | Data Not Available | Data Not Available | 2024-08-15 | 54.18891260809859, -0.35519118677326217 | 2023-10-09 |  | North Yorkshire
Data Not Applicable | [5 empty] | Data Not Available | Staygate BESS | Staygate BESS | Land at Mount of Olives Farm | Cliff Hollins | Bradford | West Yorkshire | BD19 6BU | England | 417617 | 427340 | Skelton Grange | Staygate BESS | Staygate BESS Direct | 132 | Northern Powergrid (Yorkshire) plc | Stored Energy (all stored energy irrespective of the original energy source) | Storage - Electrochemical Classic Batteries -Lithium Ion (Li–ion) | No | Data Not Available | Data Not Available | 70 | Data Not Available | Data Not Available | Data Not Available | Data Not Available | Data Not Available | Data Not Available | Data Not Available | Data Not Available | Data Not Available | Data Not Available | Data Not Available | Data Not Available | No | Accepted To Connect | Data Not Applicable | Data Not Applicable | Data Not Applicable | Data Not Applicable | Data Not Applicable | Data Not Applicable | 70 | 70 | 73.684 | Data Not Available | Data Not Available | 2023-10-30 00:00:00 | Data Not Available | Data Not Available | Data Not Available | Data Not Available | Data Not Available | Data Not Available | Data Not Available | 2023-10-12 | 53.74214605430914, -1.7343759144293147 | 2023-10-30 |  | Kirklees
Data Not Applicable | [5 empty] | Data Not Available | NEL Howe BESS | NEL Howe BESS | Moat Lane | Wickersley | Rotherham | South Yorkshire | S66 1DZ | England | 448371 | 390474 | Thurcroft | Thurcroft | Nel Howe BESS | 66 | Northern Powergrid (Yorkshire) plc | Stored Energy (all stored energy irrespective of the original energy source) | Storage - Electrochemical Classic Batteries -Lithium Ion (Li–ion) | No | Data Not Available | Data Not Available | 99.9 | Data Not Available | Data Not Available | Data Not Available | Data Not Available | Data Not Available | Data Not Available | Data Not Available | Data Not Available | Data Not Available | Data Not Available | Data Not Available | Data Not Available | No | Accepted To Connect | Data Not Applicable | Data Not Applicable | Data Not Applicable | Data Not Applicable | Data Not Applicable | Data Not Applicable | 99.9 | 99.9 | 105.158 | Data Not Available | Data Not Available | 2023-10-18 00:00:00 | Data Not Available | Data Not Available | Data Not Available | Data Not Available | Data Not Available | Data Not Available | Data Not Available | 2023-10-12 | 53.40887129783784, -1.273820456721858 | 2023-10-18 |  | Rotherham
Data Not Applicable | [5 empty] | Data Not Available | NEL Cutts BESS | NEL Cutts BESS | Cutts Recycling | Wharf Road | Doncaster | South Yorkshire | DN1 2ST | England | 457732 | 404352 | West Melton / Thorpe Marsh | Nel Cutts BESS | Nel Cutts BESS Direct | 132 | Northern Powergrid (Yorkshire) plc | Stored Energy (all stored energy irrespective of the original energy source) | Storage - Electrochemical Classic Batteries -Lithium Ion (Li–ion) | No | Data Not Available | Data Not Available | 50 | Data Not Available | Data Not Available | Data Not Available | Data Not Available | Data Not Available | Data Not Available | Data Not Available | Data Not Available | Data Not Available | Data Not Available | Data Not Available | Data Not Available | No | Accepted To Connect | Data Not Applicable | Data Not Applicable | Data Not Applicable | Data Not Applicable | Data Not Applicable | Data Not Applicable | 50 | 50 | 52.632 | Data Not Available | Data Not Available | 2023-10-13 00:00:00 | Data Not Available | Data Not Available | Data Not Available | Data Not Available | Data Not Available | Data Not Available | Data Not Available | 2023-10-12 | 53.532659775551956, -1.1304743111934417 | 2023-10-13 |  | Doncaster
Data Not Applicable | [5 empty] | Data Not Available | Butt Lane BESS | Butt Lane BESS | Butt Lane | Laceby | Grimsby | Lincolnshire | DN37 7AL | England | 521287 | 407419 | Grimsby West | Butt Lane BESS | Butt Lane BESS Direct | 132 | Northern Powergrid (Yorkshire) plc | Stored Energy (all stored energy irrespective of the original energy source) | Storage - Electrochemical Classic Batteries -Lithium Ion (Li–ion) | No | Data Not Available | Data Not Available | 240 | Data Not Available | Data Not Available | Data Not Available | Data Not Available | Data Not Available | Data Not Available | Data Not Available | Data Not Available | Data Not Available | Data Not Available | Data Not Available | Data Not Available | No | Accepted To Connect | Data Not Applicable | Data Not Applicable | Data Not Applicable | Data Not Applicable | Data Not Applicable | Data Not Applicable | 240 | 240 | 252.632 | Data Not Available | Data Not Available | 2023-10-16 00:00:00 | Data Not Available | Data Not Available | Data Not Available | Data Not Available | Data Not Available | Data Not Available | Data Not Available | 2023-10-12 | 53.549402238707415, -0.170835450609412 | 2023-10-16 |  | North East Lincolnshire
Data Not Applicable | [5 empty] | Data Not Available | Elland BESS | Elland BESS | Off East Shaw Lane | Off East Shaw Lane | Elland | West Yorkshire | HX5 9PL | England | 411953 | 421350 | Elland | Elland BESS | Elland BESS Direct | 132 | Northern Powergrid (Yorkshire) plc | Stored Energy (all stored energy irrespective of the original energy source) | Storage - Electrochemical Classic Batteries -Lithium Ion (Li–ion) | No | Data Not Available | Data Not Available | 230 | Data Not Available | Data Not Available | Data Not Available | Data Not Available | Data Not Available | Data Not Available | Data Not Available | Data Not Available | Data Not Available | Data Not Available | Data Not Available | Data Not Available | No | Accepted To Connect | Data Not Applicable | Data Not Applicable | Data Not Applicable | Data Not Applicable | Data Not Applicable | Data Not Applicable | 230 | 230 | 242.105 | Data Not Available | Data Not Available | 2023-09-08 00:00:00 | Data Not Available | Data Not Available | Data Not Available | Data Not Available | Data Not Available | Data Not Available | Data Not Available | 2023-10-12 | 53.68846707961784, -1.8204800140822688 | 2023-09-08 |  | Calderdale
Data Not Applicable | [5 empty] | Data Not Available | Common Farm BESS | Common Farm BESS | Bookers Lane | Dinnington | Sheffield | South Yorkshire | S25 1ZX | England | 450284 | 386621 | Thurcroft | Thurcroft | Common Solar Farm | 66 | Northern Powergrid (Yorkshire) plc | Stored Energy (all stored energy irrespective of the original energy source) | Storage - Electrochemical Classic Batteries -Lithium Ion (Li–ion) | No | Data Not Available | Data Not Available | 49.9 | Data Not Available | Data Not Available | Data Not Available | Data Not Available | Data Not Available | Data Not Available | Data Not Available | Data Not Available | Data Not Available | Data Not Available | Data Not Available | Data Not Available | No | Accepted To Connect | Data Not Applicable | Data Not Applicable | Data Not Applicable | Data Not Applicable | Data Not Applicable | Data Not Applicable | 49.9 | 49.9 | 52.526 | Data Not Available | Data Not Available | 2023-03-03 00:00:00 | Data Not Available | Data Not Available | Data Not Available | Data Not Available | Data Not Available | Data Not Available | Data Not Available | 2024-02-12 | 53.37406296357869, -1.2456582081650016 | 2023-03-03 |  | Rotherham
Data Not Applicable | [5 empty] | Data Not Available | Doncaster BESS 2 | Doncaster BESS 2 | Donbat Battery Site | Junction 3 | Balby Carr Bank | South Yorkshire | DN4 8DE | England | 457849 | 401122 | West Melton / Thorpe Marsh | Mallard Way | Balby Generation | 33 | Northern Powergrid (Yorkshire) plc | Stored Energy (all stored energy irrespective of the original energy source) | Storage - Electrochemical Classic Batteries -Lithium Ion (Li–ion) | No | Data Not Available | Data Not Available | 16.5 | Data Not Available | Data Not Available | Data Not Available | Data Not Available | Data Not Available | Data Not Available | Data Not Available | Data Not Available | Data Not Available | Data Not Available | Data Not Available | Data Not Available | No | Accepted To Connect | Data Not Applicable | Data Not Applicable | Data Not Applicable | Data Not Applicable | Data Not Applicable | Data Not Applicable | 16.5 | 16.5 | 17.368 | Data Not Available | Data Not Available | 2023-09-25 00:00:00 | Data Not Available | Data Not Available | Data Not Available | Data Not Available | Data Not Available | Data Not Available | Data Not Available | 2023-10-12 | 53.50361782709148, -1.1293045813550275 | 2023-09-25 |  | Doncaster
Data Not Applicable | [5 empty] | Data Not Available | Freightliner Road BESS | Freightliner Road BESS | Northside Unit 2 | Freightliner Road | Kingston Upon Hull | North Yorkshire | HU3 4UW | England | 506923 | 427238 | Creyke Beck | Hull West | Freightliner Road BESS | 33 | Northern Powergrid (Yorkshire) plc | Stored Energy (all stored energy irrespective of the original energy source) | Storage - Electrochemical Classic Batteries -Lithium Ion (Li–ion) | No | Data Not Available | Data Not Available | 20 | Data Not Available | Data Not Available | Data Not Available | Data Not Available | Data Not Available | Data Not Available | Data Not Available | Data Not Available | Data Not Available | Data Not Available | Data Not Available | Data Not Available | No | Accepted To Connect | Data Not Applicable | Data Not Applicable | Data Not Applicable | Data Not Applicable | Data Not Applicable | Data Not Applicable | 20 | 20 | 21.053 | Data Not Available | Data Not Available | 2024-02-14 00:00:00 | Data Not Available | Data Not Available | Data Not Available | Data Not Available | Data Not Available | Data Not Available | Data Not Available | 2024-03-07 | 53.73058647585914, -0.38073031528717877 | 2024-02-14 |  | Kingston upon Hull, City of
Data Not Applicable | [5 empty] | Data Not Available | Terry Street Hybrid | Terry Street Hybrid | The Technology Building | 9 Terry Street | Sheffield | West Yorkshire | S9 2BU | England | 438542 | 389557 | Wincobank | Wincobank | Tinsley Park Road | 11 | Northern Powergrid (Yorkshire) plc | Stored Energy (all stored energy irrespective of the original energy source) | Storage - Electrochemical Classic Batteries -Lithium Ion (Li–ion) | No | 1.98 | 0.5 | 0.999 | Photovoltaic | Photovoltaic | No | Data Not Applicable | Data Not Applicable | 0.6 | Data Not Available | Data Not Available | Data Not Available | Data Not Available | Data Not Available | Data Not Available | No | Accepted To Connect | Data Not Applicable | Data Not Applicable | Data Not Applicable | Data Not Applicable | Data Not Applicable | Data Not Applicable | 1.599 | 1.599 | 1.683 | Data Not Available | Data Not Available | 2024-02-14 00:00:00 | Data Not Available | Data Not Available | Data Not Available | Data Not Available | Data Not Available | Data Not Available | Data Not Available | 2025-02-17 | 53.40143641027511, -1.4217804722439717 | 2024-02-14 |  | Sheffield
Data Not Available | [5 empty] | 2380001519788 | Premier Way Data Centre DRUPS 2 | Wakefield Group Data Centre | Wakefield Group Data Centre | Normanton Industrial Estate | Normanton | West Yorkshire | WF6 1GY | England | 440930 | 423090 | Ferrybridge B | Featherstone | Premier Way North No 2 | 33 | Northern Powergrid (Yorkshire) plc | Fossil - Oil | Engine (combustion / reciprocating) | No | Data Not Applicable | Data Not Applicable | 32 | Data Not Available | Data Not Available | Data Not Available | Data Not Available | Data Not Available | Data Not Available | Data Not Available | Data Not Available | Data Not Available | Data Not Available | Data Not Available | Data Not Available | No | Connected | 32 | 0 | 0 | Data Not Available | Data Not Available | Data Not Available | Data Not Applicable | Data Not Applicable | 33.684 | Data Not Applicable | Data Not Applicable | Data Not Available | Data Not Available | Data Not Available | Data Not Available | Data Not Available | Data Not Available | Data Not Available | Data Not Available | 2024-09-18 | 53.70264530904793, -1.3814888648158146 |  |  | Wakefield
1640000141045 | [5 empty] | 1600000137762 | PRESTON BOARD & PACKAGING LTD | ROMILEY BOARD MILL | OAKWOOD ROAD | OAKWOOD ROAD | STOCKPORT | GREATER MANCHESTER | SK6 4DZ | ENGLAND | 394529 | 390448 | BREDBURY GSP | VERNON PARK | ROMILEY | 11 | ELECTRICITY NORTH WEST LIMITED | FOSSIL - GAS | ENGINE (COMBUSTION / RECIPROCATING) | NO | 0 | 0 | 1.664 |  |  |  | 0 | 0 | 0 |  |  |  | 0 | 0 | 0 | NO | CONNECTED | 1.664 | 1.33 | 1.4 | 2.09 | 2.2 | 2011-10-01 |  |  |  | 0 | 0 |  |  | NO | NO |  |  |  |  | 2021-12-06 | 53.41081426127536, -2.0837686496100405
2394200171234 | [5 empty] | 2300000411790 | Meadows Road PV | Meadows Road PV | Cepac Rotherham | Meadows Road, Manvers | Rotherham | North Yorkshire | S63 5DJ | England | 444299 | 401759 | West Melton Section 3 | West Melton | Dearne Road | 11 | Northern Powergrid (Yorkshire) plc | Solar | Photovoltaic | No | Data Not Applicable | Data Not Applicable | 3 | Data Not Available | Data Not Available | Data Not Available | Data Not Available | Data Not Available | Data Not Available | Data Not Available | Data Not Available | Data Not Available | Data Not Available | Data Not Available | Data Not Available | No | Connected | 3 | 3 | 3.158 | Data Not Available | Data Not Available | 2023-04-28 00:00:00 | Data Not Applicable | Data Not Applicable | 3.158 | Data Not Applicable | Data Not Applicable | 2022-03-18 00:00:00 | Data Not Available | Data Not Available | Data Not Available | Data Not Available | Data Not Available | Data Not Available | Data Not Available | 2024-02-22 | 53.51065590166953, -1.3334848391834748 | 2022-03-18 | 2023-04-28 | Rotherham
Data Not Applicable | [5 empty] | Data Not Available | Holmfield BESS | Holmfield BESS | Holmfield BESS | Oakland Hill Estate | Knottingley | West Yorkshire | WF11 8AE | England | 446581 | 425067 | Ferrybridge B | Holmfield BESS | Holmfield BESS Direct | 132 | Northern Powergrid (Yorkshire) plc | Stored Energy (all stored energy irrespective of the original energy source) | Storage - Electrochemical Classic Batteries -Lithium Ion (Li–ion) | No | Data Not Available | Data Not Available | 99.9 | Data Not Available | Data Not Available | Data Not Available | Data Not Available | Data Not Available | Data Not Available | Data Not Available | Data Not Available | Data Not Available | Data Not Available | Data Not Available | Data Not Available | No | Accepted To Connect | Data Not Applicable | Data Not Applicable | Data Not Applicable | Data Not Applicable | Data Not Applicable | Data Not Applicable | 99.9 | 99.9 | 105.158 | Data Not Available | Data Not Available | 2023-11-17 00:00:00 | Data Not Available | Data Not Available | Data Not Available | Data Not Available | Data Not Available | Data Not Available | Data Not Available | 2024-02-12 | 53.71994113270789, -1.2956002174959496 | 2023-11-17 |  | Wakefield
Data Not Applicable | [5 empty] | Data Not Available | Lower Schole Croft Farm BESS | Lower Schole Croft Farm BESS | Lower Schole Croft Farm | Bradshaw | Halifax | West Yorkshire | HX2 9UR | England | 407845 | 429705 | Bradford West | Lower Schole Croft Farm BESS | Lower Schole Croft Farm BESS Direct | 132 | Northern Powergrid (Yorkshire) plc | Stored Energy (all stored energy irrespective of the original energy source) | Storage - Electrochemical Classic Batteries -Lithium Ion (Li–ion) | No | Data Not Available | Data Not Available | 50 | Data Not Available | Data Not Available | Data Not Available | Data Not Available | Data Not Available | Data Not Available | Data Not Available | Data Not Available | Data Not Available | Data Not Available | Data Not Available | Data Not Available | No | Accepted To Connect | Data Not Applicable | Data Not Applicable | Data Not Applicable | Data Not Applicable | Data Not Applicable | Data Not Applicable | 50 | 50 | 52.632 | Data Not Available | Data Not Available | 2024-01-19 00:00:00 | Data Not Available | Data Not Available | Data Not Available | Data Not Available | Data Not Available | Data Not Available | Data Not Available | 2024-02-09 | 53.76363912823262, -1.8824759044804382 | 2024-01-19 |  | Calderdale
Data Not Applicable | [5 empty] | Data Not Available | Immingham Docks Additional PV | Immingham Docks Additional PV | Associated British Ports | Immingham Dock | Immingham | Lincolnshire | DN40 2LZ | England | 519875 | 416226 | Grimsby West | Immingham | Queens Road | 11 | Northern Powergrid (Yorkshire) plc | Solar | Photovoltaic | No | Data Not Applicable | Data Not Applicable | 3.2 | Data Not Available | Data Not Available | Data Not Available | Data Not Available | Data Not Available | Data Not Available | Data Not Available | Data Not Available | Data Not Available | Data Not Available | Data Not Available | Data Not Available | No | Accepted To Connect | Data Not Applicable | Data Not Applicable | Data Not Applicable | Data Not Applicable | Data Not Applicable | Data Not Applicable | 3.2 | 3.2 | 3.368 | Data Not Available | Data Not Available | 2024-01-03 00:00:00 | Data Not Available | Data Not Available | Data Not Available | Data Not Available | Data Not Available | Data Not Available | Data Not Available | 2024-02-08 | 53.62884634665864, -0.18875504030424067 | 2024-01-03 |  | North East Lincolnshire
Data Not Available | [5 empty] | Data Not Available | Elmsall Way PV | Elmsall Way PV | NEXT | Elmsall Way | Pontefract | West Yorkshire | WF9 2XR | England | 447578 | 412027 | Ferrybridge A | Ferrybridge A | South Elmsall | 11 | Northern Powergrid (Yorkshire) plc | Solar | Photovoltaic | No | Data Not Applicable | Data Not Applicable | 3.6 | Data Not Available | Data Not Available | Data Not Available | Data Not Available | Data Not Available | Data Not Available | Data Not Available | Data Not Available | Data Not Available | Data Not Available | Data Not Available | Data Not Available | No | Connected | 3.6 | 1.8 | 1.895 | Data Not Available | Data Not Available | 2025-03-12 00:00:00 | Data Not Applicable | Data Not Applicable | 3.789 | Data Not Applicable | Data Not Applicable | 2024-04-18 00:00:00 | Data Not Available | Data Not Available | Data Not Available | Data Not Available | Data Not Available | Data Not Available | Data Not Available | 2024-05-03 | 53.602654997185056, -1.2824857607028175 | 2024-04-18 | 2025-03-12 | Wakefield
2394000067329 | [5 empty] | Data Not Available | Methley Old Colliery | Methley Old Colliery | Newmarket Lane | Methley | Leeds | West Yorkshire | LS26 9DP | England | 436688 | 425649 | Skelton Grange | Wakefield North | Royds Lane | 11 | Northern Powergrid (Yorkshire) plc | Waste | Gas turbine (OCGT) | No | Data Not Applicable | Data Not Applicable | 2.945 | Data Not Available | Data Not Available | Data Not Available | Data Not Available | Data Not Available | Data Not Available | Data Not Available | Data Not Available | Data Not Available | Data Not Available | Data Not Available | Data Not Available | No | Connected | 2.945 | 2.565 | 2.7 | Data Not Available | Data Not Available | 2009-12-03 00:00:00 | Data Not Applicable | Data Not Applicable | 3.1 | Data Not Applicable | Data Not Applicable | Data Not Available | Data Not Available | Data Not Available | Data Not Available | Data Not Available | Data Not Available | Data Not Available | Data Not Available | 2017-03-08 | 53.72595907709948, -1.445438912088084 |  | 2009-12-03 | Wakefield
2394000036552 | [5 empty] | Data Not Available | Landfill Gas Generator | Landfill Gas Generator | Callflex Business Park | Wath-Upon-Dearne | Rotherham | South Yorkshire | S63 7DN | England | 444083 | 400931 | West Melton Section 3 | West Melton | Dearne Road | 11 | Northern Powergrid (Yorkshire) plc | Waste | Gas turbine (OCGT) | No | Data Not Applicable | Data Not Applicable | 3.8 | Data Not Available | Data Not Available | Data Not Available | Data Not Available | Data Not Available | Data Not Available | Data Not Available | Data Not Available | Data Not Available | Data Not Available | Data Not Available | Data Not Available | No | Connected | 3.8 | 3.8 | 4 | Data Not Available | Data Not Available | 2008-04-01 00:00:00 | Data Not Applicable | Data Not Applicable | 4 | Data Not Applicable | Data Not Applicable | Data Not Available | Data Not Available | Data Not Available | Data Not Available | Data Not Available | Data Not Available | Data Not Available | Data Not Available | 2017-03-08 | 53.50323211509669, -1.3368577856488644 |  | 2008-04-01 | Rotherham
2394000064062 | [5 empty] | Data Not Available | Loscar Wind Farm | Loscar Wind Farm | Packman Lane | Harthill | Sheffield | South Yorkshire | S26 7XY | England | 449383 | 382220 | Thurcroft | Thurcroft | Kiveton Park | 11 | Northern Powergrid (Yorkshire) plc | Wind | Onshore wind turbines | No | Data Not Applicable | Data Not Applicable | 4.5 | Data Not Available | Data Not Available | Data Not Available | Data Not Available | Data Not Available | Data Not Available | Data Not Available | Data Not Available | Data Not Available | Data Not Available | Data Not Available | Data Not Available | No | Connected | 4.5 | 3.8 | 4 | Data Not Available | Data Not Available | 2010-10-01 00:00:00 | Data Not Applicable | Data Not Applicable | 4.737 | Data Not Applicable | Data Not Applicable | Data Not Available | Data Not Available | Data Not Available | Data Not Available | Data Not Available | Data Not Available | Data Not Available | Data Not Available | 2017-03-08 | 53.33459209630564, -1.259884976428469 |  | 2010-10-01 | Rotherham
1640000497171 | [5 empty] | 1640000497162 | PRIME ENERGY LIMITED | BRAMPTON DIESEL GENERATION | UNITY FARM |  | BRAMPTON | CUMBRIA | CA8 1QZ | ENGLAND | 352939 | 559706 | HARKER ENWL SGTS 1 2 3A 4 / HUTTON GSP GROUP | CARLISLE | CAPONTREE | 11 | ELECTRICITY NORTH WEST LIMITED | FOSSIL - OIL | ENGINE (COMBUSTION / RECIPROCATING) | NO | 0 | 0 | 6 |  |  |  | 0 | 0 | 0 |  |  |  | 0 | 0 | 0 | NO | CONNECTED | 6 | 5.757 | 6.06 | 0.057 | 0.06 | 2015-09-01 |  |  |  | 0 | 0 |  |  | NO | NO |  |  |  |  | 2021-12-06 | 54.92980311246982, -2.735923060720239
2394000123995 | [5 empty] | Data Not Available | Next Distribution Centre Ltd | Next Distribution Centre Ltd | Lincolnshire Way | Armthorpe | Doncaster | South Yorkshire | DN3 3FF | England | 464019 | 405100 | West Melton / Thorpe Marsh | Doncaster B/Thorpe Marsh | West Moor Park | 11 | Northern Powergrid (Yorkshire) plc | Solar | Photovoltaic | No | Data Not Applicable | Data Not Applicable | 1.9 | Data Not Available | Data Not Available | Data Not Available | Data Not Available | Data Not Available | Data Not Available | Data Not Available | Data Not Available | Data Not Available | Data Not Available | Data Not Available | Data Not Available | No | Connected | 1.9 | 1.9 | 2 | Data Not Available | Data Not Available | 2015-07-13 00:00:00 | Data Not Applicable | Data Not Applicable | 2 | Data Not Applicable | Data Not Applicable | Data Not Available | Data Not Available | Data Not Available | Data Not Available | Data Not Available | Data Not Available | Data Not Available | Data Not Available | 2017-03-08 | 53.53865506857102, -1.035484373239912 |  | 2015-07-13 | Doncaster
1100050222701 | [5 empty] | 1100050222696 | Prosper de mulder & sons ltd | Mancetter road | Sarval (Hartshill) Limited Export | Mancetter Road, Hartshill | Nuneaton | Warwickshire | CV10 0TA | United Kingdom | 433245 | 295174 | Coventry 132Kv S Stn | Nuneaton 33Kv S Stn | Whittleford 33 11Kv S Stn | 0.4 | National Grid Electricity Distribution (East Midlands) Plc | data not available | data not available | Yes | data not available | data not available | 2.9 | data not applicable | data not applicable | data not applicable | data not available | data not available | data not applicable | data not applicable | data not applicable | data not applicable | data not available | data not available | data not applicable | data not available | Connected | 2.9 | 2.755 | 2.9 | 3.04 | 3.2 | 36130 | data not applicable | data not applicable | data not applicable | data not applicable | data not applicable | data not applicable | data not applicable | data not available | data not available | data not available | data not available | data not available | data not available | 45750
2346530035017 | [5 empty] | 2346530035026 | Knostrop STW (Arup) Wind Turbine | Knostrop STW (Arup) Wind Turbine | Knostrop CHP | Knostrop Lane | Leeds | West Yorkshire | LS9 0PJ | England | 432354 | 431702 | Skelton Grange | Leeds East | Knostrop | 11 | Northern Powergrid (Yorkshire) plc | Wind | Onshore wind turbines | No | Data Not Applicable | Data Not Applicable | 2 | Data Not Available | Data Not Available | Data Not Available | Data Not Available | Data Not Available | Data Not Available | Data Not Available | Data Not Available | Data Not Available | Data Not Available | Data Not Available | Data Not Available | No | Connected | 2 | 2 | 2.105 | Data Not Available | Data Not Available | Data Not Available | Data Not Applicable | Data Not Applicable | 2.105 | Data Not Applicable | Data Not Applicable | 2015-10-01 00:00:00 | Data Not Available | Data Not Available | Data Not Available | Data Not Available | Data Not Available | Data Not Available | Data Not Available | 2017-03-08 | 53.780647407960366, -1.5104899822737554 | 2015-10-01 |  | Leeds
2394000119190 | [5 empty] | Data Not Available | Hatfield Lane Generation | Hatfield Lane Generation | Markham Main | Hatfield Lane | Doncaster | South Yorkshire | DN3 2NN | England | 462898 | 407092 | West Melton / Thorpe Marsh | Doncaster B/Thorpe Marsh | Armthorpe | 11 | Northern Powergrid (Yorkshire) plc | Waste | Gas turbine (OCGT) | No | Data Not Applicable | Data Not Applicable | 5 | Data Not Available | Data Not Available | Data Not Available | Data Not Available | Data Not Available | Data Not Available | Data Not Available | Data Not Available | Data Not Available | Data Not Available | Data Not Available | Data Not Available | No | Connected | 5 | 5 | 5.263 | Data Not Available | Data Not Available | 2015-07-07 00:00:00 | Data Not Applicable | Data Not Applicable | 5.263 | Data Not Applicable | Data Not Applicable | 2015-01-01 00:00:00 | Data Not Available | Data Not Available | Data Not Available | Data Not Available | Data Not Available | Data Not Available | Data Not Available | 2017-03-08 | 53.556692554308604, -1.0519967524140936 | 2015-01-01 | 2015-07-07 | Doncaster
2100041120360 | [5 empty] | 2100041120350 | Pulse clean energy uk limited | Dowlais stor generation site merthyr tydfil | Dowlais Stor Generation | Penygarnddu Industrial Estate | Merthyr tydfil | Mid Glamorgan | CF48 2TA | United Kingdom | 307777 | 208875 | Upper Boat | Dowlais Grid | data not available | 33 | National Grid Electricity Distribution (South Wales) Plc | Fossil - Oil | Engine (combustion / reciprocating) | No | data not available | data not available | 21.216 | data not applicable | data not applicable | data not applicable | data not available | data not available | data not applicable | data not applicable | data not applicable | data not applicable | data not available | data not available | data not applicable | data not available | Connected | 21.216 | 21.337 | 22.46 | 0.095 | 0.1 | 41330 | data not applicable | data not applicable | data not applicable | data not applicable | data not applicable | data not applicable | data not applicable | data not available | data not available | data not available | data not available | data not available | data not available | 45750
2200042141277 | [5 empty] | 2200042141259 | Pulse clean energy uk limited | Faraday road stor generation | Prince Rock Substation | Faraday Road, Cattedown | Plymouth | Devon | PL4 0PX | United Kingdom | 249863 | 54123 | Abham Sgp | Plymouth Bsp | data not available | 33 | National Grid Electricity Distribution (South West) Plc | Fossil - Oil | Engine (combustion / reciprocating) | No | data not available | data not available | 29 | data not applicable | data not applicable | data not applicable | data not available | data not available | data not applicable | data not applicable | data not applicable | data not applicable | data not available | data not available | data not applicable | data not available | Connected | 29 | 24.244 | 25.52 | 0.095 | 0.1 | 41214 | data not applicable | data not applicable | data not applicable | data not applicable | data not applicable | data not applicable | data not applicable | data not available | data not available | data not available | data not available | data not available | data not available | 45750
2394000110630 | [5 empty] | Data Not Available | Hampole Wind Farm | Hampole Wind Farm | Red House Lane | Pickburn | Doncaster | South Yorkshire | DN6 7EW | England | 451238 | 409528 | West Melton / Thorpe Marsh | Doncaster B/Thorpe Marsh | Hampole Windfarm | 66 | Northern Powergrid (Yorkshire) plc | Wind | Onshore wind turbines | No | Data Not Applicable | Data Not Applicable | 8.2 | Data Not Available | Data Not Available | Data Not Available | Data Not Available | Data Not Available | Data Not Available | Data Not Available | Data Not Available | Data Not Available | Data Not Available | Data Not Available | Data Not Available | No | Connected | 8.2 | 8.2 | 8.632 | Data Not Available | Data Not Available | 2014-03-01 00:00:00 | Data Not Applicable | Data Not Applicable | 8.632 | Data Not Applicable | Data Not Applicable | Data Not Available | Data Not Available | Data Not Available | Data Not Available | Data Not Available | Data Not Available | Data Not Available | Data Not Available | 2017-03-08 | 53.579851110686505, -1.2275916110332115 |  | 2014-03-01 | Doncaster
2394000047581 | [5 empty] | 2394000047590 | Fen Farm Wind Farm | Fen Farm Wind Farm | Wind Farm 1 | Fen Lane | Conisholme Louth | Lincolnshire | LN11 7LU | England | 539639 | 395661 | Keadby | Wold Newton | Fen Farm Windfarm | 33 | Northern Powergrid (Yorkshire) plc | Wind | Onshore wind turbines | No | Data Not Applicable | Data Not Applicable | 16 | Photovoltaic | Photovoltaic | No | Data Not Applicable | Data Not Applicable | 1.06 | Data Not Available | Data Not Available | Data Not Available | Data Not Available | Data Not Available | Data Not Available | No | Connected | 17 | 17 | 17.895 | Data Not Available | Data Not Available | 2011-06-11 00:00:00 | Data Not Applicable | Data Not Applicable | 17.895 | Data Not Applicable | Data Not Applicable | Data Not Available | Data Not Available | Data Not Available | Data Not Available | Data Not Available | Data Not Available | Data Not Available | Data Not Available | 2024-12-19 | 53.439232891993086, 0.10073963226325237 |  | 2011-06-11 | East Lindsey
2394000115841 | [5 empty] | Data Not Available | Lebus Upholstry | Lebus Upholstry | Dunlop Way | Queensway Industrial Estate | Scunthorpe | Lincolnshire | DN16 3RN | England | 491425 | 409009 | Keadby | Scunthorpe North | Station Road | 11 | Northern Powergrid (Yorkshire) plc | Solar | Photovoltaic | No | Data Not Applicable | Data Not Applicable | 1 | Data Not Available | Data Not Available | Data Not Available | Data Not Available | Data Not Available | Data Not Available | Data Not Available | Data Not Available | Data Not Available | Data Not Available | Data Not Available | Data Not Available | No | Connected | 1 | 1 | 1.053 | Data Not Available | Data Not Available | 2014-09-17 00:00:00 | Data Not Applicable | Data Not Applicable | 1.053 | Data Not Applicable | Data Not Applicable | Data Not Available | Data Not Available | Data Not Available | Data Not Available | Data Not Available | Data Not Available | Data Not Available | Data Not Available | 2017-03-08 | 53.56973170634573, -0.6209238311218118 |  | 2014-09-17 | North Lincolnshire
Data not available | [6 empty] | Push Energy | GREYS HALL GENERATION |  |  | SUDBURY | Essex | CO10 0NH | England | 589126 | 239948 | Pelham | Belchamp Grid 33kV |  | 33 | Eastern Power Networks (EPN) | Fossil - Gas | Gas turbine (OCGT) |  |  |  | 14 | [12 empty] | No | Connected | 14 | 14 | 14.737 | 0.7 | 0.737 | 2020-12-04 | [13 empty] | 2020-11-13 | -0.22004 | 51.9048 | 51.9047612469139, -0.220041179243465 | EPN-S0000000H8061 | Fossil fuel
1640000708055 | [5 empty] | 1640000708046 | PUTNEY POWER LIMITED | LAND BEHIND ARCHWAY HOUSE, COPSE ROAD | LAND BEHIND ARCHWAY HOUSE, COPSE ROAD |  | FLEETWOOD | LANCASHIRE | FY7 7NY | ENGLAND | 333030 | 446856 | PENWORTHAM WEST GSP / STANAH GSP GROUP | THORNTON | COPSE RD | 6.6 | ELECTRICITY NORTH WEST LIMITED | FOSSIL - GAS | ENGINE (COMBUSTION / RECIPROCATING) | YES | 0 | 0 | 9 |  |  |  | 0 | 0 | 0 |  |  |  | 0 | 0 | 0 | NO | CONNECTED | 9 | 8.55 | 9 | 0.475 | 0.5 | 2016-07-01 |  |  |  | 0 | 0 |  |  | NO | YES |  |  |  |  | 2021-12-06 | 53.91350495387802, -3.021029876592166
1100770280194 | [5 empty] | 1170000385609 | Pyebridge power limited | Somercotes pye bridge generating station pye bridge industrial estate | Electricity Generating Plant | Pye Bridge Industrial Estate, Somercotes | Alfreton | Derbyshire | DE55 4NX | United Kingdom | 443649 | 352922 | Chesterfield 132Kv S Stn | Alfreton 33Kv S Stn | Somercotes 33 11Kv S Stn | 11 | National Grid Electricity Distribution (East Midlands) Plc | Biofuel - Landfill gas | Gas turbine (OCGT) | No | data not available | data not available | 10.158 | data not applicable | data not applicable | data not applicable | data not available | data not available | data not applicable | data not applicable | data not applicable | data not applicable | data not available | data not available | data not applicable | data not available | Connected | 10.158 | 8.55 | 9 | 0.475 | 0.5 | 42744 | data not applicable | data not applicable | data not applicable | data not applicable | data not applicable | data not applicable | data not applicable | data not available | data not available | data not available | data not available | data not available | data not available | 45750
2394000112200 | [5 empty] | Data Not Available | Pyewipe S.T.W | Pyewipe S.T.W | Pyewipe S.T.W | Moody Lane | Grimsby | Lincolnshire | DN31 2SY | England | 525803 | 411058 | Grimsby West | Yarborough Road 132/33kV | BTP | 11 | Northern Powergrid (Yorkshire) plc | Fossil - Gas | Steam turbine (thermal power plant) | Yes | Data Not Applicable | Data Not Applicable | 1.9 | Data Not Available | Data Not Available | Data Not Available | Data Not Available | Data Not Available | Data Not Available | Data Not Available | Data Not Available | Data Not Available | Data Not Available | Data Not Available | Data Not Available | No | Connected | 1.9 | 1.9 | 2 | Data Not Available | Data Not Available | 2014-04-15 00:00:00 | Data Not Applicable | Data Not Applicable | 2 | Data Not Applicable | Data Not Applicable | Data Not Available | Data Not Available | Data Not Available | Data Not Available | Data Not Available | Data Not Available | Data Not Available | Data Not Available | 2017-03-08 | 53.581031308982965, -0.10125007039049022 |  | 2014-04-15 | North East Lincolnshire
data not available | [5 empty] | data not available | QAS145803 | Ince Biomass Facility | Biomass Facility | Marsh Lane | Ince | Wirral | CH2 4LB | England | 346631 | 376536 | FROD / INCE (INCE) | ELLESMERE PORT GT2 / INCE LOCAL GT1 / INCE LOCAL GT2 | data not available | 33 | SP Manweb plc | Fossil - Gas | Steam-gas turbine (CCGT) | Yes | 0 | 0 | 26.59 | data not applicable | data not applicable | No | 0 | 0 | 0 | data not applicable | data not applicable | No | 0 | 0 | 0 | data not available | Connected | 26.59 | 26.59 | 27.9895 | data not applicable | data not applicable | data not available | data not applicable | data not applicable | data not applicable | data not applicable | data not applicable | data not available | data not applicable | N | N | data not available | N | data not available | data not available | 44088 | data not available | 436
2394000108091 | [5 empty] | Data Not Available | The Limes Wind Farm | The Limes Wind Farm | The Limes Windfarm | Staithes Road | Preston | Lincolnshire | HU12 8DX | England | 516678 | 429249 | Saltend North | Hull East 132/33kV | Hull East 33/11kV | 11 | Northern Powergrid (Yorkshire) plc | Wind | Onshore wind turbines | No | Data Not Applicable | Data Not Applicable | 1.425 | Data Not Available | Data Not Available | Data Not Available | Data Not Available | Data Not Available | Data Not Available | Data Not Available | Data Not Available | Data Not Available | Data Not Available | Data Not Available | Data Not Available | No | Connected | 1.425 | 1.425 | 1.5 | Data Not Available | Data Not Available | 2014-10-27 00:00:00 | Data Not Applicable | Data Not Applicable | 1.5 | Data Not Applicable | Data Not Applicable | Data Not Available | Data Not Available | Data Not Available | Data Not Available | Data Not Available | Data Not Available | Data Not Available | Data Not Available | 2017-03-08 | 53.74656450253231, -0.23217925081524518 |  | 2014-10-27 | East Riding of Yorkshire
data not available | [5 empty] | data not applicable | Quaker/ Pepsico | Quaker Oats | Uthrogle Mills | data not available | Cupar | Fife | KY15 4PD | Scotland | 334171 | 713146 | Cupar | data not applicable | CUPAR (11kV) | 11 | SP Distribution Ltd | Biomass | Other | No | data not available | data not available | 1.25 | data not applicable | data not applicable | No | 0 | 0 | 0 | data not applicable | data not applicable | No | 0 | 0 | 0 | Yes | Connected | 1.25 | 1.25 | 1.3158 | 0 | 0 | 42273 | data not applicable | data not applicable | data not applicable | data not applicable | data not applicable | data not available | data not available | N | N | data not available | N | 117024 | data not available | 44088 | data not available | 649
1574000218044 | [5 empty] | Data Not Available | Queen Victoria Royal Infirmary | Queen Victoria Royal Infirmary | Royal Victoria Infirmary | Queen Victoria Road | Newcastle Upon Tyne | Tyne and Wear | NE1 4LP | England | 424390 | 565130 | Stella North | Barrack Road | University | 11 | Northern Powergrid (Northeast) plc | Fossil - Gas | Steam turbine (thermal power plant) | Yes | Data Not Applicable | Data Not Applicable | 12 | Data Not Available | Data Not Available | Data Not Available | Data Not Available | Data Not Available | Data Not Available | Data Not Available | Data Not Available | Data Not Available | Data Not Available | Data Not Available | Data Not Available | No | Connected | 12 | 12 | 12.632 | Data Not Available | Data Not Available | 2019-12-02 00:00:00 | Data Not Applicable | Data Not Applicable | 12.632 | Data Not Applicable | Data Not Applicable | 2018-04-06 00:00:00 | Data Not Available | Data Not Available | Data Not Available | Data Not Available | Data Not Available | Data Not Available | Data Not Available | 2018-05-15 | 54.98018216690233, -1.6204489760736742 | 2018-04-06 | 2019-12-02 | Newcastle upon Tyne
1470000273451 | [5 empty] | 1470000277632 | R & l holt ltd | Sandylands nurseries | Sandylands Nurseries | The Cross, Offenham | Evesham | Worcestershire | WR11 8RB | United Kingdom | 406082 | 245294 | Feckenham 66 11Kv S Stn | Feckenham 66/11Kv | Evesham 66 11Kv S Stn | 11 | National Grid Electricity Distribution (West Midlands) Plc | Fossil - Gas | Engine (combustion / reciprocating) | Yes | data not available | data not available | 1.13 | data not applicable | data not applicable | data not applicable | data not available | data not available | data not applicable | data not applicable | data not applicable | data not applicable | data not available | data not available | data not applicable | data not available | Connected | 1.13 | 1.0735 | 1.13 | 1.045 | 1.1 | 41306 | data not applicable | data not applicable | data not applicable | data not applicable | data not applicable | data not applicable | data not applicable | data not available | data not available | data not available | data not available | data not available | data not available | 45750
2394000027948 | [5 empty] | Data Not Available | Parkwood Landfill | Parkwood Landfill | Parkwood Landfill Site | Parkwood Road | Sheffield | South Yorkshire | S3 8AG | England | 434321 | 389324 | Neepsend | Neepsend | Penistone Road | 11 | Northern Powergrid (Yorkshire) plc | Waste | Gas turbine (OCGT) | No | Data Not Applicable | Data Not Applicable | 5 | Data Not Available | Data Not Available | Data Not Available | Data Not Available | Data Not Available | Data Not Available | Data Not Available | Data Not Available | Data Not Available | Data Not Available | Data Not Available | Data Not Available | No | Connected | 5 | 2.5 | 2.632 | Data Not Available | Data Not Available | 2010-04-01 00:00:00 | Data Not Applicable | Data Not Applicable | 5.263 | Data Not Applicable | Data Not Applicable | Data Not Available | Data Not Available | Data Not Available | Data Not Available | Data Not Available | Data Not Available | Data Not Available | Data Not Available | 2017-03-08 | 53.399632539354094, -1.4852879906680674 |  | 2010-04-01 | Sheffield
2300001007256 | [5 empty] | Data Not Available | Out Newton Wind Farm | Out Newton Wind Farm | Newton Windcluster | Southfield Farm | Hull | North Yorkshire | HU 11 | England | 515204 | 429459 | Saltend North | Hull East 132/33kV | Out Newton Windfarm | 33 | Northern Powergrid (Yorkshire) plc | Wind | Onshore wind turbines | No | Data Not Applicable | Data Not Applicable | 9.1 | Data Not Available | Data Not Available | Data Not Available | Data Not Available | Data Not Available | Data Not Available | Data Not Available | Data Not Available | Data Not Available | Data Not Available | Data Not Available | Data Not Available | No | Connected | 9.1 | 9.1 | 9.579 | Data Not Available | Data Not Available | 2002-01-17 00:00:00 | Data Not Applicable | Data Not Applicable | 9.579 | Data Not Applicable | Data Not Applicable | Data Not Available | Data Not Available | Data Not Available | Data Not Available | Data Not Available | Data Not Available | Data Not Available | Data Not Available | 2017-03-08 | 53.74877856400557, -0.25444122469422775 |  | 2002-01-17 | Kingston upon Hull, City of
1574000318101 | [5 empty] | Data Not Available | R and R Ice Creams CHP Generation [No HH Data] | R and R Ice Creams CHP Generation [No HH Data] | Plews Way | Leeming Bar Industrial Estate | Northallerton | North Yorkshire | DL7 9UL | England | 428376 | 490162 | Norton | Leeming Bar/Skeeby | Bedale | 11 | Northern Powergrid (Northeast) plc | Fossil - Gas | Engine (combustion / reciprocating) | Yes | Data Not Applicable | Data Not Applicable | 4 | Data Not Available | Data Not Available | Data Not Available | Data Not Available | Data Not Available | Data Not Available | Data Not Available | Data Not Available | Data Not Available | Data Not Available | Data Not Available | Data Not Available | No | Connected | 4 | 0 | 0 | Data Not Available | Data Not Available | Data Not Available | Data Not Applicable | Data Not Applicable | 4.211 | Data Not Applicable | Data Not Applicable | Data Not Available | Data Not Available | Data Not Available | Data Not Available | Data Not Available | Data Not Available | Data Not Available | Data Not Available | 2017-04-07 | 54.30627782575493, -1.5654128050485703 |  |  | North Yorkshire
1640000038844 | [5 empty] | 1640000038835 | R-GROUP OF COMPANIES LIMITED | CARR FARM | LODGE LANE |  | LYTHAM ST. ANNES | LANCASHIRE | FY8 5RP | ENGLAND | 338874 | 428676 | PENWORTHAM WEST GSP / STANAH GSP GROUP | PEEL | WARTON | 6.6 | ELECTRICITY NORTH WEST LIMITED | BIOFUEL - LANDFILL GAS | ENGINE (COMBUSTION / RECIPROCATING) | NO | 0 | 0 | 1 |  |  |  | 0 | 0 | 0 |  |  |  | 0 | 0 | 0 | NO | CONNECTED | 1 | 0.7676 | 0.808 | 0.0475 | 0.05 | 2010-08-01 |  |  |  | 0 | 0 |  |  | NO | NO |  |  |  |  | 2021-12-06 | 53.75085006796819, -2.928453542422324
Data Not Applicable | [5 empty] | Data Not Available | PV at Normandy Barracks | PV at Normandy Barracks | DST Leconfield PV | Normandy Barracks | Beverley | North Yorkshire | HU17 7LX | England | 501954 | 443643 | Creyke Beck | Beverley 132/33kV | Norwood | 11 | Northern Powergrid (Yorkshire) plc | Solar | Photovoltaic | No | Data Not Applicable | Data Not Applicable | 2.5 | Data Not Available | Data Not Available | Data Not Available | Data Not Available | Data Not Available | Data Not Available | Data Not Available | Data Not Available | Data Not Available | Data Not Available | Data Not Available | Data Not Available | No | Accepted To Connect | Data Not Applicable | Data Not Applicable | Data Not Applicable | Data Not Applicable | Data Not Applicable | Data Not Applicable | 2.5 | 2.5 | 2.632 | Data Not Available | Data Not Available | 2019-08-19 00:00:00 | Data Not Available | Data Not Available | Data Not Available | Data Not Available | Data Not Available | Data Not Available | Data Not Available | 2019-08-29 | 53.87897364961878, -0.45059490920922274 | 2019-08-19 |  | East Riding of Yorkshire
Data Not Available | [5 empty] | Data Not Available | RAF Church Fenton | RAF Church Fenton | RAF Church Fenton | RAF Church Fenton | Tadcaster | North Yorkshire | LS24 9SE | England | 452190 | 437888 | Ferrybridge B | Bramham | Fenton Lane | 11 | Northern Powergrid (Yorkshire) plc | Fossil - Gas | Engine (combustion / reciprocating) | No | Data Not Applicable | Data Not Applicable | 1.04 | Data Not Available | Data Not Available | Data Not Available | Data Not Available | Data Not Available | Data Not Available | Data Not Available | Data Not Available | Data Not Available | Data Not Available | Data Not Available | Data Not Available | No | Connected | 1.04 | 0.4 | 0.421 | Data Not Available | Data Not Available | Data Not Available | Data Not Applicable | Data Not Applicable | 1.095 | Data Not Applicable | Data Not Applicable | Data Not Available | Data Not Available | Data Not Available | Data Not Available | Data Not Available | Data Not Available | Data Not Available | Data Not Available | 2017-03-08 | 53.83463556467653, -1.2084466239805822 |  |  | North Yorkshire
Data Not Available | [5 empty] | Data Not Available | RAF Leeming Standby Generation? | RAF Leeming Standby Generation? | RAF Leeming | Leeming Bar | Northallerton | North Yorkshire | DL7 9AJ | England | 428871 | 490380 | Norton | Leeming Bar/Skeeby | Leeming RAF | 11 | Northern Powergrid (Northeast) plc | Fossil - Gas | Engine (combustion / reciprocating) | No | Data Not Applicable | Data Not Applicable | 12.5 | Data Not Available | Data Not Available | Data Not Available | Data Not Available | Data Not Available | Data Not Available | Data Not Available | Data Not Available | Data Not Available | Data Not Available | Data Not Available | Data Not Available | No | Connected | 12.5 | 0 | 0 | Data Not Available | Data Not Available | Data Not Available | Data Not Applicable | Data Not Applicable | 13.158 | Data Not Applicable | Data Not Applicable | Data Not Available | Data Not Available | Data Not Available | Data Not Available | Data Not Available | Data Not Available | Data Not Available | Data Not Available | 2017-03-08 | 54.308209347359295, -1.5577847762361265 |  |  | North Yorkshire
Data Not Applicable | [5 empty] | Data Not Available | Diesel Generator Close to Flixborough Business Park | Diesel Generator Close to Flixborough Business Park | Land adjacent to Stather Road | Flixborough Industrial Estate | Flixborough | Lincolnshire | DN15 8JE | England | 488157 | 411366 | Keadby | Scunthorpe North | Flixborough | 11 | Northern Powergrid (Yorkshire) plc | Fossil - Oil | Engine (combustion / reciprocating) | No | Data Not Applicable | Data Not Applicable | 2.4 | Data Not Available | Data Not Available | Data Not Available | Data Not Available | Data Not Available | Data Not Available | Data Not Available | Data Not Available | Data Not Available | Data Not Available | Data Not Available | Data Not Available | No | Accepted To Connect | Data Not Applicable | Data Not Applicable | Data Not Applicable | Data Not Applicable | Data Not Applicable | Data Not Applicable | 2.4 | 2.4 | 2.526 | Data Not Available | Data Not Available | 2018-02-09 00:00:00 | Data Not Available | Data Not Available | Data Not Available | Data Not Available | Data Not Available | Data Not Available | Data Not Available | 2018-04-25 | 53.5914698890344, -0.669592028168177 | 2018-02-09 |  | North Lincolnshire
2394000115753 | [5 empty] | Data Not Available | Coca Cola Solar Power Plant | Coca Cola Solar Power Plant | Kenmore Road | Wakefield 41 Business Park | Wakefield | West Yorkshire | WF2 0XR | England | 431583 | 424886 | Skelton Grange | Wakefield North | Kenmore Road | 11 | Northern Powergrid (Yorkshire) plc | Solar | Photovoltaic | No | Data Not Applicable | Data Not Applicable | 5 | Data Not Available | Data Not Available | Data Not Available | Data Not Available | Data Not Available | Data Not Available | Data Not Available | Data Not Available | Data Not Available | Data Not Available | Data Not Available | Data Not Available | No | Connected | 5 | 0 | 0 | Data Not Available | Data Not Available | Data Not Available | Data Not Applicable | Data Not Applicable | 5.263 | Data Not Applicable | Data Not Applicable | 2015-09-18 00:00:00 | Data Not Available | Data Not Available | Data Not Available | Data Not Available | Data Not Available | Data Not Available | Data Not Available | 2018-03-21 | 53.71943430720051, -1.522884126558677 | 2015-09-18 |  | Wakefield
Data Not Applicable | [5 empty] | Data Not Available | Harop Lane PV 2 | Lane at Harop Lane | Lane at Harop Lane | Harop Lane | Bradford | West Yorkshire | BD15 0DZ | England | 409139 | 436529 | Bradford West | Harop Lane BESS | Harop Lane BESS Direct | 33 | Northern Powergrid (Yorkshire) plc | Stored Energy (all stored energy irrespective of the original energy source) | Storage - Electrochemical Classic Batteries -Lithium Ion (Li–ion) | No | Data Not Available | Data Not Available | 37.1 | Photovoltaic | Photovoltaic | No | Data Not Applicable | Data Not Applicable | 49.9 | Data Not Available | Data Not Available | Data Not Available | Data Not Available | Data Not Available | Data Not Available | No | Accepted To Connect | Data Not Applicable | Data Not Applicable | Data Not Applicable | Data Not Applicable | Data Not Applicable | Data Not Applicable | 87 | 87 | 91.579 | Data Not Available | Data Not Available | 2020-07-02 00:00:00 | Data Not Available | Data Not Available | Data Not Available | Data Not Available | Data Not Available | Data Not Available | Data Not Available | 2025-01-21 | 53.82495198999705, -1.8626469221712285 | 2020-07-02 |  | Bradford
Data Not Applicable | [5 empty] | Data Not Available | Elmsall Way Standby | Elmsall Way Standby | Elmswall Way | South Elmsall | Pontefract | West Yorkshire | WF9 2XT | England | 448192 | 412078 | Ferrybridge A | Ferrybridge A | South Elmsall | 11 | Northern Powergrid (Yorkshire) plc | Fossil - Oil | Engine (combustion / reciprocating) | No | Data Not Applicable | Data Not Applicable | 1.6 | Data Not Available | Data Not Available | Data Not Available | Data Not Available | Data Not Available | Data Not Available | Data Not Available | Data Not Available | Data Not Available | Data Not Available | Data Not Available | Data Not Available | No | Accepted To Connect | Data Not Applicable | Data Not Applicable | Data Not Applicable | Data Not Applicable | Data Not Applicable | Data Not Applicable | 1.6 | 1.6 | 1.684 | Data Not Available | Data Not Available | 2020-10-01 00:00:00 | Data Not Available | Data Not Available | Data Not Available | Data Not Available | Data Not Available | Data Not Available | Data Not Available | 2020-11-11 | 53.60305739401704, -1.2732000880880938 | 2020-10-01 |  | Wakefield
Data Not Applicable | [5 empty] | Data Not Available | West Melton BESS | West Melton BESS | WEST MELTON | BRAMPTON BIERLOW | ROTHERHAM | South Yorkshire | S63 6LS | England | 440899 | 400844 | West Melton Section 3 | West Melton BESS | West Melton BESS Direct | 132 | Northern Powergrid (Yorkshire) plc | Stored Energy (all stored energy irrespective of the original energy source) | Storage - Electrochemical Classic Batteries -Lithium Ion (Li–ion) | No | Data Not Available | Data Not Available | 49.9 | Data Not Available | Data Not Available | Data Not Available | Data Not Available | Data Not Available | Data Not Available | Data Not Available | Data Not Available | Data Not Available | Data Not Available | Data Not Available | Data Not Available | No | Accepted To Connect | Data Not Applicable | Data Not Applicable | Data Not Applicable | Data Not Applicable | Data Not Applicable | Data Not Applicable | 49.9 | 49.9 | 52.526 | Data Not Available | Data Not Available | 2020-09-22 00:00:00 | Data Not Available | Data Not Available | Data Not Available | Data Not Available | Data Not Available | Data Not Available | Data Not Available | 2020-10-16 | 53.50270669949297, -1.3848690841485338 | 2020-09-22 |  | Rotherham
Data Not Applicable | [5 empty] | Data Not Available | Bawtry Solar Farm | Bawtry Solar Farm | HIGH COMMON LANE | AUSTERFIELD | DONCASTER | South Yorkshire | DN10 6HA | England | 465304 | 396579 | West Melton / Thorpe Marsh | Doncaster B/Thorpe Marsh | Bawtry Solar | 66 | Northern Powergrid (Yorkshire) plc | Solar | Photovoltaic | No | Data Not Applicable | Data Not Applicable | 51 | Data Not Available | Data Not Available | Data Not Available | Data Not Available | Data Not Available | Data Not Available | Data Not Available | Data Not Available | Data Not Available | Data Not Available | Data Not Available | Data Not Available | No | Accepted To Connect | Data Not Applicable | Data Not Applicable | Data Not Applicable | Data Not Applicable | Data Not Applicable | Data Not Applicable | 51 | 51 | 53.684 | Data Not Available | Data Not Available | 2020-06-04 00:00:00 | Data Not Available | Data Not Available | Data Not Available | Data Not Available | Data Not Available | Data Not Available | Data Not Available | 2020-10-12 | 53.46191825095954, -1.017869102631142 | 2020-06-04 |  | Doncaster
2300000752401 | [5 empty] | Data Not Available | Blackburn Meadows WTW | Blackburn Meadows WTW | Yorkshire Water PLC | Alsing Road | Sheffield | South Yorkshire | S9 1HF | England | 439452 | 391621 | West Melton / Thorpe Marsh | Blackburn Meadows B | Blackburn Meadows 33/11kV | 11 | Northern Powergrid (Yorkshire) plc | Waste | Gas turbine (OCGT) | No | Data Not Applicable | Data Not Applicable | 2 | Data Not Available | Data Not Available | Data Not Available | Data Not Available | Data Not Available | Data Not Available | Data Not Available | Data Not Available | Data Not Available | Data Not Available | Data Not Available | Data Not Available | No | Connected | 2 | 3.3 | 3.474 | Data Not Available | Data Not Available | Data Not Available | Data Not Applicable | Data Not Applicable | 2.105 | Data Not Applicable | Data Not Applicable | Data Not Available | Data Not Available | Data Not Available | Data Not Available | Data Not Available | Data Not Available | Data Not Available | Data Not Available | 2017-03-08 | 53.41992074375361, -1.4078370739125363 |  |  | Sheffield
Data Not Applicable | [5 empty] | Data Not Available | Omya Wind Farm | Omya Wind Farm | Melton Bottom | Melton | North Ferriby | North Yorkshire | HU14 3HU | England | 496924 | 426882 | Creyke Beck | Hull West | Gibson Lane | 11 | Northern Powergrid (Yorkshire) plc | Wind | Onshore wind turbines | No | Data Not Applicable | Data Not Applicable | 3 | Data Not Available | Data Not Available | Data Not Available | Data Not Available | Data Not Available | Data Not Available | Data Not Available | Data Not Available | Data Not Available | Data Not Available | Data Not Available | Data Not Available | No | Accepted To Connect | Data Not Applicable | Data Not Applicable | Data Not Applicable | Data Not Applicable | Data Not Applicable | Data Not Applicable | 3 | 3 | 3.158 | Data Not Available | Data Not Available | 2020-02-06 00:00:00 | Data Not Available | Data Not Available | Data Not Available | Data Not Available | Data Not Available | Data Not Available | Data Not Available | 2020-03-20 | 53.72933921766747, -0.5323499025450891 | 2020-02-06 |  | East Riding of Yorkshire
Data Not Applicable | [5 empty] | Data Not Available | Moody Lane | Great Coates Renewable Energy Centre | Great Coates Renewable Energy Centre | Moody Lane | Grimsby | Lincolnshire | DN31 2SS | England | 522541 | 409304 | Grimsby West | Netherlands Way | Great Coates Energy Centre Direct | 33 | Northern Powergrid (Yorkshire) plc | Biomass | Steam turbine (thermal power plant) | No | Data Not Applicable | Data Not Applicable | 21 | Data Not Available | Data Not Available | Data Not Available | Data Not Available | Data Not Available | Data Not Available | Data Not Available | Data Not Available | Data Not Available | Data Not Available | Data Not Available | Data Not Available | No | Accepted To Connect | Data Not Applicable | Data Not Applicable | Data Not Applicable | Data Not Applicable | Data Not Applicable | Data Not Applicable | 21 | 21 | 22.105 | Data Not Available | Data Not Available | 2019-12-23 00:00:00 | Data Not Available | Data Not Available | Data Not Available | Data Not Available | Data Not Available | Data Not Available | Data Not Available | 2024-09-11 | 53.56604555065914, -0.15118080078658172 | 2019-12-23 |  | North East Lincolnshire
2394200145252 | [5 empty] | 2380002684613 | Park & Ride | Park & Ride | Park & Ride | Enterprise Way | Leeds | West Yorkshire | LS10 3DZ | England | 431467 | 430166 | Skelton Grange | Low Road | Leasowe Road | 11 | Northern Powergrid (Yorkshire) plc | Solar | Photovoltaic | No | Data Not Applicable | Data Not Applicable | 1 | Data Not Available | Data Not Available | Data Not Available | Data Not Available | Data Not Available | Data Not Available | Data Not Available | Data Not Available | Data Not Available | Data Not Available | Data Not Available | Data Not Available | No | Connected | 1 | 1 | 1.053 | 0.38 | 0.4 | 2021-04-01 14:35:00 | Data Not Applicable | Data Not Applicable | 1.053 | Data Not Applicable | Data Not Applicable | 2019-11-25 00:00:00 | Data Not Available | Data Not Available | Data Not Available | Data Not Available | Data Not Available | Data Not Available | Data Not Available | 2024-09-11 | 53.76689649371851, -1.5241062896969273 | 2019-11-25 | 2021-04-01 | Leeds
1574000316052 | [5 empty] | Data Not Available | Rainton House Office | Rainton House Office | Rainton House Office | Cygnet Way | Houghton Le Spring | Tyne and Wear | DH4 5QZ | England | 432982 | 548920 | Hawthorn Pit Grid | Hawthorn Pit Grid | Houghton | 11 | Northern Powergrid (Northeast) plc | Fossil - Gas | Steam turbine (thermal power plant) | Yes | Data Not Applicable | Data Not Applicable | 1.995 | Data Not Available | Data Not Available | Data Not Available | Data Not Available | Data Not Available | Data Not Available | Data Not Available | Data Not Available | Data Not Available | Data Not Available | Data Not Available | Data Not Available | No | Connected | 1.995 | 1.995 | 2.1 | Data Not Available | Data Not Available | 2014-02-18 00:00:00 | Data Not Applicable | Data Not Applicable | 2.1 | Data Not Applicable | Data Not Applicable | Data Not Available | Data Not Available | Data Not Available | Data Not Available | Data Not Available | Data Not Available | Data Not Available | Data Not Available | 2017-03-08 | 54.83402754979641, -1.4880586180344504 |  | 2014-02-18 | Sunderland
1470000722272 | [5 empty] | 1470000722263 | Rcma stratford ltd | Rcma stratford ltd | Camgrain Grain Store | Atherstone Airfield, Atherston On Stour | Stratford upon avon | data not available | CV37 8BE | United Kingdom | 421297 | 251507 | Feckenham 66 11Kv S Stn | Feckenham 66/11Kv | Stratford 66 11Kv S Stn | 11 | National Grid Electricity Distribution (West Midlands) Plc | Fossil - Gas | Engine (combustion / reciprocating) | Yes | data not available | data not available | 1.864 | data not applicable | data not applicable | data not applicable | data not available | data not available | data not applicable | data not applicable | data not applicable | data not applicable | data not available | data not available | data not applicable | data not available | Connected | 1.864 | 0.2375 | 0.25 | 2.85 | 3 | 42948 | data not applicable | data not applicable | data not applicable | data not applicable | data not applicable | data not applicable | data not applicable | data not available | data not available | data not available | data not available | data not available | data not available | 45750
Data Not Available | [5 empty] | Data Not Available | Hunningley BESS | Hunningley BESS | Hunningley | Hopewell Street | Barnsley | South Yorkshire | S70 3EL | England | 436755 | 405816 | West Melton Section 3 | Hunningley BESS | Hunningley BESS Direct | 132 | Northern Powergrid (Yorkshire) plc | Stored Energy (all stored energy irrespective of the original energy source) | Storage - Electrochemical Classic Batteries -Lithium Ion (Li–ion) | No | Data Not Available | Data Not Available | 40 | Data Not Available | Data Not Available | Data Not Available | Data Not Available | Data Not Available | Data Not Available | Data Not Available | Data Not Available | Data Not Available | Data Not Available | Data Not Available | Data Not Available | No | Connected | 40 | 40 | 42.105 | Data Not Available | Data Not Available | Data Not Available | Data Not Applicable | Data Not Applicable | 42.105 | Data Not Applicable | Data Not Applicable | 2016-06-20 00:00:00 | Data Not Available | Data Not Available | Data Not Available | Data Not Available | Data Not Available | Data Not Available | Data Not Available | 2017-11-08 | 53.54769978204154, -1.446759603331007 | 2016-06-20 |  | Barnsley
DATA NOT AVAILABLE | [5 empty] | 1620000588296 | REACH PLC C/O REACH SHARED SERVICES LTD | MIRROR GROUP NEWSPAPERS | HOLLINWOOD AVENUE | CHADDERTON | OLDHAM | GREATER MANCHESTER | OL9 8EP | ENGLAND | 390138 | 402697 | WHITEGATE GSP | CHADDERTON | HOLLINWOOD | 11 | ELECTRICITY NORTH WEST LIMITED | FOSSIL - OIL | ENGINE (COMBUSTION / RECIPROCATING) | YES | 0 | 0 | 1.745 |  |  |  | 0 | 0 | 0 |  |  |  | 0 | 0 | 0 | NO | CONNECTED | 1.745 | 0.57 | 0.6 | 4.75 | 5 | 2014-08-01 |  |  |  | 0 | 0 |  |  | NO | NO |  |  |  |  | 2021-12-06 | 53.520848748452856, -2.1502136089505117
1030079012595 | [6 empty] | Redacted | SYMONDS FARM | Newmarket Road | Risby | Bury St. Edmunds | Suffolk | IP28 6RE | England | 579440 | 265310 | Bramford | Bury Grid 33kV | Barrow Primary 11kV | 11 | Eastern Power Networks (EPN) | Fossil - Oil | Engine (combustion / reciprocating) |  |  |  | 1.2 | [12 empty] | No | Connected | 1.2 | 1.2 | 1.263 |  |  | 2012-01-26 | [13 empty] | 2021-12-14 | 0.79284 | 51.581 | 51.5810019650959, 0.792843128121035 | EPN-S0000000H7036 | Biogas
1030006718997 | [6 empty] | Redacted | BEETLEY LANDFILL SITE |  | Folly Lane | Beetley | Norfolk | NR20 4HU | England | 595400 | 318900 | Norwich Main | Sall Grid 33kV | East Dereham Primary 11kV | 11 | Eastern Power Networks (EPN) | Biofuel - Landfill gas | Engine (combustion / reciprocating) |  |  |  | 1.46 | [12 empty] | No | Connected | 1.46 | 1.46 | 1.537 |  |  | 2004-10-27 | [13 empty] | 2024-11-14 | 0.33185 | 51.9449 | 51.9449368899587, 0.331849267957868 | EPN-S0000000H3009 | Biogas
2394000133195 | [5 empty] | Data Not Available | Heck Solar Farm | Heck Solar Farm | Heck Solar Farm Wind Farm 2 | Great Heck | Goole | North Yorkshire | DN14 0DA | England | 460748 | 420639 | Ferrybridge B | Kirkhaw Lane | Pollington | 11 | Northern Powergrid (Yorkshire) plc | Solar | Photovoltaic | No | Data Not Applicable | Data Not Applicable | 4.14 | Data Not Available | Data Not Available | Data Not Available | Data Not Available | Data Not Available | Data Not Available | Data Not Available | Data Not Available | Data Not Available | Data Not Available | Data Not Available | Data Not Available | No | Connected | 4.14 | 4.14 | 4.358 | Data Not Available | Data Not Available | 2017-02-21 00:00:00 | Data Not Applicable | Data Not Applicable | 4.358 | Data Not Applicable | Data Not Applicable | Data Not Available | Data Not Available | Data Not Available | Data Not Available | Data Not Available | Data Not Available | Data Not Available | Data Not Available | 2017-11-30 | 53.678693203997334, -1.0818098856866383 |  | 2017-02-21 | East Riding of Yorkshire
Data Not Applicable | [5 empty] | Data Not Available | Snape Lane Project | Snape Lane Project | Snape Lane | Harworth | Doncaster | South Yorkshire | DN11 8RU | England | 461754 | 391084 | Thurcroft | Thurcroft | Harworth | 11 | Northern Powergrid (Yorkshire) plc | Other | Other | No | Data Not Applicable | Data Not Applicable | 7 | Data Not Available | Data Not Available | Data Not Available | Data Not Available | Data Not Available | Data Not Available | Data Not Available | Data Not Available | Data Not Available | Data Not Available | Data Not Available | Data Not Available | No | Accepted To Connect | Data Not Applicable | Data Not Applicable | Data Not Applicable | Data Not Applicable | Data Not Applicable | Data Not Applicable | 7 | 7 | 7.368 | Data Not Available | Data Not Available | 2017-02-01 00:00:00 | Data Not Available | Data Not Available | Data Not Available | Data Not Available | Data Not Available | Data Not Available | Data Not Available | 2018-02-12 | 53.4129602943905, -1.072406581429959 | 2017-02-01 |  | Bassetlaw
1023525150264 | [6 empty] | Redacted | BRAZIER LANDFILL SITE |  |  | Ware | Herts | SG12 0EF | England | 534200 | 214800 | Rye House | Rye House Grid 33kV | Glaxo Primary 11kV | 11 | Eastern Power Networks (EPN) | Biofuel - Landfill gas | Engine (combustion / reciprocating) |  |  |  | 5.15 | [12 empty] | No | Connected | 5.15 | 5.15 | 5.421 |  |  | 2000-02-29 | [13 empty] | 2024-11-14 | -0.31845 | 51.6475 | 51.6475104090187, -0.318451248137208 | EPN-S0000000H8117 | Fossil fuel
Data Not Applicable | [5 empty] | Data Not Available | Melton Ross Quarries | Melton Ross Quarries | Singleton Birch LTD | Melton Ross Quarries | Barnetby | Lincolnshire | DN38 6AE | England | 508264 | 411303 | Keadby | Santon | Wrawby | 11 | Northern Powergrid (Yorkshire) plc | Fossil - Gas | Steam turbine (thermal power plant) | Yes | Data Not Applicable | Data Not Applicable | 3.5 | Data Not Available | Data Not Available | Data Not Available | Data Not Available | Data Not Available | Data Not Available | Data Not Available | Data Not Available | Data Not Available | Data Not Available | Data Not Available | Data Not Available | No | Accepted To Connect | Data Not Applicable | Data Not Applicable | Data Not Applicable | Data Not Applicable | Data Not Applicable | Data Not Applicable | 3.5 | 3.5 | 3.684 | Data Not Available | Data Not Available | 2018-01-24 00:00:00 | Data Not Available | Data Not Available | Data Not Available | Data Not Available | Data Not Available | Data Not Available | Data Not Available | 2018-02-14 | 53.58714226021303, -0.3659593496390283 | 2018-01-24 |  | North Lincolnshire
Data Not Applicable | [5 empty] | Data Not Available | Catfoss indutrial Estate PV | Catfoss Industrial Estate PV | Land East of Catfoss Industrial Estate | Brandesburton | Driffield | East Riding of Yorkshire | YO25 8EJ | England | 513048 | 448984 | Creyke Beck | Driffield/Beverley Group | Seaton | 11 | Northern Powergrid (Yorkshire) plc | Solar | Photovoltaic | No | Data Not Applicable | Data Not Applicable | 1 | Data Not Available | Data Not Available | Data Not Available | Data Not Available | Data Not Available | Data Not Available | Data Not Available | Data Not Available | Data Not Available | Data Not Available | Data Not Available | Data Not Available | Yes | Accepted To Connect | Data Not Applicable | Data Not Applicable | Data Not Applicable | Data Not Applicable | Data Not Applicable | Data Not Applicable | 1 | 1 | 1.053 | 0 | 0 | 2024-10-11 00:00:00 | Data Not Available | Data Not Available | Data Not Available | Data Not Available | Data Not Available | Data Not Available | Data Not Available | 2024-11-07 | 53.924659944273856, -0.2799462833664386 | 2024-10-11 |  | East Riding of Yorkshire
2394000123434 | [5 empty] | Data Not Available | Gayton Le Marsh Wind Farm | Gayton Le Marsh Wind Farm | Carlton Grange | Saltfleetby | Louth | Lincolnshire | LN11 7TX | England | 543937 | 388337 | Keadby | Wold Newton | Gayton le Marsh Windfarm | 33 | Northern Powergrid (Yorkshire) plc | Wind | Onshore wind turbines | No | Data Not Applicable | Data Not Applicable | 20 | Data Not Available | Data Not Available | Data Not Available | Data Not Available | Data Not Available | Data Not Available | Data Not Available | Data Not Available | Data Not Available | Data Not Available | Data Not Available | Data Not Available | Yes | Connected | 20 | 16.4 | 17.263 | Data Not Available | Data Not Available | 2015-10-15 00:00:00 | Data Not Applicable | Data Not Applicable | 21.053 | Data Not Applicable | Data Not Applicable | Data Not Available | Data Not Available | Data Not Available | Data Not Available | Data Not Available | Data Not Available | Data Not Available | Data Not Available | 2025-02-28 | 53.37229290763412, 0.16205532464476838 |  | 2015-10-15 | East Lindsey
Data Not Applicable | [5 empty] | Data Not Available | Whiley Hill Farm Hybrid | Whiley Hill Farm | Whiley Hill Farm, Whiley Hill | Coatham Mundeville | Darlington | County Durham | DL3 0XN | England | 427340 | 520437 | Norton | Darlington North | Whiley Hill Farm Hybrid Direct | 33 | Northern Powergrid (Northeast) plc | Solar | Photovoltaic | No | Data Not Applicable | Data Not Applicable | 32.148 | Storage - Electrochemical Classic Batteries -Lithium Ion (Li–ion) | Storage - Electrochemical Classic Batteries -Lithium Ion (Li–ion) | No | 60 | 2 | 32.148 | Data Not Available | Data Not Available | Data Not Available | Data Not Available | Data Not Available | Data Not Available | Yes | Accepted To Connect | Data Not Applicable | Data Not Applicable | Data Not Applicable | Data Not Applicable | Data Not Applicable | Data Not Applicable | 64.296 | 64.296 | 67.68 | 28.5 | 30 | 2024-12-06 00:00:00 | Data Not Available | Data Not Available | Data Not Available | Data Not Available | Data Not Available | Data Not Available | Data Not Available | 2025-01-13 | 54.57840779957833, -1.578551385464449 | 2024-12-06 |  | Darlington
Data Not Applicable | [5 empty] | Data Not Available | New Hall Farm BESS | New Hall Farm BESS | New Hall Farm | Whitwell Green Lane | Elland | West Yorkshire | HX5 9PH | England | 411811 | 421044 | Elland | New Hall Farm BESS | New Hall Farm BESS Direct | 132 | Northern Powergrid (Yorkshire) plc | Stored Energy (all stored energy irrespective of the original energy source) | Storage - Electrochemical Classic Batteries -Lithium Ion (Li–ion) | No | 300 | 3 | 99.9 | Data Not Available | Data Not Available | Data Not Available | Data Not Available | Data Not Available | Data Not Available | Data Not Available | Data Not Available | Data Not Available | Data Not Available | Data Not Available | Data Not Available | Yes | Accepted To Connect | Data Not Applicable | Data Not Applicable | Data Not Applicable | Data Not Applicable | Data Not Applicable | Data Not Applicable | 99.9 | 99.9 | 105.158 | 94.905 | 99.9 | 2024-12-03 00:00:00 | Data Not Available | Data Not Available | Data Not Available | Data Not Available | Data Not Available | Data Not Available | Data Not Available | 2025-03-06 | 53.68571992567248, -1.822641758247565 | 2024-12-03 |  | Calderdale
Data Not Applicable | [5 empty] | Data Not Available | Gibson Lane Biomass | Gibson Lane Wind Farm | Gibson Lane | Mleton | North Ferriby | North Yorkshire | HU14 3HH | England | 496911 | 426323 | Creyke Beck | Hull West | Gibson Lane Windfarm | 33 | Northern Powergrid (Yorkshire) plc | Biomass | Steam turbine (thermal power plant) | No | Data Not Applicable | Data Not Applicable | 24 | Data Not Available | Data Not Available | Data Not Available | Data Not Applicable | Data Not Applicable | Data Not Available | Data Not Available | Data Not Available | Data Not Available | Data Not Applicable | Data Not Applicable | Data Not Available | No | Accepted To Connect | Data Not Applicable | Data Not Applicable | Data Not Applicable | Data Not Applicable | Data Not Applicable | Data Not Applicable | 24 | 24 | 25.263 | 24.035 | 25.3 | 2025-03-04 00:00:00 | Data Not Available | Data Not Available | Data Not Available | Data Not Available | Data Not Available | Data Not Available | Data Not Available | 2025-04-04 | 53.72431895147916, -0.5327217572272965 | 2025-03-04 |  | East Riding of Yorkshire
Data Not Applicable | [5 empty] | 2380001557180 | Newport Building CHP | Newport Building | Newport Building | Common Lane | Hull | North Yorkshire | HU15 2FT | England | 487656 | 431174 | Creyke Beck | Hull West | Newport 1 | 11 | Northern Powergrid (Yorkshire) plc | Fossil - Gas | Steam-gas turbine (CCGT) | Yes | Data Not Applicable | Data Not Applicable | 1.1 | Data Not Available | Data Not Available | Data Not Available | Data Not Available | Data Not Available | Data Not Available | Data Not Available | Data Not Available | Data Not Available | Data Not Available | Data Not Available | Data Not Available | No | Accepted To Connect | Data Not Applicable | Data Not Applicable | Data Not Applicable | Data Not Applicable | Data Not Applicable | Data Not Applicable | 1.1 | 1.1 | 1.158 | 0 | 0 | 2024-06-04 00:00:00 | Data Not Available | Data Not Available | Data Not Available | Data Not Available | Data Not Available | Data Not Available | Data Not Available | 2024-07-05 | 53.76954302924537, -0.6715701732745654 | 2024-06-04 |  | East Riding of Yorkshire
2394200347076 | [5 empty] | 2380002939503 | Rusholme Grange BESS | Rusholme Grange BESS | Rusholme Lane | Drax | Selby | North Yorkshire | YO8 8PW | England | 468807 | 426643 | Camblesforth | Camblesforth | Rusholme Windfarm | 66 | Northern Powergrid (Yorkshire) plc | Stored Energy (all stored energy irrespective of the original energy source) | Storage - Electrochemical Classic Batteries -Lithium Ion (Li–ion) | No | Data Not Available | Data Not Available | 35 | Data Not Available | Data Not Available | Data Not Available | Data Not Available | Data Not Available | Data Not Available | Data Not Available | Data Not Available | Data Not Available | Data Not Available | Data Not Available | Data Not Available | No | Connected | 35 | 35 | 36.842 | 33.25 | 35 | 2024-07-12 00:00:00 | Data Not Applicable | Data Not Applicable | 36.842 | Data Not Applicable | Data Not Applicable | 2021-05-17 00:00:00 | Data Not Available | Data Not Available | Data Not Available | Data Not Available | Data Not Available | Data Not Available | Data Not Available | 2021-06-09 | 53.73165174944764, -0.9584939550758065 | 2021-05-17 | 2024-07-12 | North Yorkshire
2000000000000 | [5 empty] | 2000000000000 | REDCENTRIC SOLUTIONS | DATA NOT AVAILABLE | COMMENSUS HOUSE | WORTON DRIVE | READING | BERKSHIRE | RG2 0TG | ENGLAND | 471364 | 169669 | BRAMLEY (FLEE) | BURGHFIELD MAIN | COURAGES | 11 | SOUTHERN ELECTRIC POWER DISTRIBUTION PLC | DATA NOT AVAILABLE | ENGINE (COMBUSTION / RECIPROCATING) | NO | DATA NOT AVAILABLE | DATA NOT AVAILABLE | 1.425 | DATA NOT AVAILABLE | DATA NOT AVAILABLE | DATA NOT AVAILABLE | DATA NOT AVAILABLE | DATA NOT AVAILABLE | DATA NOT AVAILABLE | DATA NOT AVAILABLE | DATA NOT AVAILABLE | DATA NOT AVAILABLE | DATA NOT AVAILABLE | DATA NOT AVAILABLE | DATA NOT AVAILABLE | NO | CONNECTED | 1.425 | 1.425 | 1.5 | DATA NOT AVAILABLE | DATA NOT AVAILABLE | DATA NOT AVAILABLE | DATA NOT AVAILABLE | DATA NOT AVAILABLE | DATA NOT AVAILABLE | DATA NOT AVAILABLE | DATA NOT AVAILABLE | DATA NOT AVAILABLE | DATA NOT AVAILABLE | N | DATA NOT AVAILABLE | DATA NOT AVAILABLE | DATA NOT AVAILABLE | DATA NOT AVAILABLE | DATA NOT AVAILABLE | 44105
Data Not Applicable | [5 empty] | Data Not Available | Mill Lane Add BESS | Mill Lane Solar PV | Mill Lane | Whitton | Stockton | County Durham | TS21 1LJ | England | 437842 | 522533 | Norton | Mill Lane | Mill Lane Direct | 132 | Northern Powergrid (Northeast) plc | Stored Energy (all stored energy irrespective of the original energy source) | Storage - Electrochemical Classic Batteries -Lithium Ion (Li–ion) | No | 360 | 3 | 180 | Data Not Available | Data Not Available | Data Not Available | Data Not Applicable | Data Not Applicable | Data Not Available | Data Not Available | Data Not Available | Data Not Available | Data Not Applicable | Data Not Applicable | Data Not Available | No | Accepted To Connect | Data Not Applicable | Data Not Applicable | Data Not Applicable | Data Not Applicable | Data Not Applicable | Data Not Applicable | 180 | 180 | 189.474 | 171 | 180 | 2025-01-28 00:00:00 | Data Not Available | Data Not Available | Data Not Available | Data Not Available | Data Not Available | Data Not Available | Data Not Available | 2025-02-06 | 54.596568686060905, -1.4158191358958878 | 2025-01-28 |  | Darlington
Data Not Applicable | [5 empty] | Data Not Available | Brumby Common Lane PV | Land North of Brumby Common Lane | Land North of Brumby Common Lane | Land North of Brumby Common Lane | Scunthorpe | Lincolnshire | DN17 1YH | England | 487242 | 409559 | Keadby | Scunthorpe South | Bridges Road | 11 | Northern Powergrid (Yorkshire) plc | Solar | Photovoltaic | No | Data Not Applicable | Data Not Applicable | 1.65 | Data Not Available | Data Not Available | Data Not Available | Data Not Applicable | Data Not Applicable | Data Not Available | Data Not Available | Data Not Available | Data Not Available | Data Not Applicable | Data Not Applicable | Data Not Available | No | Accepted To Connect | Data Not Applicable | Data Not Applicable | Data Not Applicable | Data Not Applicable | Data Not Applicable | Data Not Applicable | 1.65 | 1.65 | 1.737 | 2.665 | 2.805 | 2024-09-24 00:00:00 | Data Not Available | Data Not Available | Data Not Available | Data Not Available | Data Not Available | Data Not Available | Data Not Available | 2025-02-06 | 53.5753852062435, -0.6839163389682003 | 2024-09-24 |  | North Lincolnshire
Data not available | [6 empty] | Refgas | BECCLES BUSINESS PARK | ANSON WAY |  | BECCLES | SUFFOLK | NR34 7TJ | England | 645157 | 288489 | Bramford | Ilketshall Grid 33kV | Beccles Primary 11kV | 11 | Eastern Power Networks (EPN) | Fossil - Gas | Gas turbine (OCGT) |  |  |  | 1 | [12 empty] | No | Connected | 1 | 1 | 1.053 | 0.523 | 0.55 | 2020-09-20 | [13 empty] | 2023-08-14 | 0.52126 | 51.8582 | 51.8582244733587, 0.521263360619803 | EPN-S0000000D3015 | Storage
1800061114397 | [5 empty] | data not applicable | Reliable Generation Ltd | Carmuirs Gas | Land to the South of A883 | data not available | Bonnybridge | Stirlingshire | FK4 1SN | Scotland | 284151 | 681181 | Bonnybridge | data not applicable | data not available | 33 | SP Distribution Ltd | Fossil - Gas | Gas turbine (OCGT) | No | 0 | 0 | 20.07 | data not applicable | data not applicable | No | 0 | 0 | 0 | data not applicable | data not applicable | No | 0 | 0 | 0 | Yes | Connected | 20.07 | 19.9 | 20.9474 | 0 | 0 | data not available | data not applicable | data not applicable | data not applicable | data not applicable | data not applicable | data not available | data not available | N | N | data not available | N | 247825 | data not available | 44146 | data not available | 186
Data not available | [5 empty] | Data not available | Reliance Energy Ltd | MEDWAY ENTERPRISE CENTRE | ENTERPRISE CLOSE |  | ROCHESTER | KENT | ME2 4SY | England | 574833 | 169670 | Kingsnorth SGT | - | Strood 11kV | 11 | South Eastern Power Networks (SPN) | Fossil - Oil | Engine (combustion / reciprocating) |  |  |  | 20 | [12 empty] | No | Connected | 20 | 20 | 21.053 | [16 empty] | 2024-07-12 | -0.23837 | 50.9771 | 50.9770651212342, -0.238367491643573 |  | Storage
1900091543804 | [5 empty] | Data not available | Ren Energy | UNIT 190, KINGSNORTH INDUSTRIAL ESTATE |  |  | HOO | KENT | ME3 9ND | England | 580729 | 173211 | Kingsnorth SGT | - | Kingsnorth Grid 11kV | 11 | South Eastern Power Networks (SPN) | Fossil - Gas | Gas turbine (OCGT) |  |  |  | 2.5 | [12 empty] | No | Connected | 2.5 | 2.5 | 2.5 |  |  | 2018-01-05 | [13 empty] | 2020-11-13 | -0.15752 | 50.9503 | 50.9502948537469, -0.157516958938962 | SPN-S000000009182 | Storage
Data Not Applicable | [5 empty] | Data Not Available | Lane Side BESS | Lane Side BESS | Land on the south side of Lane Side | Wilsden | Bradford | West Yorkshire | BD15 0LH | England | 409235 | 435677 | Bradford West | Lane Side BESS | Lane Side BESS Direct | 132 | Northern Powergrid (Yorkshire) plc | Stored Energy (all stored energy irrespective of the original energy source) | Storage - Electrochemical Classic Batteries -Lithium Ion (Li–ion) | No | Data Not Available | Data Not Available | 99.8 | Data Not Available | Data Not Available | Data Not Available | Data Not Available | Data Not Available | Data Not Available | Data Not Available | Data Not Available | Data Not Available | Data Not Available | Data Not Available | Data Not Available | No | Accepted To Connect | Data Not Applicable | Data Not Applicable | Data Not Applicable | Data Not Applicable | Data Not Applicable | Data Not Applicable | 99.8 | 99.8 | 105.053 | Data Not Available | Data Not Available | 2024-03-14 00:00:00 | Data Not Available | Data Not Available | Data Not Available | Data Not Available | Data Not Available | Data Not Available | Data Not Available | 2024-04-04 | 53.81729262910954, -1.8612137988341397 | 2024-03-14 |  | Bradford
Data Not Applicable | [5 empty] | Data Not Available | Skelton Grange Road Phase 2 BESS | Skelton Grange Road | Skelton Grange Road | Skelton Grange Road | Leeds | West Yorkshire | LS10 1RR | England | 433078 | 431383 | Skelton Grange | Skelton Grange BESS | Skelton Grange BESS Direct | 132 | Northern Powergrid (Yorkshire) plc | Stored Energy (all stored energy irrespective of the original energy source) | Storage - Electrochemical Classic Batteries -Lithium Ion (Li–ion) | No | Data Not Available | Data Not Available | 100 | Data Not Available | Data Not Available | Data Not Available | Data Not Available | Data Not Available | Data Not Available | Data Not Available | Data Not Available | Data Not Available | Data Not Available | Data Not Available | Data Not Available | No | Accepted To Connect | Data Not Applicable | Data Not Applicable | Data Not Applicable | Data Not Applicable | Data Not Applicable | Data Not Applicable | 100 | 100 | 105.263 | Data Not Available | Data Not Available | 2024-03-11 00:00:00 | Data Not Available | Data Not Available | Data Not Available | Data Not Available | Data Not Available | Data Not Available | Data Not Available | 2024-04-04 | 53.777735019820206, -1.4995374182867678 | 2024-03-11 |  | Leeds
Data Not Applicable | [5 empty] | Data Not Available | Mill Lane Solar PV | Mill Lane Solar PV | Mill Lane | Whitton | Stockton | County Durham | TS21 1LJ | England | 437842 | 522533 | Norton | Mill Lane | Mill Lane Direct | 132 | Northern Powergrid (Northeast) plc | Solar | Photovoltaic | No | Data Not Applicable | Data Not Applicable | 180 | Data Not Available | Data Not Available | Data Not Available | Data Not Available | Data Not Available | Data Not Available | Data Not Available | Data Not Available | Data Not Available | Data Not Available | Data Not Available | Data Not Available | No | Accepted To Connect | Data Not Applicable | Data Not Applicable | Data Not Applicable | Data Not Applicable | Data Not Applicable | Data Not Applicable | 180 | 180 | 189.474 | 0.9 | 0.947 | 2021-05-10 00:00:00 | Data Not Available | Data Not Available | Data Not Available | Data Not Available | Data Not Available | Data Not Available | Data Not Available | 2025-02-06 | 54.596568686060905, -1.4158191358958878 | 2021-05-10 |  | Darlington
1574000266697 | [5 empty] | 1574000279038 | Renal & Oncology Department | Renal & Oncology Department | Freeman Hospital | High Heaton | Newcastle Upon Tyne | Tyne and Wear | NE7 7DN | England | 426033 | 567746 | Tynemouth | Gosforth | Longbenton | 11 | Northern Powergrid (Northeast) plc | Fossil - Gas | Engine (combustion / reciprocating) | Yes | Data Not Applicable | Data Not Applicable | 5.463 | Data Not Available | Data Not Available | Data Not Available | Data Not Available | Data Not Available | Data Not Available | Data Not Available | Data Not Available | Data Not Available | Data Not Available | Data Not Available | Data Not Available | No | Connected | 5.463 | 1.549 | 1.631 | Data Not Available | Data Not Available | 2006-02-27 00:00:00 | Data Not Applicable | Data Not Applicable | 5.751 | Data Not Applicable | Data Not Applicable | Data Not Available | Data Not Available | Data Not Available | Data Not Available | Data Not Available | Data Not Available | Data Not Available | Data Not Available | 2017-03-08 | 55.003606639772045, -1.5945417572296516 |  | 2006-02-27 | Newcastle upon Tyne
1574000306374 | [5 empty] | 1580001174414 | Seamer Windfarm | Seamer Windfarm | Seamer Wind Farm | Seamer Road | Hilton | North Yorkshire | TS15 0JY | England | 447456 | 510212 | Norton | Bowesfield | Seamer Wind Farm | 33 | Northern Powergrid (Northeast) plc | Wind | Onshore wind turbines | No | Data Not Applicable | Data Not Applicable | 10.26 | Data Not Available | Data Not Available | Data Not Available | Data Not Available | Data Not Available | Data Not Available | Data Not Available | Data Not Available | Data Not Available | Data Not Available | Data Not Available | Data Not Available | No | Connected | 10.26 | 10.26 | 10.8 | 0.285 | 0.3 | 2012-03-07 00:00:00 | Data Not Applicable | Data Not Applicable | 10.8 | Data Not Applicable | Data Not Applicable | Data Not Available | Data Not Available | Data Not Available | Data Not Available | Data Not Available | Data Not Available | Data Not Available | Data Not Available | 2024-12-03 | 54.48504175420369, -1.2690123658746888 |  | 2012-03-07 | North Yorkshire
2394200354533 | [5 empty] | 2380002944530 | Lowfields BESS | Lowfields Buisness Park BESS | LAND AT LOWFIELDS WAY | LOWFIELDS BUSINESS PARK | ELLAND | Derbyshire | S8 8JR | England | 435816 | 381692 | Elland | Lowfields Buisness Park BESS | Lowfields Buisness Park BESS Direct | 132 | Northern Powergrid (Yorkshire) plc | Stored Energy (all stored energy irrespective of the original energy source) | Storage - Electrochemical Classic Batteries -Lithium Ion (Li–ion) | No | Data Not Available | Data Not Available | 49.9 | Data Not Available | Data Not Available | Data Not Available | Data Not Available | Data Not Available | Data Not Available | Data Not Available | Data Not Available | Data Not Available | Data Not Available | Data Not Available | Data Not Available | No | Connected | 49.9 | 49.9 | 52.526 | 47.405 | 49.9 | 2024-10-30 00:00:00 | Data Not Applicable | Data Not Applicable | 52.526 | Data Not Applicable | Data Not Applicable | 2020-07-02 00:00:00 | Data Not Available | Data Not Available | Data Not Available | Data Not Available | Data Not Available | Data Not Available | Data Not Available | 2025-02-24 | 53.33093550208481, -1.4636664893176892 | 2020-07-02 | 2024-10-30 | Sheffield
Data Not Available | [5 empty] | Data Not Available | Seaham Garden Village PV | Seaham Garden Village PV | Seaham Garden Village | Dawdon Link Road | Hawthorn | County Durham | SR7 8RL | England | 441375 | 546693 | Hawthorn Pit Grid | Hawthorn Pit Grid | Stoney Cut | 20 | Northern Powergrid (Northeast) plc | Solar | Photovoltaic | No | Data Not Applicable | Data Not Applicable | 3 | Data Not Available | Data Not Available | Data Not Available | Data Not Available | Data Not Available | Data Not Available | Data Not Available | Data Not Available | Data Not Available | Data Not Available | Data Not Available | Data Not Available | No | Connected | 3 | 3 | 3.158 | Data Not Available | Data Not Available | 2024-05-23 00:00:00 | Data Not Applicable | Data Not Applicable | 3.158 | Data Not Applicable | Data Not Applicable | 2023-08-04 00:00:00 | Data Not Available | Data Not Available | Data Not Available | Data Not Available | Data Not Available | Data Not Available | Data Not Available | 2024-05-07 | 54.813395140742216, -1.357721334312012 | 2023-08-04 | 2024-05-23 | County Durham
2399999999862 | [5 empty] | 2399999999871 | Pillswood Farm BESS 1 | Pillswood Farm | Pillswood Farm | Dunswell Road | Cottingham | North Yorkshire | HU16 4JS | England | 504881 | 434533 | Creyke Beck | Pillswood Battery Farm | Pillswood Farm Bess 1 | 33 | Northern Powergrid (Yorkshire) plc | Stored Energy (all stored energy irrespective of the original energy source) | Storage - Electrochemical Classic Batteries -Lithium Ion (Li–ion) | No | Data Not Available | Data Not Available | 49.9 | Data Not Available | Data Not Available | Data Not Available | Data Not Available | Data Not Available | Data Not Available | Data Not Available | Data Not Available | Data Not Available | Data Not Available | Data Not Available | Data Not Available | No | Connected | 49.9 | 49.9 | 52.526 | 49.9 | 52.526 | 2022-12-01 00:00:00 | Data Not Applicable | Data Not Applicable | 52.526 | Data Not Applicable | Data Not Applicable | 2017-03-27 00:00:00 | Data Not Available | Data Not Available | Data Not Available | Data Not Available | Data Not Available | Data Not Available | Data Not Available | 2025-03-25 | 53.796542821751416, -0.40919435774372154 | 2017-03-27 | 2022-12-01 | East Riding of Yorkshire
Data Not Applicable | [5 empty] | Data Not Available | Morrow Edge Farm BESS | Morrow Edge Farm BESS | Morrow Edge Farm | Morrow Edge Farm | Burnhope | County Durham | DH7 0DS | England | 419416 | 549260 | Stella South | Annfield | Morrow Edge Solar | 66 | Northern Powergrid (Northeast) plc | Stored Energy (all stored energy irrespective of the original energy source) | Storage - Electrochemical Classic Batteries -Lithium Ion (Li–ion) | No | Data Not Available | Data Not Available | 46.55 | Data Not Available | Data Not Available | Data Not Available | Data Not Available | Data Not Available | Data Not Available | Data Not Available | Data Not Available | Data Not Available | Data Not Available | Data Not Available | Data Not Available | No | Accepted To Connect | Data Not Applicable | Data Not Applicable | Data Not Applicable | Data Not Applicable | Data Not Applicable | Data Not Applicable | 46.55 | 46.55 | 49 | Data Not Available | Data Not Available | 2023-10-26 00:00:00 | Data Not Available | Data Not Available | Data Not Available | Data Not Available | Data Not Available | Data Not Available | Data Not Available | 2024-05-07 | 54.83778921576513, -1.699228331720819 | 2023-10-26 |  | County Durham
Data Not Applicable | [5 empty] | Data Not Available | Stripe Lane Hybrid | Stripe Lane Hybrid | Land off Stripe Lane | Overton | York | North Yorkshire | YO30 1YL | England | 455255 | 455881 | Poppleton | Poppleton | Stripe Lane Hybrid | 33 | Northern Powergrid (Northeast) plc | Solar | Photovoltaic | No | Data Not Applicable | Data Not Applicable | 25.935 | Storage - Electrochemical Classic Batteries -Lithium Ion (Li–ion) | Storage - Electrochemical Classic Batteries -Lithium Ion (Li–ion) | No | 49.9 | 1 | 25.935 | Data Not Available | Data Not Available | Data Not Available | Data Not Available | Data Not Available | Data Not Available | Yes | Accepted To Connect | Data Not Applicable | Data Not Applicable | Data Not Applicable | Data Not Applicable | Data Not Applicable | Data Not Applicable | 51.87 | 51.87 | 54.6 | 47.405 | 49.9 | 2024-12-16 00:00:00 | Data Not Available | Data Not Available | Data Not Available | Data Not Available | Data Not Available | Data Not Available | Data Not Available | 2025-01-13 | 53.99601911430085, -1.1586353528760207 | 2024-12-16 |  | North Yorkshire
Data Not Applicable | [5 empty] | Data Not Available | Mansion House Farm Hybrid | Mansion House Farm Hybrid | Mansion House Farm | Mansion House Farm | Sheffield | Derbyshire | S8 8BG | England | 437421 | 382353 | Jordanthorpe | Jordanthorpe | Mansion House Farm BESS | 33 | Northern Powergrid (Yorkshire) plc | Solar | Photovoltaic | No | Data Not Applicable | Data Not Applicable | 40 | Storage - Electrochemical Classic Batteries -Lithium Ion (Li–ion) | Storage - Electrochemical Classic Batteries -Lithium Ion (Li–ion) | No | Data Not Available | Data Not Available | 40 | Data Not Available | Data Not Available | Data Not Available | Data Not Available | Data Not Available | Data Not Available | Yes | Accepted To Connect | Data Not Applicable | Data Not Applicable | Data Not Applicable | Data Not Applicable | Data Not Applicable | Data Not Applicable | 40 | 40 | 42.105 | Data Not Available | Data Not Available | 2024-03-04 00:00:00 | Data Not Available | Data Not Available | Data Not Available | Data Not Available | Data Not Available | Data Not Available | Data Not Available | 2024-12-19 | 53.33676602177235, -1.439489982961786 | 2024-03-04 |  | Sheffield
Data Not Applicable | [5 empty] | Data Not Available | Tickhill Maltby BESS | Tickhill Maltby BESS | Tickhill Road | Maltby | Rotherham | West Yorkshire | S66 7QR | England | 455395 | 392295 | Thurcroft | Tickhill Maltby BESS | Tickhill Maltby BESS Direct | 66 | Northern Powergrid (Yorkshire) plc | Stored Energy (all stored energy irrespective of the original energy source) | Storage - Electrochemical Classic Batteries -Lithium Ion (Li–ion) | No | Data Not Available | Data Not Available | 35.5 | Data Not Available | Data Not Available | Data Not Available | Data Not Available | Data Not Available | Data Not Available | Data Not Available | Data Not Available | Data Not Available | Data Not Available | Data Not Available | Data Not Available | Yes | Accepted To Connect | Data Not Applicable | Data Not Applicable | Data Not Applicable | Data Not Applicable | Data Not Applicable | Data Not Applicable | 35.5 | 35.5 | 37.368 | Data Not Available | Data Not Available | 2024-04-23 00:00:00 | Data Not Available | Data Not Available | Data Not Available | Data Not Available | Data Not Available | Data Not Available | Data Not Available | 2024-05-03 | 53.424548727806595, -1.1678505340368663 | 2024-04-23 |  | Rotherham
Data Not Applicable | [5 empty] | Data Not Available | Hedon Salads PV | Hedon Salads PV | YGP | Main Road | Newport | North Yorkshire | HU15 2PR | England | 485329 | 430228 | Saltend North | Saltend 132/33kV | Ellifoot Lane | 11 | Northern Powergrid (Yorkshire) plc | Solar | Photovoltaic | No | Data Not Applicable | Data Not Applicable | 4 | Data Not Available | Data Not Available | Data Not Available | Data Not Available | Data Not Available | Data Not Available | Data Not Available | Data Not Available | Data Not Available | Data Not Available | Data Not Available | Data Not Available | Yes | Accepted To Connect | Data Not Applicable | Data Not Applicable | Data Not Applicable | Data Not Applicable | Data Not Applicable | Data Not Applicable | 4 | 4 | 4.211 | Data Not Available | Data Not Available | 2023-10-12 00:00:00 | Data Not Available | Data Not Available | Data Not Available | Data Not Available | Data Not Available | Data Not Available | Data Not Available | 2025-02-12 | 53.761428399597705, -0.7071263526564675 | 2023-10-12 |  | East Riding of Yorkshire
Data Not Applicable | [5 empty] | Data Not Available | Old Neolith Building BESS | Old Neolith Building BESS | Old Neolith Building | High Street | Newburn | Tyne and Wear | NE15 8LN | England | 416809 | 565278 | Stella South | Old Neolith Building BESS | Old Neolith Building BESS Direct | 132 | Northern Powergrid (Northeast) plc | Stored Energy (all stored energy irrespective of the original energy source) | Storage - Electrochemical Classic Batteries -Lithium Ion (Li–ion) | No | 196.116 | Data Not Available | 96.24 | Data Not Available | Data Not Available | Data Not Available | Data Not Available | Data Not Available | Data Not Available | Data Not Available | Data Not Available | Data Not Available | Data Not Available | Data Not Available | Data Not Available | Yes | Accepted To Connect | Data Not Applicable | Data Not Applicable | Data Not Applicable | Data Not Applicable | Data Not Applicable | Data Not Applicable | 96.24 | 96.24 | 101.305 | 85.5 | 90 | 2023-11-24 00:00:00 | Data Not Available | Data Not Available | Data Not Available | Data Not Available | Data Not Available | Data Not Available | Data Not Available | 2023-12-13 | 54.98182376401065, -1.738888469956475 | 2023-11-24 |  | Newcastle upon Tyne
1023478544906 | [6 empty] | Renewable Power Generation Ltd | ELSTOW LANDFILL SITE | ELSTOW LANDFILL SITE | WILSTEAD LN ELSTOW | Bedford | Beds | MK42 9YG | England | 504800 | 246100 | Sundon | Austin Canons Grid 33kV | Austin Canons Primary 11kV | 11 | Eastern Power Networks (EPN) | Biofuel - Landfill gas | Engine (combustion / reciprocating) |  |  |  | 1.76 | [12 empty] | No | Connected | 1.76 | 1.76 | 1.853 |  |  | 1996-06-21 | [13 empty] | 2024-11-14 | 0.11053 | 52.3713 | 52.3712767852229, 0.110525630285042 | EPN-S0000000F4068 | Solar PV
Data not available | [6 empty] | Renewable Power Systems | Church Lane |  |  | Colchester | Essex | CO3 8LS | England | 594184 | 223116 | Rayleigh | Abberton Grid 33kV | Shrub End Primary 11kV | 11 | Eastern Power Networks (EPN) | Fossil - Gas | Steam-gas turbine (CCGT) |  |  |  | 2.5 | [12 empty] | No | Connected | 2.5 | 2.5 | 2.632 | 0.063 | 0.066 | 2021-09-24 | [13 empty] | 2021-12-14 | -0.46693 | 52.0451 | 52.0451139684334, -0.466932383103106 | EPN-S0000000D8023 | Solar PV
Data Not Applicable | [5 empty] | Data Not Available | Lords Moor Farm | Lords Moor Farm | Lord's Moor Farm | Bedale | Bedale | North Yorkshire | DL8 2PR | England | 426148 | 485655 | Norton | Leeming Bar/Skeeby | Lords Moor Farm | 33 | Northern Powergrid (Northeast) plc | Solar | Photovoltaic | No | Data Not Applicable | Data Not Applicable | 30 | Data Not Available | Data Not Available | Data Not Available | Data Not Available | Data Not Available | Data Not Available | Data Not Available | Data Not Available | Data Not Available | Data Not Available | Data Not Available | Data Not Available | Yes | Accepted To Connect | Data Not Applicable | Data Not Applicable | Data Not Applicable | Data Not Applicable | Data Not Applicable | Data Not Applicable | 30 | 30 | 31.579 | Data Not Available | Data Not Available | 2023-09-01 00:00:00 | Data Not Available | Data Not Available | Data Not Available | Data Not Available | Data Not Available | Data Not Available | Data Not Available | 2023-10-11 | 54.265891822492094, -1.6000446442195475 | 2023-09-01 |  | North Yorkshire
Data Not Applicable | [5 empty] | Data Not Available | High Barnes Farm Hybrid | High Barnes Farm Hybrid | High Barnes Farm | Coal Lane | Hartlepool | County Durham | TS27 3HE | England | 444503 | 532321 | Hartmoor | Hartmoor | High Barnes Farm Hybrid | 66 | Northern Powergrid (Northeast) plc | Stored Energy (all stored energy irrespective of the original energy source) | Storage - Electrochemical Classic Batteries -Lithium Ion (Li–ion) | No | Data Not Available | Data Not Available | 25 | Photovoltaic | Photovoltaic | No | Data Not Applicable | Data Not Applicable | 49.9 | Data Not Available | Data Not Available | Data Not Available | Data Not Available | Data Not Available | Data Not Available | Yes | Accepted To Connect | Data Not Applicable | Data Not Applicable | Data Not Applicable | Data Not Applicable | Data Not Applicable | Data Not Applicable | 75 | 75 | 78.947 | 24.985 | 26.3 | 2023-12-12 00:00:00 | Data Not Available | Data Not Available | Data Not Available | Data Not Available | Data Not Available | Data Not Available | Data Not Available | 2024-12-19 | 54.68398293786291, -1.3112472169585523 | 2023-12-12 |  | Hartlepool
Data Not Applicable | [5 empty] | Data Not Available | Potter House Hybrid Additional PV | Potter House | Potter House | Lanchester Road | Durham | County Durham | DH1 5RD | England | 424927 | 545198 | Spennymoor GSP | Potter House | Potter House Hybrid | 66 | Northern Powergrid (Northeast) plc | Solar | Photovoltaic | No | Data Not Applicable | Data Not Applicable | 24.1 | Data Not Available | Data Not Available | Data Not Available | Data Not Available | Data Not Available | Data Not Available | Data Not Available | Data Not Available | Data Not Available | Data Not Available | Data Not Available | Data Not Available | Yes | Accepted To Connect | Data Not Applicable | Data Not Applicable | Data Not Applicable | Data Not Applicable | Data Not Applicable | Data Not Applicable | 24.1 | 24.1 | 25.368 | Data Not Available | Data Not Available | 2023-05-18 00:00:00 | Data Not Available | Data Not Available | Data Not Available | Data Not Available | Data Not Available | Data Not Available | Data Not Available | 2025-02-18 | 54.801044530727744, -1.613774965191678 | 2023-05-18 |  | County Durham
Data Not Applicable | [5 empty] | Data Not Available | Hill House Hybrid | Hill House Hybrid | LAND AT | HILL HOUSE FARM | REDMARSHALL | County Durham | TS21 1EF | England | 441280 | 522087 | Norton | Hill House Hybrid | Hill House Hybrid Direct | 132 | Northern Powergrid (Northeast) plc | Stored Energy (all stored energy irrespective of the original energy source) | Storage - Electrochemical Classic Batteries -Lithium Ion (Li–ion) | No | Data Not Available | Data Not Available | 99.9 | Photovoltaic | Photovoltaic | No | Data Not Applicable | Data Not Applicable | 49.9 | Data Not Available | Data Not Available | Data Not Available | Data Not Available | Data Not Available | Data Not Available | Yes | Accepted To Connect | Data Not Applicable | Data Not Applicable | Data Not Applicable | Data Not Applicable | Data Not Applicable | Data Not Applicable | 150 | 150 | 157.895 | 99.94 | 105.2 | 2023-05-02 00:00:00 | Data Not Available | Data Not Available | Data Not Available | Data Not Available | Data Not Available | Data Not Available | Data Not Available | 2024-12-19 | 54.592292499449634, -1.362673871922843 | 2023-05-02 |  | Stockton-on-Tees
Data Not Applicable | [5 empty] | Data Not Available | Bucks Head Hybrid | Bucks Head Hybrid | Bucks Head Farm | Evenwood | Bishop Auckland | County Durham | DL14 9SP | England | 414469 | 524516 | Spennymoor GSP | Spennymoor 132/66kV | Bucks Head Hybrid | 66 | Northern Powergrid (Northeast) plc | Solar | Photovoltaic | No | Data Not Applicable | Data Not Applicable | 41.5 | Storage - Electrochemical Classic Batteries -Lithium Ion (Li–ion) | Storage - Electrochemical Classic Batteries -Lithium Ion (Li–ion) | No | 48 | 2.1 | 21 | Data Not Available | Data Not Available | Data Not Available | Data Not Available | Data Not Available | Data Not Available | Yes | Accepted To Connect | Data Not Applicable | Data Not Applicable | Data Not Applicable | Data Not Applicable | Data Not Applicable | Data Not Applicable | 62.5 | 62.5 | 65.789 | 19.95 | 21 | 2023-04-21 00:00:00 | Data Not Available | Data Not Available | Data Not Available | Data Not Available | Data Not Available | Data Not Available | Data Not Available | 2025-01-07 | 54.615593617345745, -1.7774699978187956 | 2023-04-21 |  | County Durham
Data Not Applicable | [5 empty] | Data Not Available | Harmony Energy Storage BESS | Harmony Energy Storage BESS | LAND ADJACENT TO DRIFFIELD SUBSTATION | WANSFORD ROAD | Driffield | East Riding of Yorkshire | YO25 5NN | England | 503100 | 457442 | Creyke Beck | Driffield/Beverley Group | Harmony Energy Storage | 66 | Northern Powergrid (Yorkshire) plc | Stored Energy (all stored energy irrespective of the original energy source) | Storage - Electrochemical Classic Batteries -Lithium Ion (Li–ion) | No | Data Not Available | Data Not Available | 60 | Data Not Available | Data Not Available | Data Not Available | Data Not Available | Data Not Available | Data Not Available | Data Not Available | Data Not Available | Data Not Available | Data Not Available | Data Not Available | Data Not Available | Yes | Accepted To Connect | Data Not Applicable | Data Not Applicable | Data Not Applicable | Data Not Applicable | Data Not Applicable | Data Not Applicable | 60 | 60 | 63.158 | Data Not Available | Data Not Available | 2021-03-23 00:00:00 | Data Not Available | Data Not Available | Data Not Available | Data Not Available | Data Not Available | Data Not Available | Data Not Available | 2023-08-14 | 54.002722745447926, -0.42851689091324063 | 2021-03-23 |  | East Riding of Yorkshire
Data Not Applicable | [5 empty] | Data Not Available | Institute Street | Institute Street | Institute Street PV | Land West of Institute Street | Willington | County Durham | DL15 0SR | England | 420036 | 536172 | Spennymoor GSP | Spennymoor 132/66kV | Institute Street | 66 | Northern Powergrid (Northeast) plc | Stored Energy (all stored energy irrespective of the original energy source) | Storage - Electrochemical Classic Batteries -Lithium Ion (Li–ion) | No | Data Not Available | Data Not Available | 40 | Data Not Available | Data Not Available | Data Not Available | Data Not Available | Data Not Available | Data Not Available | Data Not Available | Data Not Available | Data Not Available | Data Not Available | Data Not Available | Data Not Available | Yes | Accepted To Connect | Data Not Applicable | Data Not Applicable | Data Not Applicable | Data Not Applicable | Data Not Applicable | Data Not Applicable | 40 | 40 | 42.105 | 19 | 20 | 2023-03-01 00:00:00 | Data Not Available | Data Not Available | Data Not Available | Data Not Available | Data Not Available | Data Not Available | Data Not Available | 2023-03-23 | 54.72015156744979, -1.6904739391352448 | 2023-03-01 |  | County Durham
Data Not Applicable | [5 empty] | Data Not Available | NEP Bransholme BESS | NEP Bransholme BESS | Bransholme Dairy Farm | Bransholme Road | Hull | East Riding of Yorkshire | HU7 4YP | England | 511049 | 434800 | Grimsby West | Immingham | NEP Bransholme BESS | 33 | Northern Powergrid (Yorkshire) plc | Stored Energy (all stored energy irrespective of the original energy source) | Storage - Electrochemical Classic Batteries -Lithium Ion (Li–ion) | No | Data Not Available | Data Not Available | 50.4 | Data Not Available | Data Not Available | Data Not Available | Data Not Available | Data Not Available | Data Not Available | Data Not Available | Data Not Available | Data Not Available | Data Not Available | Data Not Available | Data Not Available | Yes | Accepted To Connect | Data Not Applicable | Data Not Applicable | Data Not Applicable | Data Not Applicable | Data Not Applicable | Data Not Applicable | 50.4 | 50.4 | 53.053 | Data Not Available | Data Not Available | 2023-07-03 00:00:00 | Data Not Available | Data Not Available | Data Not Available | Data Not Available | Data Not Available | Data Not Available | Data Not Available | 2024-08-19 | 53.79766339105289, -0.3154999358316049 | 2023-07-03 |  | Kingston upon Hull, City of
Data Not Applicable | [5 empty] | Data Not Available | Thornley Hall Farm | Thornley Hall Farm | Thornley Hall Farm | Land at Low Raisby Farm | Durham | County Durham | DH6 3LY | England | 436076 | 538478 | Spennymoor GSP | Spennymoor 132/66kV | Thornley Hall Farm | 66 | Northern Powergrid (Northeast) plc | Solar | Photovoltaic | No | Data Not Applicable | Data Not Applicable | 25 | Data Not Available | Data Not Available | Data Not Available | Data Not Available | Data Not Available | Data Not Available | Data Not Available | Data Not Available | Data Not Available | Data Not Available | Data Not Available | Data Not Available | Yes | Accepted To Connect | Data Not Applicable | Data Not Applicable | Data Not Applicable | Data Not Applicable | Data Not Applicable | Data Not Applicable | 25 | 25 | 26.316 | Data Not Available | Data Not Available | 2023-07-03 00:00:00 | Data Not Available | Data Not Available | Data Not Available | Data Not Available | Data Not Available | Data Not Available | Data Not Available | 2023-08-14 | 54.73998275254247, -1.4411881004326648 | 2023-07-03 |  | County Durham
Data Not Applicable | [5 empty] | Data Not Available | Hooton Pagnell Hybrid | Hooton Pagnell Hybrid | Land at Hooton Pagnell Hall | Hooton Pagnell | Doncaster | South Yorkshire | DN5 7BW | England | 448504 | 408130 | West Melton / Thorpe Marsh | Doncaster B/Thorpe Marsh | Brodsworth | 66 | Northern Powergrid (Yorkshire) plc | Stored Energy (all stored energy irrespective of the original energy source) | Storage - Electrochemical Classic Batteries -Lithium Ion (Li–ion) | No | Data Not Available | Data Not Available | 30.5 | Photovoltaic | Photovoltaic | No | Data Not Applicable | Data Not Applicable | 15.625 | Onshore wind turbines | Onshore wind turbines | No | Data Not Applicable | Data Not Applicable | 15.625 | Yes | Accepted To Connect | Data Not Applicable | Data Not Applicable | Data Not Applicable | Data Not Applicable | Data Not Applicable | Data Not Applicable | 62.5 | 62.5 | 65.789 | 30.495 | 32.1 | 2023-11-03 00:00:00 | Data Not Available | Data Not Available | Data Not Available | Data Not Available | Data Not Available | Data Not Available | Data Not Available | 2024-12-19 | 53.56754585408268, -1.2690978255674301 | 2023-11-03 |  | Doncaster
Data Not Applicable | [5 empty] | Data Not Available | Fen Farm Phase 4 Hybrid | Fen Farm | Fen Farm | Fen Lane | Louth | Lincolnshire | LN11 7JY | England | 537670 | 395895 | Keadby | Wold Newton | Fen Farm Windfarm | 33 | Northern Powergrid (Yorkshire) plc | Solar | Photovoltaic | No | Data Not Applicable | Data Not Applicable | 12 | Storage - Electrochemical Classic Batteries -Lithium Ion (Li–ion) | Storage - Electrochemical Classic Batteries -Lithium Ion (Li–ion) | No | Data Not Available | Data Not Available | 12 | Data Not Available | Data Not Available | Data Not Available | Data Not Available | Data Not Available | Data Not Available | Yes | Accepted To Connect | Data Not Applicable | Data Not Applicable | Data Not Applicable | Data Not Applicable | Data Not Applicable | Data Not Applicable | 24 | 24 | 25.263 | Data Not Available | Data Not Available | 2024-03-20 00:00:00 | Data Not Available | Data Not Available | Data Not Available | Data Not Available | Data Not Available | Data Not Available | Data Not Available | 2024-12-19 | 53.44185218909044, 0.07122081477232248 | 2024-03-20 |  | East Lindsey
Data not available | [6 empty] | Renewable Resources Ltd | SAINSBURY KINGS LYNN |  |  | Kings Lynn | Norfolk | PE30 4LP | England | 563203 | 318458 | Walpole | Kings Lynn Grid 33kV | Hardwick Rd Primary 11kV | 11 | Eastern Power Networks (EPN) | Fossil - Gas | Steam turbine (thermal power plant) |  |  |  | 1 | [12 empty] | No | Connected | 1 | 1 | 1.053 |  |  | 2012-11-23 | [13 empty] | 2020-11-13 | 0.0097627 | 51.7613 | 51.7613391000051, 0.00976269540928373 | EPN-S0000000H7052 | Biogas
Data Not Applicable | [5 empty] | Data Not Available | Green Lane BESS | Green Lane BESS | Green Lane | Green Lane | Thurcroft | West Yorkshire | S66 9JD | England | 448591 | 389850 | Thurcroft | Thurcroft | Green Lane BESS | 66 | Northern Powergrid (Yorkshire) plc | Stored Energy (all stored energy irrespective of the original energy source) | Storage - Electrochemical Classic Batteries -Lithium Ion (Li–ion) | No | Data Not Available | Data Not Available | 49.9 | Data Not Available | Data Not Available | Data Not Available | Data Not Available | Data Not Available | Data Not Available | Data Not Available | Data Not Available | Data Not Available | Data Not Available | Data Not Available | Data Not Available | Yes | Accepted To Connect | Data Not Applicable | Data Not Applicable | Data Not Applicable | Data Not Applicable | Data Not Applicable | Data Not Applicable | 49.9 | 49.9 | 52.526 | Data Not Available | Data Not Available | 2024-02-12 00:00:00 | Data Not Available | Data Not Available | Data Not Available | Data Not Available | Data Not Available | Data Not Available | Data Not Available | 2024-03-07 | 53.403242737452345, -1.2706071945377753 | 2024-02-12 |  | Rotherham
Data Not Applicable | [5 empty] | Data Not Available | Wood Lane BESS | Wood Lane BESS | Wood Lane | Knowsthorpe | Leeds | West Yorkshire | LS10 1TA | England | 433558 | 429932 | Skelton Grange | Wood Lane BESS | Wood Lane BESS Direct | 132 | Northern Powergrid (Yorkshire) plc | Stored Energy (all stored energy irrespective of the original energy source) | Storage - Electrochemical Classic Batteries -Lithium Ion (Li–ion) | No | Data Not Available | Data Not Available | 42 | Data Not Available | Data Not Available | Data Not Available | Data Not Available | Data Not Available | Data Not Available | Data Not Available | Data Not Available | Data Not Available | Data Not Available | Data Not Available | Data Not Available | Yes | Accepted To Connect | Data Not Applicable | Data Not Applicable | Data Not Applicable | Data Not Applicable | Data Not Applicable | Data Not Applicable | 42 | 42 | 44.211 | Data Not Available | Data Not Available | 2023-12-20 00:00:00 | Data Not Available | Data Not Available | Data Not Available | Data Not Available | Data Not Available | Data Not Available | Data Not Available | 2024-02-12 | 53.76466334500616, -1.4924112232080695 | 2023-12-20 |  | Leeds
Data Not Applicable | [5 empty] | Data Not Available | Gilby Farm Solar and BESS Hybrid | Gilby Farm Solar and BESS Hybrid | Gilby Farm | Gainsborough | Pilham | Lincolnshire | DN21 3NX | England | 486194 | 393535 | Keadby | Blyton | Gilby Farm Solar and BESS Hybrid | 33 | Northern Powergrid (Yorkshire) plc | Stored Energy (all stored energy irrespective of the original energy source) | Storage - Electrochemical Classic Batteries -Lithium Ion (Li–ion) | No | Data Not Available | Data Not Available | 20 | Photovoltaic | Photovoltaic | No | Data Not Applicable | Data Not Applicable | 20 | Data Not Available | Data Not Available | Data Not Available | Data Not Available | Data Not Available | Data Not Available | Yes | Accepted To Connect | Data Not Applicable | Data Not Applicable | Data Not Applicable | Data Not Applicable | Data Not Applicable | Data Not Applicable | 40 | 40 | 42.105 | Data Not Available | Data Not Available | 2023-12-11 00:00:00 | Data Not Available | Data Not Available | Data Not Available | Data Not Available | Data Not Available | Data Not Available | Data Not Available | 2024-12-19 | 53.431565068834594, -0.7041376392108952 | 2023-12-11 |  | West Lindsey
Data Not Applicable | [5 empty] | Data Not Available | Dilston Hybrid | Dilston Hybrid | Dilston | Dilston | Corbridge | Northumberland | NE45 5RA | England | 397147 | 563543 | Stella South | Coalburns | Dilston Hybrid | 66 | Northern Powergrid (Northeast) plc | Solar | Photovoltaic | No | Data Not Applicable | Data Not Applicable | 30 | Storage - Electrochemical Classic Batteries -Lithium Ion (Li–ion) | Storage - Electrochemical Classic Batteries -Lithium Ion (Li–ion) | No | Data Not Available | Data Not Available | 10 | Data Not Available | Data Not Available | Data Not Available | Data Not Available | Data Not Available | Data Not Available | Yes | Accepted To Connect | Data Not Applicable | Data Not Applicable | Data Not Applicable | Data Not Applicable | Data Not Applicable | Data Not Applicable | 40 | 40 | 42.105 | 10.022 | 10.55 | 2024-03-06 00:00:00 | Data Not Available | Data Not Available | Data Not Available | Data Not Available | Data Not Available | Data Not Available | Data Not Available | 2024-12-19 | 54.966503558104414, -2.04609301150061 | 2024-03-06 |  | Northumberland
1170000727230 | [5 empty] | 1170000727221 | Reserve power trading ltd | Garnham close | Reserve Power Trading Limited | Garnham Close, Somercotes | Alfreton | Derbyshire | DE55 4QH | United Kingdom | 442561 | 355009 | Chesterfield 132Kv S Stn | Alfreton 33Kv S Stn | data not available | 33 | National Grid Electricity Distribution (East Midlands) Plc | Fossil - Gas | Engine (combustion / reciprocating) | No | data not available | data not available | 1.7367 | data not applicable | data not applicable | data not applicable | data not available | data not available | data not applicable | data not applicable | data not applicable | data not applicable | data not available | data not available | data not applicable | data not available | Connected | 1.7367 | 14.25 | 15 | 0.2375 | 0.25 | 42818 | data not applicable | data not applicable | data not applicable | data not applicable | data not applicable | data not applicable | data not applicable | data not available | data not available | data not available | data not available | data not available | data not available | 45750
Data Not Applicable | [5 empty] | Data Not Available | Murton Lane BESS | Murton Lane BESS | York Livestock Centre & York Auction Centre, Murton Lane | Murton | York | North Yorkshire | YO19 5GF | England | 465050 | 452083 | Osbaldwick | Murton Lane BESS | Murton Lane BESS Direct | 132 | Northern Powergrid (Northeast) plc | Stored Energy (all stored energy irrespective of the original energy source) | Storage - Electrochemical Classic Batteries -Lithium Ion (Li–ion) | No | 199.8 | 2 | 100 | Data Not Available | Data Not Available | Data Not Available | Data Not Available | Data Not Available | Data Not Available | Data Not Available | Data Not Available | Data Not Available | Data Not Available | Data Not Available | Data Not Available | Yes | Accepted To Connect | Data Not Applicable | Data Not Applicable | Data Not Applicable | Data Not Applicable | Data Not Applicable | Data Not Applicable | 100 | 100 | 105.263 | 949.05 | 999 | 2024-01-26 00:00:00 | Data Not Available | Data Not Available | Data Not Available | Data Not Available | Data Not Available | Data Not Available | Data Not Available | 2024-02-09 | 53.960750734338085, -1.010055498216098 | 2024-01-26 |  | York
Data Not Applicable | [5 empty] | Data Not Available | West Grimsby Farm | West Grimsby Farm | Off Stone Pit Lane | Keelby | Grimsby | Lincolnshire | DN41 8NB | England | 515993 | 408014 | Grimsby West | West Grimsby Farm | West Grimsby Farm Direct | 132 | Northern Powergrid (Yorkshire) plc | Solar | Photovoltaic | No | Data Not Applicable | Data Not Applicable | 150 | Data Not Available | Data Not Available | Data Not Available | Data Not Available | Data Not Available | Data Not Available | Data Not Available | Data Not Available | Data Not Available | Data Not Available | Data Not Available | Data Not Available | Yes | Accepted To Connect | Data Not Applicable | Data Not Applicable | Data Not Applicable | Data Not Applicable | Data Not Applicable | Data Not Applicable | 150 | 150 | 157.895 | Data Not Available | Data Not Available | 2022-03-25 00:00:00 | Data Not Available | Data Not Available | Data Not Available | Data Not Available | Data Not Available | Data Not Available | Data Not Available | 2022-10-13 | 53.55594269416297, -0.2504776676252117 | 2022-03-25 |  | West Lindsey
Data Not Applicable | [5 empty] | Data Not Available | Chapel Lane BESS | Chapel Lane BESS | Land at | Chapel Lane | Keadby | Lincolnshire | DN17 3EL | England | 483272 | 411959 | Keadby | Chapel Lane BESS | Chapel Lane BESS Direct | 132 | Northern Powergrid (Yorkshire) plc | Stored Energy (all stored energy irrespective of the original energy source) | Storage - Electrochemical Classic Batteries -Lithium Ion (Li–ion) | No | Data Not Available | Data Not Available | 250 | Data Not Available | Data Not Available | Data Not Available | Data Not Available | Data Not Available | Data Not Available | Data Not Available | Data Not Available | Data Not Available | Data Not Available | Data Not Available | Data Not Available | Yes | Accepted To Connect | Data Not Applicable | Data Not Applicable | Data Not Applicable | Data Not Applicable | Data Not Applicable | Data Not Applicable | 250 | 250 | 263.158 | Data Not Available | Data Not Available | 2022-09-20 00:00:00 | Data Not Available | Data Not Available | Data Not Available | Data Not Available | Data Not Available | Data Not Available | Data Not Available | 2022-10-11 | 53.597596192601095, -0.7432166788833998 | 2022-09-20 |  | North Lincolnshire
Data Not Applicable | [5 empty] | Data Not Available | Cramlington Farm BESS | Cramlington Farm BESS | Cramlington | Industrial Estate | Bassington | Northumberland | NE23 8AF | England | 424590 | 577689 | Blyth 66kV | Blyth 66kV | Cramlington Farm BESS | 66 | Northern Powergrid (Northeast) plc | Stored Energy (all stored energy irrespective of the original energy source) | Storage - Electrochemical Classic Batteries -Lithium Ion (Li–ion) | No | Data Not Available | Data Not Available | 49.9 | Data Not Available | Data Not Available | Data Not Available | Data Not Available | Data Not Available | Data Not Available | Data Not Available | Data Not Available | Data Not Available | Data Not Available | Data Not Available | Data Not Available | Yes | Accepted To Connect | Data Not Applicable | Data Not Applicable | Data Not Applicable | Data Not Applicable | Data Not Applicable | Data Not Applicable | 49.9 | 49.9 | 52.526 | Data Not Available | Data Not Available | 2022-10-14 00:00:00 | Data Not Available | Data Not Available | Data Not Available | Data Not Available | Data Not Available | Data Not Available | Data Not Available | 2022-10-19 | 55.09302628828364, -1.6162478031761396 | 2022-10-14 |  | Northumberland
Data Not Applicable | [5 empty] | Data Not Available | Creyke Beck Solar | Creyke Beck Solar | Creyke Beck | Drove Lane | Hull | North Yorkshire | HU7 5XZ | England | 508208 | 437961 | Creyke Beck | Creyke Beck Solar | Creyke Beck Solar Direct | 132 | Northern Powergrid (Yorkshire) plc | Solar | Photovoltaic | No | Data Not Applicable | Data Not Applicable | 320 | Data Not Available | Data Not Available | Data Not Available | Data Not Available | Data Not Available | Data Not Available | Data Not Available | Data Not Available | Data Not Available | Data Not Available | Data Not Available | Data Not Available | Yes | Accepted To Connect | Data Not Applicable | Data Not Applicable | Data Not Applicable | Data Not Applicable | Data Not Applicable | Data Not Applicable | 320 | 320 | 336.842 | Data Not Available | Data Not Available | 2021-07-28 00:00:00 | Data Not Available | Data Not Available | Data Not Available | Data Not Available | Data Not Available | Data Not Available | Data Not Available | 2021-08-10 | 53.82666043231959, -0.35750316174294844 | 2021-07-28 |  | East Riding of Yorkshire
Data Not Applicable | [5 empty] | Data Not Available | Caistor Solar Farm | Caistor Solar Farm | Cherry Valley Farms | North Kelsey Road | Market Rasen | Lincolnshire | LN7 6SH | England | 510716 | 401574 | Keadby | Caistor Solar | Caistor Solar Direct | 132 | Northern Powergrid (Yorkshire) plc | Solar | Photovoltaic | No | Data Not Applicable | Data Not Applicable | 49.9 | Data Not Available | Data Not Available | Data Not Available | Data Not Available | Data Not Available | Data Not Available | Data Not Available | Data Not Available | Data Not Available | Data Not Available | Data Not Available | Data Not Available | Yes | Accepted To Connect | Data Not Applicable | Data Not Applicable | Data Not Applicable | Data Not Applicable | Data Not Applicable | Data Not Applicable | 49.9 | 49.9 | 52.526 | Data Not Available | Data Not Available | 2021-07-01 00:00:00 | Data Not Available | Data Not Available | Data Not Available | Data Not Available | Data Not Available | Data Not Available | Data Not Available | 2021-08-10 | 53.499220428227765, -0.3323741795752642 | 2021-07-01 |  | West Lindsey
Data Not Applicable | [5 empty] | Data Not Available | Wynyard Park BESS | Wynyard Park BESS | Wynyard Park | Wynyard | Stockton-On-Tees | County Durham | TS22 5FJ | England | 443566 | 527499 | Hartmoor | Hartmoor | Wynyard | 66 | Northern Powergrid (Northeast) plc | Stored Energy (all stored energy irrespective of the original energy source) | Storage - Electrochemical Classic Batteries -Lithium Ion (Li–ion) | No | Data Not Available | Data Not Available | 19 | Data Not Available | Data Not Available | Data Not Available | Data Not Available | Data Not Available | Data Not Available | Data Not Available | Data Not Available | Data Not Available | Data Not Available | Data Not Available | Data Not Available | Yes | Accepted To Connect | Data Not Applicable | Data Not Applicable | Data Not Applicable | Data Not Applicable | Data Not Applicable | Data Not Applicable | 19 | 19 | 20 | Data Not Available | Data Not Available | 2022-03-11 00:00:00 | Data Not Available | Data Not Available | Data Not Available | Data Not Available | Data Not Available | Data Not Available | Data Not Available | 2022-06-14 | 54.6407339637733, -1.326496486401326 | 2022-03-11 |  | Stockton-on-Tees
Data Not Applicable | [5 empty] | Data Not Available | Kenley House Generation Hub | Kenley House Generation Hub | Kenley House Farm | Ferry Road | Hull | North Yorkshire | HU7 5XY | England | 508249 | 437287 | Creyke Beck | Kenley House Generation Hub | Kenley House Generation Hub Direct | 132 | Northern Powergrid (Yorkshire) plc | Solar | Photovoltaic | No | Data Not Applicable | Data Not Applicable | 150 | Data Not Available | Data Not Available | Data Not Available | Data Not Available | Data Not Available | Data Not Available | Data Not Available | Data Not Available | Data Not Available | Data Not Available | Data Not Available | Data Not Available | Yes | Accepted To Connect | Data Not Applicable | Data Not Applicable | Data Not Applicable | Data Not Applicable | Data Not Applicable | Data Not Applicable | 150 | 150 | 157.895 | Data Not Available | Data Not Available | 2022-05-19 00:00:00 | Data Not Available | Data Not Available | Data Not Available | Data Not Available | Data Not Available | Data Not Available | Data Not Available | 2022-06-14 | 53.82059654203094, -0.3571174677165533 | 2022-05-19 |  | East Riding of Yorkshire
Data Not Applicable | [5 empty] | Data Not Available | Bonsdale Farm PV | Bonsdale Farm PV | Bonsdale Farm | Blyton | Gainsborough | Lincolnshire | DN21 3PA | England | 487963 | 394062 | Keadby | Keadby | Bonsdale Farm PV | 33 | Northern Powergrid (Yorkshire) plc | Solar | Photovoltaic | No | Data Not Applicable | Data Not Applicable | 49.99 | Data Not Available | Data Not Available | Data Not Available | Data Not Available | Data Not Available | Data Not Available | Data Not Available | Data Not Available | Data Not Available | Data Not Available | Data Not Available | Data Not Available | Yes | Accepted To Connect | Data Not Applicable | Data Not Applicable | Data Not Applicable | Data Not Applicable | Data Not Applicable | Data Not Applicable | 49.99 | 49.99 | 52.621 | Data Not Available | Data Not Available | 2022-01-18 00:00:00 | Data Not Available | Data Not Available | Data Not Available | Data Not Available | Data Not Available | Data Not Available | Data Not Available | 2022-02-07 | 53.43600903558473, -0.6773726406566526 | 2022-01-18 |  | West Lindsey
Data Not Applicable | [5 empty] | Data Not Available | Weelsby Farm | Weelsby Farm | Low Farm & Weelsby Farm | Louth Road | New Waltham | Lincolnshire | DN36 4SB | England | 527700 | 406038 | Grimsby West | Weelsby Farm | Weelsby Farm Direct | 132 | Northern Powergrid (Yorkshire) plc | Solar | Photovoltaic | No | Data Not Applicable | Data Not Applicable | 65 | Data Not Available | Data Not Available | Data Not Available | Data Not Available | Data Not Available | Data Not Available | Data Not Available | Data Not Available | Data Not Available | Data Not Available | Data Not Available | Data Not Available | Yes | Accepted To Connect | Data Not Applicable | Data Not Applicable | Data Not Applicable | Data Not Applicable | Data Not Applicable | Data Not Applicable | 65 | 65 | 68.421 | Data Not Available | Data Not Available | 2022-08-23 00:00:00 | Data Not Available | Data Not Available | Data Not Available | Data Not Available | Data Not Available | Data Not Available | Data Not Available | 2022-09-09 | 53.53547749656548, -0.07466301113870791 | 2022-08-23 |  | North East Lincolnshire
Data Not Applicable | [5 empty] | Data Not Available | Kimblesworth Grange Solar | Kimblesworth Grange Solar | Kimblesworth Garage | Kimblesworth Garage | Durham | County Durham | DH2 3QT | England | 425970 | 547051 | Spennymoor GSP | Potter House | Kimblesworth Grange | 66 | Northern Powergrid (Northeast) plc | Solar | Photovoltaic | No | Data Not Applicable | Data Not Applicable | 37 | Data Not Available | Data Not Available | Data Not Available | Data Not Available | Data Not Available | Data Not Available | Data Not Available | Data Not Available | Data Not Available | Data Not Available | Data Not Available | Data Not Available | Yes | Accepted To Connect | Data Not Applicable | Data Not Applicable | Data Not Applicable | Data Not Applicable | Data Not Applicable | Data Not Applicable | 37 | 37 | 38.947 | Data Not Available | Data Not Available | 2022-12-12 00:00:00 | Data Not Available | Data Not Available | Data Not Available | Data Not Available | Data Not Available | Data Not Available | Data Not Available | 2023-03-23 | 54.8176433117899, -1.5973857151610498 | 2022-12-12 |  | County Durham
Data Not Applicable | [5 empty] | Data Not Available | Hartmoor 2 Gas | Hartmoor 2 Gas | Hartmoor 2 Gas | Land to the East of Worset Lane | Hartlepool | County Durham | TS27 3BL | England | 445905 | 533761 | Hartmoor | Hartmoor | Hartmoor 2 Gas | 66 | Northern Powergrid (Northeast) plc | Fossil - Gas | Engine (combustion / reciprocating) | Yes | Data Not Applicable | Data Not Applicable | 49.5 | Data Not Available | Data Not Available | Data Not Available | Data Not Available | Data Not Available | Data Not Available | Data Not Available | Data Not Available | Data Not Available | Data Not Available | Data Not Available | Data Not Available | Yes | Accepted To Connect | Data Not Applicable | Data Not Applicable | Data Not Applicable | Data Not Applicable | Data Not Applicable | Data Not Applicable | 49.5 | 49.5 | 52.105 | Data Not Available | Data Not Available | 2022-09-23 00:00:00 | Data Not Available | Data Not Available | Data Not Available | Data Not Available | Data Not Available | Data Not Available | Data Not Available | 2022-11-05 | 54.6967971844785, -1.2892770752425415 | 2022-09-23 |  | Hartlepool
Data Not Applicable | [5 empty] | Data Not Available | Salters Lane Solar Farm | Salters Lane Solar Farm | Salters Lane Farm | Murton | Seaham | County Durham | SR7 9TN | England | 437593 | 546907 | Hawthorn Pit Grid | Hawthorn Pit Grid | Salters Lane PV | 66 | Northern Powergrid (Northeast) plc | Solar | Photovoltaic | No | Data Not Applicable | Data Not Applicable | 111 | Data Not Available | Data Not Available | Data Not Available | Data Not Available | Data Not Available | Data Not Available | Data Not Available | Data Not Available | Data Not Available | Data Not Available | Data Not Available | Data Not Available | Yes | Accepted To Connect | Data Not Applicable | Data Not Applicable | Data Not Applicable | Data Not Applicable | Data Not Applicable | Data Not Applicable | 111 | 111 | 116.842 | Data Not Available | Data Not Available | 2023-01-04 00:00:00 | Data Not Available | Data Not Available | Data Not Available | Data Not Available | Data Not Available | Data Not Available | Data Not Available | 2023-02-10 | 54.81561511332168, -1.4165387487079393 | 2023-01-04 |  | County Durham
Data Not Applicable | [5 empty] | Data Not Available | Little Fenton Solar | Little Fenton Solar | Little Fenton | Biggin Lane | Selby | North Yorkshire | LS25 6HQ | England | 452334 | 435229 | Ferrybridge B | Bramham | Little Fenton Solar | 33 | Northern Powergrid (Yorkshire) plc | Solar | Photovoltaic | No | Data Not Applicable | Data Not Applicable | 17.7 | Data Not Available | Data Not Available | Data Not Available | Data Not Available | Data Not Available | Data Not Available | Data Not Available | Data Not Available | Data Not Available | Data Not Available | Data Not Available | Data Not Available | Yes | Accepted To Connect | Data Not Applicable | Data Not Applicable | Data Not Applicable | Data Not Applicable | Data Not Applicable | Data Not Applicable | 17.7 | 17.7 | 18.632 | Data Not Available | Data Not Available | 2023-05-23 00:00:00 | Data Not Available | Data Not Available | Data Not Available | Data Not Available | Data Not Available | Data Not Available | Data Not Available | 2023-06-13 | 53.81072453402353, -1.2067101354751242 | 2023-05-23 |  | North Yorkshire
Data Not Applicable | [5 empty] | Data Not Available | Blucher Solar | Blucher Solar | Off Queens Road | Walbottle | Newcastle Upon Tyne | Tyne and Wear | NE15 8HZ | England | 417251 | 566263 | Stella North | Blucher | Blucher Solar | 33 | Northern Powergrid (Northeast) plc | Solar | Photovoltaic | No | Data Not Applicable | Data Not Applicable | 31.4 | Data Not Available | Data Not Available | Data Not Available | Data Not Available | Data Not Available | Data Not Available | Data Not Available | Data Not Available | Data Not Available | Data Not Available | Data Not Available | Data Not Available | Yes | Accepted To Connect | Data Not Applicable | Data Not Applicable | Data Not Applicable | Data Not Applicable | Data Not Applicable | Data Not Applicable | 31.4 | 31.4 | 33.053 | Data Not Available | Data Not Available | 2022-12-02 00:00:00 | Data Not Available | Data Not Available | Data Not Available | Data Not Available | Data Not Available | Data Not Available | Data Not Available | 2023-01-11 | 54.990660044096416, -1.7319233044443556 | 2022-12-02 |  | Newcastle upon Tyne
Data Not Applicable | [5 empty] | Data Not Available | Eggborough WtE Plant & BESS | Eggborough WtE Plant & BESS | Eggborough WtE Plant and BESS | North Point Business Park | Goole | West Yorkshire | DN14 0LD | England | 455628 | 423064 | Ferrybridge A | Ferrybridge A | Hut Green Generation | 66 | Northern Powergrid (Yorkshire) plc | Waste | Steam turbine (thermal power plant) | No | Data Not Applicable | Data Not Applicable | 20 | Data Not Available | Data Not Available | Data Not Available | Data Not Available | Data Not Available | Data Not Available | Data Not Available | Data Not Available | Data Not Available | Data Not Available | Data Not Available | Data Not Available | Yes | Accepted To Connect | Data Not Applicable | Data Not Applicable | Data Not Applicable | Data Not Applicable | Data Not Applicable | Data Not Applicable | 20 | 20 | 21.053 | Data Not Available | Data Not Available | 2023-05-19 00:00:00 | Data Not Available | Data Not Available | Data Not Available | Data Not Available | Data Not Available | Data Not Available | Data Not Available | 2023-06-13 | 53.701055964631934, -1.1588780269074368 | 2023-05-19 |  | North Yorkshire
Data Not Applicable | [5 empty] | Data Not Available | Broadway House | Broadway House Farm | Broadway House Farm | Church Lane | Bedlington | Northumberland | NE22 5RS | England | 425975 | 581272 | Blyth 66kV | Blyth 66kV | Broadway House PV | 66 | Northern Powergrid (Northeast) plc | Solar | Photovoltaic | No | Data Not Applicable | Data Not Applicable | 58.8 | Data Not Available | Data Not Available | Data Not Available | Data Not Available | Data Not Available | Data Not Available | Data Not Available | Data Not Available | Data Not Available | Data Not Available | Data Not Available | Data Not Available | Yes | Accepted To Connect | Data Not Applicable | Data Not Applicable | Data Not Applicable | Data Not Applicable | Data Not Applicable | Data Not Applicable | 58.8 | 58.8 | 61.895 | 47.405 | 49.9 | 2023-06-13 00:00:00 | Data Not Available | Data Not Available | Data Not Available | Data Not Available | Data Not Available | Data Not Available | Data Not Available | 2024-08-15 | 55.12515204620555, -1.5942215625257903 | 2023-06-13 |  | Northumberland
Data Not Applicable | [5 empty] | Data Not Available | Westhouse Farm Hybrid | Westhouse Farm Hybrid | Westhouse Farm | Elvington | York | North Yorkshire | YO41 4AZ | England | 468304 | 447016 | Osbaldwick | Melrosegate | Elvington | 11 | Northern Powergrid (Northeast) plc | Solar | Photovoltaic | No | Data Not Applicable | Data Not Applicable | 12.5 | Storage - Electrochemical Classic Batteries -Lithium Ion (Li–ion) | Storage - Electrochemical Classic Batteries -Lithium Ion (Li–ion) | No | 20 | 1.6 | 12.5 | Data Not Available | Data Not Available | Data Not Available | Data Not Available | Data Not Available | Data Not Available | Yes | Accepted To Connect | Data Not Applicable | Data Not Applicable | Data Not Applicable | Data Not Applicable | Data Not Applicable | Data Not Applicable | 12.5 | 12.5 | 13.158 | 9.975 | 10.5 | 2024-11-20 00:00:00 | Data Not Available | Data Not Available | Data Not Available | Data Not Available | Data Not Available | Data Not Available | Data Not Available | 2024-12-19 | 53.914798624135294, -0.9616008323220291 | 2024-11-20 |  | York
Data Not Applicable | [5 empty] | Data Not Available | Allerton Road BESS | Allerton Road BESS | Allerton Road | Allerton | Bradford | West Yorkshire | BD15 8AB | England | 410283 | 434503 | Bradford West | Allerton Road BESS | Allerton Road BESS Direct | 132 | Northern Powergrid (Yorkshire) plc | Stored Energy (all stored energy irrespective of the original energy source) | Storage - Electrochemical Classic Batteries -Lithium Ion (Li–ion) | No | Data Not Available | Data Not Available | 99.9 | Data Not Available | Data Not Available | Data Not Available | Data Not Available | Data Not Available | Data Not Available | Data Not Available | Data Not Available | Data Not Available | Data Not Available | Data Not Available | Data Not Available | Yes | Accepted To Connect | Data Not Applicable | Data Not Applicable | Data Not Applicable | Data Not Applicable | Data Not Applicable | Data Not Applicable | 99.9 | 99.9 | 105.158 | 99.902 | 105.16 | 2024-11-13 00:00:00 | Data Not Available | Data Not Available | Data Not Available | Data Not Available | Data Not Available | Data Not Available | Data Not Available | 2024-12-09 | 53.806721396072845, -1.8453348244599894 | 2024-11-13 |  | Bradford
Data Not Applicable | [5 empty] | Data Not Available | Highgate Lane PV | Highgate Lane PV | Highgate Lane | Normanby-By-Spital | Market Rasen | Lincolnshire | LN8 2HQ | England | 500181 | 387918 | Keadby | Blyton | Normanby | 11 | Northern Powergrid (Yorkshire) plc | Solar | Photovoltaic | No | Data Not Applicable | Data Not Applicable | 8 | Data Not Available | Data Not Available | Data Not Available | Data Not Available | Data Not Available | Data Not Available | Data Not Available | Data Not Available | Data Not Available | Data Not Available | Data Not Available | Data Not Available | Yes | Accepted To Connect | Data Not Applicable | Data Not Applicable | Data Not Applicable | Data Not Applicable | Data Not Applicable | Data Not Applicable | 8 | 8 | 8.421 | 0 | 0 | 2020-11-02 00:00:00 | Data Not Available | Data Not Available | Data Not Available | Data Not Available | Data Not Available | Data Not Available | Data Not Available | 2024-11-08 | 53.37862541139116, -0.49547153455893406 | 2020-11-02 |  | West Lindsey
Data Not Applicable | [5 empty] | Data Not Available | Manton Solar Farm | Manton Solar Farm | Manton Solar Farm | Land at Manton | North Lincolnshire | Lincolnshire | DN21 4JS | England | 493098 | 401994 | Keadby | Santon | Manton Solar Farm | 33 | Northern Powergrid (Yorkshire) plc | Solar | Photovoltaic | No | Data Not Applicable | Data Not Applicable | 20 | Data Not Available | Data Not Available | Data Not Available | Data Not Available | Data Not Available | Data Not Available | Data Not Available | Data Not Available | Data Not Available | Data Not Available | Data Not Available | Data Not Available | Yes | Accepted To Connect | Data Not Applicable | Data Not Applicable | Data Not Applicable | Data Not Applicable | Data Not Applicable | Data Not Applicable | 20 | 20 | 21.053 | Data Not Available | Data Not Available | 2024-05-20 00:00:00 | Data Not Available | Data Not Available | Data Not Available | Data Not Available | Data Not Available | Data Not Available | Data Not Available | 2024-06-12 | 53.50640357414608, -0.5977535580866675 | 2024-05-20 |  | North Lincolnshire
Data Not Applicable | [5 empty] | Data Not Available | Scampston Solar | Scampston Solar | Scampston Estate | Back Lane | Scampston | North Yorkshire | YO17 8NH | England | 484300 | 477779 | Osbaldwick | Scampston Solar | Scampston Solar Direct | 132 | Northern Powergrid (Northeast) plc | Solar | Photovoltaic | No | Data Not Applicable | Data Not Applicable | 200 | Data Not Available | Data Not Available | Data Not Available | Data Not Available | Data Not Available | Data Not Available | Data Not Available | Data Not Available | Data Not Available | Data Not Available | Data Not Available | Data Not Available | Yes | Accepted To Connect | Data Not Applicable | Data Not Applicable | Data Not Applicable | Data Not Applicable | Data Not Applicable | Data Not Applicable | 200 | 200 | 210.526 | 0.5 | 0.526 | 2024-10-18 00:00:00 | Data Not Available | Data Not Available | Data Not Available | Data Not Available | Data Not Available | Data Not Available | Data Not Available | 2024-11-07 | 54.188861881153436, -0.7095967478697564 | 2024-10-18 |  | North Yorkshire
Data Not Applicable | [5 empty] | Data Not Available | Grasby Bess | Grasby BESS | Land at Grasby | Station Road | North Kelsey | Lincolnshire | DN38 6AP | England | 508561 | 404621 | Keadby | Grasby BESS | Grasby BESS Direct | 132 | Northern Powergrid (Yorkshire) plc | Stored Energy (all stored energy irrespective of the original energy source) | Storage - Electrochemical Classic Batteries -Lithium Ion (Li–ion) | No | 99.8 | 2 | 49.9 | Data Not Available | Data Not Available | Data Not Available | Data Not Applicable | Data Not Applicable | Data Not Available | Data Not Available | Data Not Available | Data Not Available | Data Not Applicable | Data Not Applicable | Data Not Available | Yes | Accepted To Connect | Data Not Applicable | Data Not Applicable | Data Not Applicable | Data Not Applicable | Data Not Applicable | Data Not Applicable | 49.9 | 49.9 | 52.526 | 47.405 | 49.9 | 2025-01-29 00:00:00 | Data Not Available | Data Not Available | Data Not Available | Data Not Available | Data Not Available | Data Not Available | Data Not Available | 2025-02-05 | 53.527045515328616, -0.36379282213740344 | 2025-01-29 |  | West Lindsey
Data Not Applicable | [5 empty] | Data Not Available | Benridge Solar Farm | Benridge Solar | High Hesleden | Monk Hesleden | Blackhall Rocks | County Durham | TS27 4DL | England | 444743 | 537976 | Hartmoor | Hartmoor | Benridge Farm Solar Direct | 66 | Northern Powergrid (Northeast) plc | Solar | Photovoltaic | No | Data Not Applicable | Data Not Applicable | 60 | Data Not Available | Data Not Available | Data Not Available | Data Not Available | Data Not Available | Data Not Available | Data Not Available | Data Not Available | Data Not Available | Data Not Available | Data Not Available | Data Not Available | Yes | Accepted To Connect | Data Not Applicable | Data Not Applicable | Data Not Applicable | Data Not Applicable | Data Not Applicable | Data Not Applicable | 60 | 60 | 63.158 | 11.4 | 12 | 2024-02-29 00:00:00 | Data Not Available | Data Not Available | Data Not Available | Data Not Available | Data Not Available | Data Not Available | Data Not Available | 2024-09-09 | 54.73477716776166, -1.3066589466088272 | 2024-02-29 |  | County Durham
Data Not Applicable | [5 empty] | Data Not Available | High Bridge Farm Hybrid | High Bridge Farm Hybrid | Land At High Bridge Farm | Data Not Available | Hull | East Riding of Yorkshire | HU12 9FF | England | 523035 | 425648 | Saltend North | Saltend 132/33kV | High Bridge Farm Hybrid Direct | 33 | Northern Powergrid (Yorkshire) plc | Stored Energy (all stored energy irrespective of the original energy source) | Storage - Electrochemical Classic Batteries -Lithium Ion (Li–ion) | No | 40 | 4 | 10 | Photovoltaic | Photovoltaic | No | Data Not Applicable | Data Not Applicable | 20 | Onshore wind turbines | Onshore wind turbines | No | Data Not Applicable | Data Not Applicable | 20 | Yes | Accepted To Connect | Data Not Applicable | Data Not Applicable | Data Not Applicable | Data Not Applicable | Data Not Applicable | Data Not Applicable | 50 | 50 | 52.632 | 0 | 0 | 2024-08-07 00:00:00 | Data Not Available | Data Not Available | Data Not Available | Data Not Available | Data Not Available | Data Not Available | Data Not Available | 2024-09-06 | 53.71275572909418, -0.13726737698143407 | 2024-08-07 |  | East Riding of Yorkshire
Data Not Applicable | [5 empty] | Data Not Available | Billingham Energy Waste | Billingham Energy Waste | Billingham Energy | New Road | Billingham | County Durham | TS23 1LE | England | 446794 | 521620 | Norton | North Tees | Billingham Energy Waste | 66 | Northern Powergrid (Northeast) plc | Waste | Steam turbine (thermal power plant) | No | Data Not Applicable | Data Not Applicable | 10 | Data Not Available | Data Not Available | Data Not Available | Data Not Available | Data Not Available | Data Not Available | Data Not Available | Data Not Available | Data Not Available | Data Not Available | Data Not Available | Data Not Available | Yes | Accepted To Connect | Data Not Applicable | Data Not Applicable | Data Not Applicable | Data Not Applicable | Data Not Applicable | Data Not Applicable | 10 | 10 | 10.526 | 1.9 | 2 | 2024-11-08 00:00:00 | Data Not Available | Data Not Available | Data Not Available | Data Not Available | Data Not Available | Data Not Available | Data Not Available | 2024-12-09 | 54.58761688280652, -1.2774216450817446 | 2024-11-08 |  | Stockton-on-Tees
Data Not Applicable | [5 empty] | Data Not Available | Coney Garth 94.5MW BESS | Coney Garth 94.5MW BESS | Coney Garth | Farnham Lane | Knaresborough | West Yorkshire | HG5 9JA | England | 433733 | 459638 | Knaresborough | Coney Garth 94.5MW BESS | Coney Garth 94.5MW BESS | 132 | Northern Powergrid (Northeast) plc | Stored Energy (all stored energy irrespective of the original energy source) | Storage - Electrochemical Classic Batteries -Lithium Ion (Li–ion) | No | Data Not Available | Data Not Available | 94.5 | Data Not Available | Data Not Available | Data Not Available | Data Not Available | Data Not Available | Data Not Available | Data Not Available | Data Not Available | Data Not Available | Data Not Available | Data Not Available | Data Not Available | Yes | Accepted To Connect | Data Not Applicable | Data Not Applicable | Data Not Applicable | Data Not Applicable | Data Not Applicable | Data Not Applicable | 94.5 | 94.5 | 99.474 | 89.775 | 94.5 | 2024-09-19 00:00:00 | Data Not Available | Data Not Available | Data Not Available | Data Not Available | Data Not Available | Data Not Available | Data Not Available | 2024-10-07 | 54.031633134929464, -1.4864951741830734 | 2024-09-19 |  | Harrogate
Data Not Applicable | [5 empty] | Data Not Available | Gunnerby Road BESS | Gunnerby Road BESS | Land East of Gunnerby Rd | Hatcliffe | Hatcliffe | Lincolnshire | DN37 0SP | England | 521522 | 399027 | Keadby | Wold Newton | Gunnerby Road BESS Direct | 33 | Northern Powergrid (Yorkshire) plc | Stored Energy (all stored energy irrespective of the original energy source) | Storage - Electrochemical Classic Batteries -Lithium Ion (Li–ion) | No | Data Not Available | Data Not Available | 30 | Data Not Available | Data Not Available | Data Not Available | Data Not Available | Data Not Available | Data Not Available | Data Not Available | Data Not Available | Data Not Available | Data Not Available | Data Not Available | Data Not Available | Yes | Accepted To Connect | Data Not Applicable | Data Not Applicable | Data Not Applicable | Data Not Applicable | Data Not Applicable | Data Not Applicable | 30 | 30 | 31.579 | 28.5 | 30 | 2024-10-17 00:00:00 | Data Not Available | Data Not Available | Data Not Available | Data Not Available | Data Not Available | Data Not Available | Data Not Available | 2024-11-07 | 53.473955952705225, -0.17054089111738102 | 2024-10-17 |  | North East Lincolnshire
2100040694051 | [5 empty] | 2100040694060 | Resources management u k limited | Withyhedges landfill site, haverfordwest | Import, Material Recycling Facility, Withyhedge Landfil Site | Private Road, Rudbaxton | Haverfordwest | Dyfed | SA62 4DB | United Kingdom | 196997 | 221357 | Pembroke Power Station | Haverfordwest Grid | data not available | 33 | National Grid Electricity Distribution (South Wales) Plc | Biofuel - Landfill gas | Gas turbine (OCGT) | No | data not available | data not available | 1.14 | Fossil - Other | Engine (combustion / reciprocating) | No | data not available | data not available | 0.4 | data not applicable | data not applicable | data not applicable | data not available | data not available | data not applicable | data not available | Connected | 1.54 | 1.463 | 1.54 | 0.038 | 0.04 | 43284 | data not applicable | data not applicable | data not applicable | data not applicable | data not applicable | data not applicable | data not applicable | data not available | data not available | data not available | data not available | data not available | data not available | 45750
Data Not Applicable | [5 empty] | Data Not Available | NEL Immingham BESS | Europa Way | Europa Way Stallingborough | Grimsby | Immingham | Lincolnshire | DN41 8DT | England | 520732 | 414280 | Grimsby West | Netherlands Way | Immingham BESS Direct | 33 | Northern Powergrid (Yorkshire) plc | Stored Energy (all stored energy irrespective of the original energy source) | Storage - Electrochemical Classic Batteries -Lithium Ion (Li–ion) | No | Data Not Available | Data Not Available | 80 | Data Not Available | Data Not Available | Data Not Available | Data Not Available | Data Not Available | Data Not Available | Data Not Available | Data Not Available | Data Not Available | Data Not Available | Data Not Available | Data Not Available | Yes | Accepted To Connect | Data Not Applicable | Data Not Applicable | Data Not Applicable | Data Not Applicable | Data Not Applicable | Data Not Applicable | 80 | 80 | 84.211 | 80 | 84.21 | 2023-06-15 00:00:00 | Data Not Available | Data Not Available | Data Not Available | Data Not Available | Data Not Available | Data Not Available | Data Not Available | 2024-08-23 | 53.61116742156803, -0.1765566063570633 | 2023-06-15 |  | North East Lincolnshire
2394000124400 | [5 empty] | Data Not Available | Fraisthorpe Wind Farm | Fraisthorpe Wind Farm | Manor Farm | Fraisthorpe | Bridlington | North Yorkshire | Y015 3QT | England | 503849 | 457075 | Creyke Beck | Driffield/Beverley Group | Fraisthorpe Windfarm | 66 | Northern Powergrid (Yorkshire) plc | Wind | Onshore wind turbines | No | Data Not Applicable | Data Not Applicable | 30.6 | Data Not Available | Data Not Available | Data Not Available | Data Not Available | Data Not Available | Data Not Available | Data Not Available | Data Not Available | Data Not Available | Data Not Available | Data Not Available | Data Not Available | Yes | Connected | 30.6 | 30.6 | 32.211 | Data Not Available | Data Not Available | 2015-11-01 00:00:00 | Data Not Applicable | Data Not Applicable | 32.211 | Data Not Applicable | Data Not Applicable | Data Not Available | Data Not Available | Data Not Available | Data Not Available | Data Not Available | Data Not Available | Data Not Available | Data Not Available | 2017-03-08 | 53.99927566074689, -0.41721946017383343 |  | 2015-11-01 | East Riding of Yorkshire
Data Not Applicable | [5 empty] | Data Not Available | Hull Bank Farm BESS | Hull Bank Farm BESS | Hull Bank Farm | Beverley Road | Dunswell | East Riding of Yorkshire | HU6 0AA | England | 507322 | 434776 | Creyke Beck 2 (Future) | Hull Bank Farm BESS | Hull Bank Farm BESS Direct | 132 | Northern Powergrid (Yorkshire) plc | Stored Energy (all stored energy irrespective of the original energy source) | Storage - Electrochemical Classic Batteries -Lithium Ion (Li–ion) | No | 250 | 2.5 | 99.9 | Data Not Available | Data Not Available | Data Not Available | Data Not Applicable | Data Not Applicable | Data Not Available | Data Not Available | Data Not Available | Data Not Available | Data Not Applicable | Data Not Applicable | Data Not Available | Yes | Accepted To Connect | Data Not Applicable | Data Not Applicable | Data Not Applicable | Data Not Applicable | Data Not Applicable | Data Not Applicable | 99.9 | 99.9 | 105.158 | 94.905 | 99.9 | 2025-02-18 00:00:00 | Data Not Available | Data Not Available | Data Not Available | Data Not Available | Data Not Available | Data Not Available | Data Not Available | 2025-03-06 | 53.79822890295393, -0.37206720633185986 | 2025-02-18 |  | East Riding of Yorkshire
Data Not Applicable | [5 empty] | Data Not Available | West Sleekburn BESS | West Sleek Burn BESS | Church Farm | West Sleekburn | Choppington | Northumberland | NE62 5XE | England | 427992 | 585427 | Blyth 66kV | Blyth 66kV | West Sleekburn BESS | 66 | Northern Powergrid (Northeast) plc | Stored Energy (all stored energy irrespective of the original energy source) | Storage - Electrochemical Classic Batteries -Lithium Ion (Li–ion) | No | 140 | 2 | 70 | Data Not Available | Data Not Available | Data Not Available | Data Not Applicable | Data Not Applicable | Data Not Available | Data Not Available | Data Not Available | Data Not Available | Data Not Applicable | Data Not Applicable | Data Not Available | Yes | Accepted To Connect | Data Not Applicable | Data Not Applicable | Data Not Applicable | Data Not Applicable | Data Not Applicable | Data Not Applicable | 70 | 70 | 73.684 | 66.5 | 70 | 2024-12-20 00:00:00 | Data Not Available | Data Not Available | Data Not Available | Data Not Available | Data Not Available | Data Not Available | Data Not Available | 2025-04-09 | 55.16237819759596, -1.5621854504022175 | 2024-12-20 |  | Northumberland
Data Not Applicable | [5 empty] | Data Not Available | Poppleton Hybrid | Atterwith Lane | Atterwith Lane | Marston Lane | York | North Yorkshire | YO26 8JW | England | 450487 | 453090 | Poppleton | Poppleton | Poppleton Farm | 33 | Northern Powergrid (Northeast) plc | Solar | Photovoltaic | No | Data Not Applicable | Data Not Applicable | 50 | Storage - Electrochemical Classic Batteries -Lithium Ion (Li–ion) | Storage - Electrochemical Classic Batteries -Lithium Ion (Li–ion) | No | 100 | 2 | 50 | Data Not Available | Data Not Available | Data Not Available | Data Not Applicable | Data Not Applicable | Data Not Available | Yes | Accepted To Connect | Data Not Applicable | Data Not Applicable | Data Not Applicable | Data Not Applicable | Data Not Applicable | Data Not Applicable | 100 | 100 | 105.263 | 49.97 | 52.6 | 2024-01-11 00:00:00 | Data Not Available | Data Not Available | Data Not Available | Data Not Available | Data Not Available | Data Not Available | Data Not Available | 2025-04-09 | 53.97142366801805, -1.2318198938000813 | 2024-01-11 |  | Harrogate
Data Not Applicable | [5 empty] | Data Not Available | Greencroft BESS | Greencroft BESS | Greencroft | Annfield Plain | Stanley | County Durham | DH9 7XW | England | 417208 | 550879 | Stella South | Annfield | Greencroft BESS | 66 | Northern Powergrid (Northeast) plc | Stored Energy (all stored energy irrespective of the original energy source) | Storage - Electrochemical Classic Batteries -Lithium Ion (Li–ion) | No | 110 | 2 | 54.34 | Data Not Available | Data Not Available | Data Not Available | Data Not Applicable | Data Not Applicable | Data Not Available | Data Not Available | Data Not Available | Data Not Available | Data Not Applicable | Data Not Applicable | Data Not Available | Yes | Accepted To Connect | Data Not Applicable | Data Not Applicable | Data Not Applicable | Data Not Applicable | Data Not Applicable | Data Not Applicable | 54.34 | 54.34 | 57.2 | 47.5 | 50 | 2024-11-08 00:00:00 | Data Not Available | Data Not Available | Data Not Available | Data Not Available | Data Not Available | Data Not Available | Data Not Available | 2025-04-09 | 54.852418227680545, -1.7335095804847505 | 2024-11-08 |  | County Durham
Data Not Applicable | [5 empty] | Data Not Available | Spring Wood Hybrid | Spring Wood Hybrid | Greengate Lane | South Duffield | Selby | North Yorkshire | YO8 6SU | England | 467895 | 433596 | Drax | Osgodby 3/4 | Spring Wood Hybrid | 33 | Northern Powergrid (Yorkshire) plc | Solar | Photovoltaic | No | Data Not Applicable | Data Not Applicable | 41 | Storage - Electrochemical Classic Batteries -Lithium Ion (Li–ion) | Storage - Electrochemical Classic Batteries -Lithium Ion (Li–ion) | No | 81 | 2 | 41 | Data Not Available | Data Not Available | Data Not Available | Data Not Applicable | Data Not Applicable | Data Not Available | Yes | Accepted To Connect | Data Not Applicable | Data Not Applicable | Data Not Applicable | Data Not Applicable | Data Not Applicable | Data Not Applicable | 82 | 82 | 86.316 | 40.992 | 43.15 | 2024-08-20 00:00:00 | Data Not Available | Data Not Available | Data Not Available | Data Not Available | Data Not Available | Data Not Available | Data Not Available | 2025-04-09 | 53.79425459782025, -0.970789167844815 | 2024-08-20 |  | North Yorkshire
Data Not Applicable | [5 empty] | Data Not Available | Great Field Lane BESS | Great Field Lane | Great Field Lane | Marfleet | Hull | North Yorkshire | HU9 5RN | England | 514008 | 429860 | Saltend North | Great Field Lane BESS | Great Field Lane BESS Direct | 132 | Northern Powergrid (Yorkshire) plc | Stored Energy (all stored energy irrespective of the original energy source) | Storage - Electrochemical Classic Batteries -Lithium Ion (Li–ion) | No | Data Not Available | Data Not Available | 60 | Data Not Available | Data Not Available | Data Not Available | Data Not Applicable | Data Not Applicable | Data Not Available | Data Not Available | Data Not Available | Data Not Available | Data Not Applicable | Data Not Applicable | Data Not Available | Yes | Accepted To Connect | Data Not Applicable | Data Not Applicable | Data Not Applicable | Data Not Applicable | Data Not Applicable | Data Not Applicable | 60 | 60 | 63.158 | 57 | 60 | 2025-02-27 00:00:00 | Data Not Available | Data Not Available | Data Not Available | Data Not Available | Data Not Available | Data Not Available | Data Not Available | 2025-03-06 | 53.752643775840696, -0.27242131141558895 | 2025-02-27 |  | Kingston upon Hull, City of
Data Not Applicable | [5 empty] | Data Not Available | Hastings Hill Farm BESS | Hastings Hill Farm BESS | Hastings Hill Farm | Foxcover Road | SUNDERLAND | Tyne and Wear | SR4 9LB | England | 435391 | 554572 | Offerton | Offerton | Hastings Hills BESS | 33 | Northern Powergrid (Northeast) plc | Stored Energy (all stored energy irrespective of the original energy source) | Storage - Electrochemical Classic Batteries -Lithium Ion (Li–ion) | No | 76 | 2 | 38 | Data Not Available | Data Not Available | Data Not Available | Data Not Available | Data Not Available | Data Not Available | Data Not Available | Data Not Available | Data Not Available | Data Not Available | Data Not Available | Data Not Available | No | Accepted To Connect | Data Not Applicable | Data Not Applicable | Data Not Applicable | Data Not Applicable | Data Not Applicable | Data Not Applicable | 38 | 38 | 40 | 36.1 | 38 | 2023-01-26 00:00:00 | Data Not Available | Data Not Available | Data Not Available | Data Not Available | Data Not Available | Data Not Available | Data Not Available | 2023-02-10 | 54.88465230616217, -1.4498664010606699 | 2023-01-26 |  | Sunderland
Data Not Applicable | [5 empty] | Data Not Available | 2.1MW Solar - Lanchester Wine Cellars Ltd | 2.1MW Solar - Lanchester Wine Cellars Ltd | Greencroft Estates | Tower Road Annfield Plain | Stanley | County Durham | DH9 7XP | England | 416051 | 550896 | Stella South | Annfield | Annfield 66/20kV | 20 | Northern Powergrid (Northeast) plc | Solar | Photovoltaic | No | Data Not Applicable | Data Not Applicable | 2.1 | Data Not Available | Data Not Available | Data Not Available | Data Not Available | Data Not Available | Data Not Available | Data Not Available | Data Not Available | Data Not Available | Data Not Available | Data Not Available | Data Not Available | No | Accepted To Connect | Data Not Applicable | Data Not Applicable | Data Not Applicable | Data Not Applicable | Data Not Applicable | Data Not Applicable | 2.1 | 2.1 | 2.211 | Data Not Available | Data Not Available | 2023-01-31 00:00:00 | Data Not Available | Data Not Available | Data Not Available | Data Not Available | Data Not Available | Data Not Available | Data Not Available | 2023-02-10 | 54.85260916043411, -1.75152886746572 | 2023-01-31 |  | County Durham
2300001084863 | [5 empty] | Data Not Available | Peckfield Quarry Generation | Peckfield Quarry Generation | Peckfield Quarry | Micklefield | Garforth | West Yorkshire | LS25 4DW | England | 443465 | 432013 | Ferrybridge B | Whinmoor | Ninelands Lane | 11 | Northern Powergrid (Yorkshire) plc | Waste | Gas turbine (OCGT) | No | Data Not Applicable | Data Not Applicable | 4.009 | Data Not Available | Data Not Available | Data Not Available | Data Not Available | Data Not Available | Data Not Available | Data Not Available | Data Not Available | Data Not Available | Data Not Available | Data Not Available | Data Not Available | No | Connected | 4.009 | 1.9 | 2 | Data Not Available | Data Not Available | 2010-04-01 00:00:00 | Data Not Applicable | Data Not Applicable | 4.22 | Data Not Applicable | Data Not Applicable | Data Not Available | Data Not Available | Data Not Available | Data Not Available | Data Not Available | Data Not Available | Data Not Available | Data Not Available | 2017-03-08 | 53.782635997217696, -1.3418411472241392 |  | 2010-04-01 | Leeds
1574200334902 | [5 empty] | Data Not Available | Unipres PV | Unipres PV | UNIPRES (UK) LTD | CHERRY BLOSSOM WAY | SUNDERLAND | Tyne and Wear | SR5 3RA | England | 434542 | 559235 | West Boldon | West Boldon | Usworth | 11 | Northern Powergrid (Northeast) plc | Solar | Photovoltaic | No | Data Not Applicable | Data Not Applicable | 4.2 | Data Not Available | Data Not Available | Data Not Available | Data Not Available | Data Not Available | Data Not Available | Data Not Available | Data Not Available | Data Not Available | Data Not Available | Data Not Available | Data Not Available | No | Connected | 4.2 | 4.2 | 4.421 | Data Not Available | Data Not Available | 2020-09-01 00:00:00 | Data Not Applicable | Data Not Applicable | 4.421 | Data Not Applicable | Data Not Applicable | 2020-01-07 00:00:00 | Data Not Available | Data Not Available | Data Not Available | Data Not Available | Data Not Available | Data Not Available | Data Not Available | 2022-07-04 | 54.92661272832235, -1.4625420506563895 | 2020-01-07 | 2020-09-01 | Sunderland
Data not available | [6 empty] | RHH Associates Ltd | HELLESDON AMBULANCE STN |  |  | Norwich | Norfolk | NR6 5NA | England | 619876 | 311451 | Norwich Main | Earlham Grid 33kV | Earlham West Primary 11kV |  | Eastern Power Networks (EPN) | Fossil - Gas | Steam turbine (thermal power plant) |  |  |  | 1 | [12 empty] | No | Connected | 1 | 1 | 1.053 |  |  | 2012-10-17 | [13 empty] | 2020-11-13 | 0.38673 | 52.1328 | 52.1327697653218, 0.386726672408374 | EPN-S0000000H4069 | Solar PV
1170001694598 | [5 empty] | 1170001694589 | Rhodesia power limited | Highgrounds industrial estate | Rhodesia Power Limited | Highgrounds Road, Rhodesia | Worksop | data not available | S80 3AT | United Kingdom | 456707 | 379451 | West Burton 132Kv S Stn | Worksop 33Kv S Stn | 33Kv Highgrounds Generation | 33 | National Grid Electricity Distribution (East Midlands) Plc | Fossil - Gas | Gas turbine (OCGT) | No | data not available | data not available | 12.76 | data not applicable | data not applicable | data not applicable | data not available | data not available | data not applicable | data not applicable | data not applicable | data not applicable | data not available | data not available | data not applicable | data not available | Connected | 12.76 | 9.9997 | 10.526 | 0.2375 | 0.25 | 45320 | data not applicable | data not applicable | data not applicable | data not applicable | data not applicable | data not applicable | data not applicable | data not available | data not available | data not available | data not available | data not available | data not available | 45750
Data Not Applicable | [5 empty] | Data Not Available | Whelley Hill Charging Site | Whelley Hill Farm Charging 2 | Whelley Hill Farm | Hart | Hartlepool | County Durham | TS27 3BH | England | 445024 | 534152 | Hartmoor | Hartmoor | Hartmoor 66/20kV | 20 | Northern Powergrid (Northeast) plc | Stored Energy (all stored energy irrespective of the original energy source) | Storage - Electrochemical Classic Batteries -Lithium Ion (Li–ion) | No | Data Not Available | Data Not Available | 6 | Data Not Available | Data Not Available | Data Not Available | Data Not Available | Data Not Available | Data Not Available | Data Not Available | Data Not Available | Data Not Available | Data Not Available | Data Not Available | Data Not Available | No | Accepted To Connect | Data Not Applicable | Data Not Applicable | Data Not Applicable | Data Not Applicable | Data Not Applicable | Data Not Applicable | 6 | 6 | 6.316 | Data Not Available | Data Not Available | 2021-10-27 00:00:00 | Data Not Available | Data Not Available | Data Not Available | Data Not Available | Data Not Available | Data Not Available | Data Not Available | 2024-09-10 | 54.700390032463346, -1.3028849466129904 | 2021-10-27 |  | Hartlepool
Data Not Applicable | [5 empty] | Data Not Available | Newcastle University Agriculture Buildings | Newcastle University Agriculture Buildings | Newcastle University 1st Floor Agriculture Building | Kings Road | Newcastle Upon Tyne | Tyne and Wear | NE1 7RU | England | 424594 | 565214 | Stella North | Barrack Road | University | 11 | Northern Powergrid (Northeast) plc | Solar | Photovoltaic | No | Data Not Applicable | Data Not Applicable | 3.81 | Data Not Available | Data Not Available | Data Not Available | Data Not Available | Data Not Available | Data Not Available | Data Not Available | Data Not Available | Data Not Available | Data Not Available | Data Not Available | Data Not Available | No | Accepted To Connect | Data Not Applicable | Data Not Applicable | Data Not Applicable | Data Not Applicable | Data Not Applicable | Data Not Applicable | 3.81 | 3.81 | 4.011 | Data Not Available | Data Not Available | 2022-06-01 00:00:00 | Data Not Available | Data Not Available | Data Not Available | Data Not Available | Data Not Available | Data Not Available | Data Not Available | 2022-07-07 | 54.98092700946547, -1.6172544693146818 | 2022-06-01 |  | Newcastle upon Tyne
Data Not Applicable | [5 empty] | Data Not Available | New Farm Estate | New Farm Estate | Ouse Moor Road | Ouse Moor Road | York | North Yorkshire | YO26 6HU | England | 454609 | 455322 | Poppleton | Poppleton | New Farm | 33 | Northern Powergrid (Northeast) plc | Solar | Photovoltaic | No | Data Not Applicable | Data Not Applicable | 32.6 | Data Not Available | Data Not Available | Data Not Available | Data Not Available | Data Not Available | Data Not Available | Data Not Available | Data Not Available | Data Not Available | Data Not Available | Data Not Available | Data Not Available | No | Accepted To Connect | Data Not Applicable | Data Not Applicable | Data Not Applicable | Data Not Applicable | Data Not Applicable | Data Not Applicable | 32.6 | 32.6 | 34.316 | Data Not Available | Data Not Available | 2022-06-10 00:00:00 | Data Not Available | Data Not Available | Data Not Available | Data Not Available | Data Not Available | Data Not Available | Data Not Available | 2022-07-07 | 53.991064085948764, -1.1685882770939575 | 2022-06-10 |  | York
2100041079809 | [5 empty] | 2100041079854 | Rhymney power limited | Generator section unit 48 portmanmoor rd rover way | Power Plus Limited Stor Gen, Unit 48 | Portmanmoor Road Industrial Estate, Rover Way | Cardiff | South Glamorgan | CF24 5HB | United Kingdom | 320621 | 175688 | Cardiff East Grid | Rover Way Grid | Rover Way Primary | 11 | National Grid Electricity Distribution (South Wales) Plc | Fossil - Gas | Engine (combustion / reciprocating) | No | data not available | data not available | 10 | data not applicable | data not applicable | data not applicable | data not available | data not available | data not applicable | data not applicable | data not applicable | data not applicable | data not available | data not available | data not applicable | data not available | Connected | 10 | 9.5 | 10 | 0.0475 | 0.05 | 41122 | data not applicable | data not applicable | data not applicable | data not applicable | data not applicable | data not applicable | data not applicable | data not available | data not available | data not available | data not available | data not available | data not available | 45750
1160001357119 | [5 empty] | 1160001239540 | River island clothing company ltd | River island 1 | River Island Distribution Centre | Fen Street, Magna Park | Milton keynes | data not available | MK17 8EW | United Kingdom | 491548 | 238408 | East Claydon 132Kv S Stn | Bletchley 33Kv S Stn | Fen Farm 33 11Kv S Stn | 11 | National Grid Electricity Distribution (East Midlands) Plc | Fossil - Oil | Engine (combustion / reciprocating) | No | data not available | data not available | 0.8 | Solar | Photovoltaic | No | data not available | data not available | 0.24 | data not applicable | data not applicable | data not applicable | data not available | data not available | data not applicable | data not available | Connected | 1.04 | 0.988 | 1.04 | 0.4655 | 0.49 | 42445 | data not applicable | data not applicable | data not applicable | data not applicable | data not applicable | data not applicable | data not applicable | data not available | data not available | data not available | data not available | data not available | data not available | 45750
Data Not Applicable | [5 empty] | Data Not Available | Salton Lane Hybrid | Salton Lane Hybrid | Salton Lane | Ryedale | Nunnington | North Yorkshire | YO62 6RN | England | 471532 | 480156 | Osbaldwick | Malton Grid | Salton Lane Hybrid | 66 | Northern Powergrid (Northeast) plc | Solar | Photovoltaic | No | Data Not Applicable | Data Not Applicable | 27.5 | Storage - Electrochemical Classic Batteries -Lithium Ion (Li–ion) | Storage - Electrochemical Classic Batteries -Lithium Ion (Li–ion) | No | Data Not Available | Data Not Available | 27.5 | Data Not Available | Data Not Available | Data Not Available | Data Not Available | Data Not Available | Data Not Available | No | Accepted To Connect | Data Not Applicable | Data Not Applicable | Data Not Applicable | Data Not Applicable | Data Not Applicable | Data Not Applicable | 55 | 55 | 57.895 | 26.125 | 27.5 | 2022-09-09 00:00:00 | Data Not Available | Data Not Available | Data Not Available | Data Not Available | Data Not Available | Data Not Available | Data Not Available | 2025-02-18 | 54.21215730524294, -0.9046591840078865 | 2022-09-09 |  | North Yorkshire
Data Not Applicable | [5 empty] | Data Not Available | Hillside Farm Hybrid (Solar & BESS) | Hillside Farm Hybrid (Solar & BESS) | Hillside Farm | Pittington | Durham | County Durham | DH6 1QH | England | 433923 | 544842 | Hawthorn Pit Grid | Hawthorn Pit Grid | Hillside Farm | 66 | Northern Powergrid (Northeast) plc | Solar | Photovoltaic | No | Data Not Applicable | Data Not Applicable | 50.1 | Storage - Electrochemical Classic Batteries -Lithium Ion (Li–ion) | Storage - Electrochemical Classic Batteries -Lithium Ion (Li–ion) | No | 100 | 2 | 51.4 | Data Not Available | Data Not Available | Data Not Available | Data Not Available | Data Not Available | Data Not Available | No | Accepted To Connect | Data Not Applicable | Data Not Applicable | Data Not Applicable | Data Not Applicable | Data Not Applicable | Data Not Applicable | 101.5 | 101.5 | 106.842 | 18.525 | 19.5 | 2022-06-27 00:00:00 | Data Not Available | Data Not Available | Data Not Available | Data Not Available | Data Not Available | Data Not Available | Data Not Available | 2025-02-18 | 54.79731982192526, -1.4738859273152702 | 2022-06-27 |  | County Durham
1460001500484 | [5 empty] | 1430000035875 | Riverside hydro limited | Eccleshall biomass ltd | Premier Bio Fuels Export | Raleigh Hall Industrial Estate, Eccleshall | Stafford | data not available | ST21 6JL | United Kingdom | 383466 | 330886 | Cellarhead 132Kv | Meaford C 132Kv S Stn | Eccleshall Primary 33 11Kv S Stn | 0.4 | National Grid Electricity Distribution (West Midlands) Plc | data not available | data not available | No | data not available | data not available | 2.7 | data not applicable | data not applicable | data not applicable | data not available | data not available | data not applicable | data not applicable | data not applicable | data not applicable | data not available | data not available | data not applicable | data not available | Connected | 2.7 | 2.565 | 2.7 | 0.475 | 0.5 | 39324 | data not applicable | data not applicable | data not applicable | data not applicable | data not applicable | data not applicable | data not applicable | data not available | data not available | data not available | data not available | data not available | data not available | 45750
Data Not Applicable | [5 empty] | Data Not Available | Fawcett PV | Fawcett PV | Land to the east of A61 | Wormald Green | Harrogate | North Yorkshire | HG3 3NH | England | 430394 | 464937 | Knaresborough | Wormald Green 132/33kV | Fawcett PV | 33 | Northern Powergrid (Northeast) plc | Solar | Photovoltaic | No | Data Not Applicable | Data Not Applicable | 24 | Data Not Available | Data Not Available | Data Not Available | Data Not Available | Data Not Available | Data Not Available | Data Not Available | Data Not Available | Data Not Available | Data Not Available | Data Not Available | Data Not Available | No | Accepted To Connect | Data Not Applicable | Data Not Applicable | Data Not Applicable | Data Not Applicable | Data Not Applicable | Data Not Applicable | 24 | 24 | 25.263 | Data Not Available | Data Not Available | 2022-02-10 00:00:00 | Data Not Available | Data Not Available | Data Not Available | Data Not Available | Data Not Available | Data Not Available | Data Not Available | 2022-06-14 | 54.07946345769841, -1.536940149592258 | 2022-02-10 |  | Harrogate
1900091644441 | [5 empty] | Data not available | Roadnight Taylor Ltd | THE WOODYARD | WHITEHILL RD |  | SOUTHFLEET | KENT | DA13 9NA | England | 559977 | 170027 | Northfleet East | Northfleet East 33kV | Longfield 11kV | 11 | South Eastern Power Networks (SPN) | Fossil - Gas | Engine (combustion / reciprocating) |  |  |  | 7.5 | [12 empty] | No | Connected | 7.5 | 7.5 | 7.5 |  |  | 2018-08-21 | [13 empty] | 2021-07-14 | 0.59839 | 51.4291 | 51.4290820160079, 0.598385288455833 | SPN-S000000009925 | Fossil fuel
1574200506633 | [5 empty] | 1570000190631 | Newcastle Airport | Newcastle Airport | Newcastle Airport PV Farm | Woolsington | Newcastle Upon Tyne | Tyne and Wear | NE13 8BZ | England | 418526 | 571482 | Stella North | Blucher | Newcastle Airport | 11 | Northern Powergrid (Northeast) plc | Solar | Photovoltaic | No | Data Not Applicable | Data Not Applicable | 2.6 | Data Not Available | Data Not Available | Data Not Available | Data Not Available | Data Not Available | Data Not Available | Data Not Available | Data Not Available | Data Not Available | Data Not Available | Data Not Available | Data Not Available | No | Connected | 2.6 | 2.6 | 2.737 | Data Not Available | Data Not Available | 2023-03-08 00:00:00 | Data Not Applicable | Data Not Applicable | 2.737 | Data Not Applicable | Data Not Applicable | 2022-11-30 00:00:00 | Data Not Available | Data Not Available | Data Not Available | Data Not Available | Data Not Available | Data Not Available | Data Not Available | 2022-12-09 | 55.03751258534307, -1.711661102804765 | 2022-11-30 | 2023-03-08 | Newcastle upon Tyne
1574200360406 | [5 empty] | 1580001801563 | Morrison Road PV | Morrison Road PV | Morrisons | Morrison Road | Stanley | County Durham | DH9 7RX | England | 417151 | 551076 | Stella South | Annfield | Annfield 66/20kV | 20 | Northern Powergrid (Northeast) plc | Solar | Photovoltaic | No | Data Not Applicable | Data Not Applicable | 3.503 | Data Not Available | Data Not Available | Data Not Available | Data Not Available | Data Not Available | Data Not Available | Data Not Available | Data Not Available | Data Not Available | Data Not Available | Data Not Available | Data Not Available | No | Connected | 3.503 | 1.4 | 1.474 | Data Not Available | Data Not Available | 2023-01-25 00:00:00 | Data Not Applicable | Data Not Applicable | 3.687 | Data Not Applicable | Data Not Applicable | 2022-03-18 00:00:00 | Data Not Available | Data Not Available | Data Not Available | Data Not Available | Data Not Available | Data Not Available | Data Not Available | 2024-02-22 | 54.854190466946825, -1.7343857327187666 | 2022-03-18 | 2023-01-25 | County Durham
1470000270353 | [5 empty] | 1470000270344 | Robert hopkins environmental services ltd | Energy recovery services (west midlands) ltd | Robert Hopkins Environmental | Bullock Street | West bromwich | data not available | B70 7HE | United Kingdom | 400493 | 290030 | Ocker Hill C 132Kv S Stn | data not available | Black Lake 132/11Kv | 11 | National Grid Electricity Distribution (West Midlands) Plc | Biomass | Steam turbine (thermal power plant) | No | data not available | data not available | 4 | Biomass | Steam turbine (thermal power plant) | No | data not available | data not available | 4 | data not applicable | data not applicable | data not applicable | data not available | data not available | data not applicable | data not available | Connected | 8 | 3.8 | 4 | 0.76 | 0.8 | 41713 | data not applicable | data not applicable | data not applicable | data not applicable | data not applicable | data not applicable | data not applicable | data not available | data not available | data not available | data not available | data not available | data not available | 45750
2394000107089 | [5 empty] | 2394000085806 | Greens Lane Wind Farm 1 | Greens Lane Wind Farm 1 | Wadworth Hill House | Greens Lane | Burton Pidsea | North Yorkshire | HU12 9EY | England | 523539 | 429212 | Creyke Beck | Driffield/Beverley Group | Burton Pidsea | 11 | Northern Powergrid (Yorkshire) plc | Wind | Onshore wind turbines | No | Data Not Applicable | Data Not Applicable | 13.6 | Data Not Available | Data Not Available | Data Not Available | Data Not Available | Data Not Available | Data Not Available | Data Not Available | Data Not Available | Data Not Available | Data Not Available | Data Not Available | Data Not Available | No | Connected | 13.6 | 13.6 | 14.316 | Data Not Available | Data Not Available | 2014-09-11 00:00:00 | Data Not Applicable | Data Not Applicable | 14.316 | Data Not Applicable | Data Not Applicable | Data Not Available | Data Not Available | Data Not Available | Data Not Available | Data Not Available | Data Not Available | Data Not Available | Data Not Available | 2017-03-08 | 53.74465316748615, -0.12821352984734294 |  | 2014-09-11 | East Riding of Yorkshire
Data Not Applicable | [5 empty] | Data Not Available | Martindale Farm Hybrid | Martindale Farm Hybrid | Martindale Farm | Elwick | Hartlepool | County Durham | TS27 3DT | England | 445233 | 532831 | Hartmoor | Martindale Farm Hybrid | Martindale Farm Hybrid Direct | 132 | Northern Powergrid (Northeast) plc | Stored Energy (all stored energy irrespective of the original energy source) | Storage - Electrochemical Classic Batteries -Lithium Ion (Li–ion) | No | Data Not Available | Data Not Available | 240 | Photovoltaic | Photovoltaic | No | Data Not Applicable | Data Not Applicable | 240 | Onshore wind turbines | Onshore wind turbines | No | Data Not Applicable | Data Not Applicable | 116 | No | Accepted To Connect | Data Not Applicable | Data Not Applicable | Data Not Applicable | Data Not Applicable | Data Not Applicable | Data Not Applicable | 596 | 596 | 627.368 | 239.875 | 252.5 | 2024-01-16 00:00:00 | Data Not Available | Data Not Available | Data Not Available | Data Not Available | Data Not Available | Data Not Available | Data Not Available | 2024-12-19 | 54.68850092171305, -1.29984650600283 | 2024-01-16 |  | Hartlepool
2394000113278 | [5 empty] | Data Not Available | Spaldington Airfield Wind Farm | Spaldington Airfield Wind Farm | Spaldington Airfield Wind Farm | Wood Lane | Brind | North Yorkshire | DN14 7NG | England | 475554 | 432238 | Drax | Osgodby 3/4 | Spaldington Airfield Windfarm | 33 | Northern Powergrid (Yorkshire) plc | Wind | Onshore wind turbines | No | Data Not Applicable | Data Not Applicable | 12.5 | Data Not Available | Data Not Available | Data Not Available | Data Not Available | Data Not Available | Data Not Available | Data Not Available | Data Not Available | Data Not Available | Data Not Available | Data Not Available | Data Not Available | No | Connected | 12.5 | 12.5 | 13.158 | Data Not Available | Data Not Available | 2016-03-01 00:00:00 | Data Not Applicable | Data Not Applicable | 13.158 | Data Not Applicable | Data Not Applicable | Data Not Available | Data Not Available | Data Not Available | Data Not Available | Data Not Available | Data Not Available | Data Not Available | Data Not Available | 2017-03-08 | 53.780997571802416, -0.8548769801103243 |  | 2016-03-01 | East Riding of Yorkshire
Data Not Available | [5 empty] | Data Not Available | Hylton Plantation | Hylton Plantation | Washington Road | Washington Road | Sunderland | Tyne and Wear | SR5 3NS | England | 434416 | 559011 | West Boldon | West Boldon | Nissan | 11 | Northern Powergrid (Northeast) plc | Solar | Photovoltaic | No | Data Not Applicable | Data Not Applicable | 11 | Data Not Available | Data Not Available | Data Not Available | Data Not Available | Data Not Available | Data Not Available | Data Not Available | Data Not Available | Data Not Available | Data Not Available | Data Not Available | Data Not Available | No | Connected | 11 | 11 | 11.579 | Data Not Available | Data Not Available | 2024-03-27 00:00:00 | Data Not Applicable | Data Not Applicable | 11.579 | Data Not Applicable | Data Not Applicable | 2023-03-22 00:00:00 | Data Not Available | Data Not Available | Data Not Available | Data Not Available | Data Not Available | Data Not Available | Data Not Available | 2023-04-12 | 54.92460856514097, -1.4645347577885643 | 2023-03-22 | 2024-03-27 | Sunderland
1800053648240 | [5 empty] | data not applicable | Roche Products Ltd | Roche CHP | dsm-firmenich Dalry | Drakemyre | Dalry | North Ayrshire | KA24 5JJ | Scotland | 229596 | 650312 | Kilwinning | data not applicable | ROCHE PRODUCTS (Customer substation) | 11 | SP Distribution Ltd | Other | Steam-gas turbine (CCGT) | Yes | 0 | 0 | 16 | data not applicable | data not applicable | No | 0 | 0 | 0 | data not applicable | data not applicable | No | 0 | 0 | 0 | Yes | Connected | 16 | 16 | 16.8421 | 0 | 0 | 34425 | data not applicable | data not applicable | data not applicable | data not applicable | data not applicable | data not available | data not available | N | N | data not available | N | data not available | data not available | 45019 | data not available | 668
2200032050436 | [5 empty] | 2200032138124 | Rolls-royce plc | Bristol filton import/export site | Po Box 3 | Filton | Bristol | data not available | BS34 7QE | United Kingdom | 360933 | 181045 | data not available | data not available | data not available | data not available | National Grid Electricity Distribution (South West) Plc | data not available | data not available | No | data not available | data not available | 57.6 | Solar | Photovoltaic | No | data not available | data not available | 2.64 | data not applicable | data not applicable | data not applicable | data not available | data not available | data not applicable | data not available | Connected | 60.24 | 47.5 | 50 | 8.55 | 9 | 42633 | data not applicable | data not applicable | data not applicable | data not applicable | data not applicable | data not applicable | data not applicable | data not available | data not available | data not available | data not available | data not available | data not available | 45750
2394000130956 | [5 empty] | Data Not Available | Twin Rivers Wind Farm | Twin Rivers Wind Farm | Twin Rivers Windfarm | Twin Rivers Windfarm | Google | North Yorkshire | DN14 8HL | England | 481836 | 422981 | Camblesforth | Camblesforth | Twin Rivers Windfarm | 66 | Northern Powergrid (Yorkshire) plc | Wind | Onshore wind turbines | No | Data Not Applicable | Data Not Applicable | 28.88 | Data Not Available | Data Not Available | Data Not Available | Data Not Available | Data Not Available | Data Not Available | Data Not Available | Data Not Available | Data Not Available | Data Not Available | Data Not Available | Data Not Available | No | Connected | 28.88 | 27.816 | 29.28 | Data Not Available | Data Not Available | 2016-08-01 00:00:00 | Data Not Applicable | Data Not Applicable | 30.4 | Data Not Applicable | Data Not Applicable | Data Not Available | Data Not Available | Data Not Available | Data Not Available | Data Not Available | Data Not Available | Data Not Available | Data Not Available | 2017-03-08 | 53.696866699023246, -0.762012045589845 |  | 2016-08-01 | East Riding of Yorkshire
2394000072198 | [5 empty] | Data Not Available | Rusholme Wind Farm | Rusholme Wind Farm | Rusholme Windfarm | Rusholme Lane | Selby | North Yorkshire | YO8 8PW | England | 468807 | 426643 | Camblesforth | Camblesforth | Rusholme Windfarm | 66 | Northern Powergrid (Yorkshire) plc | Wind | Onshore wind turbines | No | Data Not Applicable | Data Not Applicable | 23.75 | Data Not Available | Data Not Available | Data Not Available | Data Not Available | Data Not Available | Data Not Available | Data Not Available | Data Not Available | Data Not Available | Data Not Available | Data Not Available | Data Not Available | No | Connected | 23.75 | 23.847 | 25.102 | Data Not Available | Data Not Available | 2010-07-21 00:00:00 | Data Not Applicable | Data Not Applicable | 25 | Data Not Applicable | Data Not Applicable | Data Not Available | Data Not Available | Data Not Available | Data Not Available | Data Not Available | Data Not Available | Data Not Available | Data Not Available | 2017-03-08 | 53.73165174944764, -0.9584939550758065 |  | 2010-07-21 | North Yorkshire
Data Not Applicable | [5 empty] | Data Not Available | Colliery Farm SPV & BESS | Colliery Farm SPV & BESS | Colliery Farm | High Haswell | Durham | County Durham | DH6 2AA | England | 436396 | 544004 | Hawthorn Pit Grid | Colliery Farm SPV & BESS | Colliery Farm SPV & BESS Direct | 132 | Northern Powergrid (Northeast) plc | Solar | Photovoltaic | No | Data Not Applicable | Data Not Applicable | 161.9 | Storage - Electrochemical Classic Batteries -Lithium Ion (Li–ion) | Storage - Electrochemical Classic Batteries -Lithium Ion (Li–ion) | No | 300 | 2 | 158.4 | Data Not Available | Data Not Available | Data Not Available | Data Not Available | Data Not Available | Data Not Available | No | Accepted To Connect | Data Not Applicable | Data Not Applicable | Data Not Applicable | Data Not Applicable | Data Not Applicable | Data Not Applicable | 320.3 | 320.3 | 337.158 | 142.5 | 150 | 2023-12-18 00:00:00 | Data Not Available | Data Not Available | Data Not Available | Data Not Available | Data Not Available | Data Not Available | Data Not Available | 2025-02-17 | 54.78961677752107, -1.435527787327431 | 2023-12-18 |  | County Durham
2394000129204 | [5 empty] | Data Not Available | Carlam Solar Farm | Carlam Solar Farm | Hill Farm | Sutton-on-Hull | Hull | North Yorkshire | HU7 5YX | England | 510570 | 436680 | Creyke Beck | Bransholme | Wawne Road | 11 | Northern Powergrid (Yorkshire) plc | Solar | Photovoltaic | No | Data Not Applicable | Data Not Applicable | 8.2 | Data Not Available | Data Not Available | Data Not Available | Data Not Available | Data Not Available | Data Not Available | Data Not Available | Data Not Available | Data Not Available | Data Not Available | Data Not Available | Data Not Available | No | Connected | 8.2 | 8.2 | 8.632 | Data Not Available | Data Not Available | 2016-06-01 00:00:00 | Data Not Applicable | Data Not Applicable | 8.632 | Data Not Applicable | Data Not Applicable | Data Not Available | Data Not Available | Data Not Available | Data Not Available | Data Not Available | Data Not Available | Data Not Available | Data Not Available | 2017-03-08 | 53.81465536279676, -0.32209448973893134 |  | 2016-06-01 | East Riding of Yorkshire
Data Not Applicable | [5 empty] | Data Not Available | Court Green Farm Additional Solar | Court Green Farm | Court Green Farm | Wilton Lane | Guisborough | North Yorkshire | TS14 6QY | England | 459254 | 518242 | Lackenby | Lackenby | Court Green Farm | 66 | Northern Powergrid (Northeast) plc | Solar | Photovoltaic | No | Data Not Applicable | Data Not Applicable | 20 | Data Not Available | Data Not Available | Data Not Available | Data Not Available | Data Not Available | Data Not Available | Data Not Available | Data Not Available | Data Not Available | Data Not Available | Data Not Available | Data Not Available | No | Accepted To Connect | Data Not Applicable | Data Not Applicable | Data Not Applicable | Data Not Applicable | Data Not Applicable | Data Not Applicable | 20 | 20 | 21.053 | Data Not Available | Data Not Available | 2023-07-13 00:00:00 | Data Not Available | Data Not Available | Data Not Available | Data Not Available | Data Not Available | Data Not Available | Data Not Available | 2023-07-25 | 54.55595939444257, -1.0853190030417121 | 2023-07-13 |  | Redcar and Cleveland
2394000124303 | [5 empty] | Data Not Available | Hook Moor Wind Farm | Hook Moor Wind Farm | Hook Moor | Aberford | Leeds | West Yorkshire | LS25 3DJ | England | 443116 | 434968 | Ferrybridge B | Bramham | Hook Moor Windfarm | 33 | Northern Powergrid (Yorkshire) plc | Wind | Onshore wind turbines | No | Data Not Applicable | Data Not Applicable | 9.696 | Data Not Available | Data Not Available | Data Not Available | Data Not Available | Data Not Available | Data Not Available | Data Not Available | Data Not Available | Data Not Available | Data Not Available | Data Not Available | Data Not Available | No | Connected | 9.696 | 9.696 | 10.206 | Data Not Available | Data Not Available | 2015-11-01 00:00:00 | Data Not Applicable | Data Not Applicable | 10.206 | Data Not Applicable | Data Not Applicable | Data Not Available | Data Not Available | Data Not Available | Data Not Available | Data Not Available | Data Not Available | Data Not Available | Data Not Available | 2017-03-08 | 53.80922262903928, -1.3467248885596017 |  | 2015-11-01 | Leeds
Data Not Applicable | [5 empty] | Data Not Available | Port Clarance Hydrogen & Gas | Port Clarance Hydrogen & Gas | Land lying to the East of | Port Clarence Road | Middlesbrough | North Yorkshire | TS2 1TT | England | 451943 | 522901 | Saltholme | Port Clarence Gas | Port Clarence Gas Direct | 132 | Northern Powergrid (Northeast) plc | Fossil - Gas | Engine (combustion / reciprocating) | Yes | Data Not Applicable | Data Not Applicable | 100 | Data Not Available | Data Not Available | Data Not Available | Data Not Available | Data Not Available | Data Not Available | Data Not Available | Data Not Available | Data Not Available | Data Not Available | Data Not Available | Data Not Available | No | Accepted To Connect | Data Not Applicable | Data Not Applicable | Data Not Applicable | Data Not Applicable | Data Not Applicable | Data Not Applicable | 100 | 100 | 105.263 | Data Not Available | Data Not Available | 2023-08-03 00:00:00 | Data Not Available | Data Not Available | Data Not Available | Data Not Available | Data Not Available | Data Not Available | Data Not Available | 2023-09-11 | 54.598626159196066, -1.1975277576315686 | 2023-08-03 |  | Stockton-on-Tees
1050001197864 | [6 empty] | Rolton Group | HODDESDON ADVANCED THERMAL | Rattys lane |  | HODDESDON | Herts | EN11 0RF | England | 538798 | 208872 | Rye House | Rye House Grid 33kV |  | 33 | Eastern Power Networks (EPN) | Biofuel - Biogas from anaerobic digestion (excluding landfill & sewage) | Engine (combustion / reciprocating) |  |  |  | 9 | [12 empty] | No | Connected | 9 | 9 | 9.474 |  |  | 2016-10-01 | [13 empty] | 2024-11-14 | 0.99893 | 52.5205 | 52.5204859921061, 0.9989310312232 | EPN-S0000000H5063 | Biogas
2394000122797 | [5 empty] | Data Not Available | Wothersome Anaerobic Digestion | Wothersome Anaerobic Digestion | Wothersome Farm | Bramham | Wetherby | West Yorkshire | LS23 6LY | England | 439847 | 442631 | Ferrybridge B | Bramham | Warren Lane | 11 | Northern Powergrid (Yorkshire) plc | Waste | Gas turbine (OCGT) | No | Data Not Applicable | Data Not Applicable | 1.2 | Data Not Available | Data Not Available | Data Not Available | Data Not Available | Data Not Available | Data Not Available | Data Not Available | Data Not Available | Data Not Available | Data Not Available | Data Not Available | Data Not Available | No | Connected | 1.2 | 1.2 | 1.263 | Data Not Available | Data Not Available | 2015-07-07 00:00:00 | Data Not Applicable | Data Not Applicable | 1.263 | Data Not Applicable | Data Not Applicable | 2015-01-01 00:00:00 | Data Not Available | Data Not Available | Data Not Available | Data Not Available | Data Not Available | Data Not Available | Data Not Available | 2017-03-08 | 53.87835294804921, -1.3953734871988699 | 2015-01-01 | 2015-07-07 | Leeds
2394000058333 | [5 empty] | Data Not Available | Welbeck Generation | Welbeck Generation | Welbeck Landfill Site | Boudary Lane | Normanton | West Yorkshire | WF6 2JA | England | 436315 | 422273 | Ferrybridge B | Featherstone | Welbeck Generation | 33 | Northern Powergrid (Yorkshire) plc | Waste | Gas turbine (OCGT) | No | Data Not Applicable | Data Not Applicable | 8 | Data Not Available | Data Not Available | Data Not Available | Data Not Available | Data Not Available | Data Not Available | Data Not Available | Data Not Available | Data Not Available | Data Not Available | Data Not Available | Data Not Available | No | Connected | 8 | 11.97 | 12.6 | Data Not Available | Data Not Available | 2009-04-01 00:00:00 | Data Not Applicable | Data Not Applicable | 8.421 | Data Not Applicable | Data Not Applicable | Data Not Available | Data Not Available | Data Not Available | Data Not Available | Data Not Available | Data Not Available | Data Not Available | Data Not Available | 2017-03-08 | 53.69564270224576, -1.4514863996016079 |  | 2009-04-01 | Wakefield
Data Not Applicable | [5 empty] | Data Not Available | Harperley Lane Solar & BESS | Harperley Lane Solar & BESS | LAND AT NEW HOUSE | LAND AT NEW HOUSE | TANTOBIE | County Durham | DH9 9TU | England | 417363 | 554387 | Stella South | Harperley Lane | Harperley Lane Direct | 132 | Northern Powergrid (Northeast) plc | Stored Energy (all stored energy irrespective of the original energy source) | Storage - Electrochemical Classic Batteries -Lithium Ion (Li–ion) | No | Data Not Available | Data Not Available | 43 | Photovoltaic | Photovoltaic | No | Data Not Applicable | Data Not Applicable | 49.9 | Data Not Available | Data Not Available | Data Not Available | Data Not Available | Data Not Available | Data Not Available | No | Accepted To Connect | Data Not Applicable | Data Not Applicable | Data Not Applicable | Data Not Applicable | Data Not Applicable | Data Not Applicable | 92.9 | 92.9 | 97.789 | 47.405 | 49.9 | 2022-10-19 00:00:00 | Data Not Available | Data Not Available | Data Not Available | Data Not Available | Data Not Available | Data Not Available | Data Not Available | 2025-02-18 | 54.88393668182102, -1.730885792222173 | 2022-10-19 |  | County Durham
Data Not Applicable | [5 empty] | Data Not Available | Holywell PV | Holywell PV | Land at Holywell Bank Top Farm | Holywell Village | Seaton | Northumberland | NE25 0QS | England | 431720 | 574342 | Tynemouth | Holywell | Holywell Direct | 132 | Northern Powergrid (Northeast) plc | Solar | Photovoltaic | No | Data Not Applicable | Data Not Applicable | 52.8 | Data Not Available | Data Not Available | Data Not Available | Data Not Available | Data Not Available | Data Not Available | Data Not Available | Data Not Available | Data Not Available | Data Not Available | Data Not Available | Data Not Available | No | Accepted To Connect | Data Not Applicable | Data Not Applicable | Data Not Applicable | Data Not Applicable | Data Not Applicable | Data Not Applicable | 52.8 | 52.8 | 55.579 | Data Not Available | Data Not Available | 2023-10-17 00:00:00 | Data Not Available | Data Not Available | Data Not Available | Data Not Available | Data Not Available | Data Not Available | Data Not Available | 2023-11-08 | 55.06254824294362, -1.5049066347398383 | 2023-10-17 |  | Northumberland
2000000000000 | [5 empty] | 2000000000000 | ROSSITER POWER IMPORT | UNIT A1 MARSTON TRADING ESTATE | DATA NOT AVAILABLE | DATA NOT AVAILABLE | FROME | SOMERSET | BA11 4BY | ENGLAND | 377543 | 146954 | MELKSHAM GSP | FROME | FROME | 11 | SOUTHERN ELECTRIC POWER DISTRIBUTION PLC | HYDRO (TO BE CONFIRMED) | HYDRO POWER SYSTEM | NO | DATA NOT AVAILABLE | DATA NOT AVAILABLE | 2.4082 | DATA NOT AVAILABLE | DATA NOT AVAILABLE | DATA NOT AVAILABLE | DATA NOT AVAILABLE | DATA NOT AVAILABLE | DATA NOT AVAILABLE | DATA NOT AVAILABLE | DATA NOT AVAILABLE | DATA NOT AVAILABLE | DATA NOT AVAILABLE | DATA NOT AVAILABLE | DATA NOT AVAILABLE | DATA NOT AVAILABLE | CONNECTED | 2.4082 | 2.4082 | 2.535 | 0.19 | 0.2 | DATA NOT AVAILABLE | DATA NOT AVAILABLE | DATA NOT AVAILABLE | DATA NOT AVAILABLE | DATA NOT AVAILABLE | DATA NOT AVAILABLE | DATA NOT AVAILABLE | DATA NOT AVAILABLE | N | DATA NOT AVAILABLE | DATA NOT AVAILABLE | DATA NOT AVAILABLE | DATA NOT AVAILABLE | DATA NOT AVAILABLE | 45176
Data Not Applicable | [5 empty] | Data Not Available | Edinburgh Building PV | Edinburgh Building PV | Edinburgh Building | Chester Road | Sunderland | Tyne and Wear | SR1 3SD | England | 439051 | 556874 | Offerton | Offerton | Mount Road | 11 | Northern Powergrid (Northeast) plc | Solar | Photovoltaic | No | Data Not Applicable | Data Not Applicable | 1.15 | Data Not Available | Data Not Available | Data Not Available | Data Not Available | Data Not Available | Data Not Available | Data Not Available | Data Not Available | Data Not Available | Data Not Available | Data Not Available | Data Not Available | No | Accepted To Connect | Data Not Applicable | Data Not Applicable | Data Not Applicable | Data Not Applicable | Data Not Applicable | Data Not Applicable | 1.15 | 1.15 | 1.211 | Data Not Available | Data Not Available | 2022-09-07 00:00:00 | Data Not Available | Data Not Available | Data Not Available | Data Not Available | Data Not Available | Data Not Available | Data Not Available | 2023-09-11 | 54.905066045388125, -1.3925080124432812 | 2022-09-07 |  | Sunderland
1574200362662 | [5 empty] | Data Not Available | Bhk Uk PV | Bhk Uk PV | Bhk Uk Ltd Davey Drive | North West Industrial Estate | Durham | County Durham | SR8 2JF | England | 441032 | 541887 | Hawthorn Pit Grid | Hawthorn Pit Grid | Peterlee Industrial | 0.4 | Northern Powergrid (Northeast) plc | Solar | Photovoltaic | No | Data Not Applicable | Data Not Applicable | 1 | Data Not Available | Data Not Available | Data Not Available | Data Not Available | Data Not Available | Data Not Available | Data Not Available | Data Not Available | Data Not Available | Data Not Available | Data Not Available | Data Not Available | No | Connected | 1 | 0.99 | 1.042 | Data Not Available | Data Not Available | 2023-03-11 00:00:00 | Data Not Applicable | Data Not Applicable | 1.053 | Data Not Applicable | Data Not Applicable | 2022-08-10 00:00:00 | Data Not Available | Data Not Available | Data Not Available | Data Not Available | Data Not Available | Data Not Available | Data Not Available | 2024-12-02 | 54.77023696948719, -1.3637363459665173 | 2022-08-10 | 2023-03-11 | County Durham
Data Not Applicable | [5 empty] | Data Not Available | West Side Tyne Dock PV | West Side Tyne Dock PV | West Side | Tyne Dock | South Shields | Tyne and Wear | NE34 9PL | England | 434737 | 565521 | South Shields | South Shields | Simonside | 11 | Northern Powergrid (Northeast) plc | Solar | Photovoltaic | No | Data Not Applicable | Data Not Applicable | 3 | Data Not Available | Data Not Available | Data Not Available | Data Not Available | Data Not Available | Data Not Available | Data Not Available | Data Not Available | Data Not Available | Data Not Available | Data Not Available | Data Not Available | No | Accepted To Connect | Data Not Applicable | Data Not Applicable | Data Not Applicable | Data Not Applicable | Data Not Applicable | Data Not Applicable | 3 | 3 | 3.158 | Data Not Available | Data Not Available | 2023-05-11 00:00:00 | Data Not Available | Data Not Available | Data Not Available | Data Not Available | Data Not Available | Data Not Available | Data Not Available | 2023-09-11 | 54.983084115413355, -1.458741237007031 | 2023-05-11 |  | South Tyneside
Data Not Available | [5 empty] | Data Not Available | Kasai Uk PV | Kasai Uk PV | Kasai Uk Ltd | Stephenson Road | Washington | Tyne and Wear | NE37 3HR | England | 431111 | 558690 | West Boldon | West Boldon | Usworth | 11 | Northern Powergrid (Northeast) plc | Solar | Photovoltaic | No | Data Not Applicable | Data Not Applicable | 1.45 | Data Not Available | Data Not Available | Data Not Available | Data Not Available | Data Not Available | Data Not Available | Data Not Available | Data Not Available | Data Not Available | Data Not Available | Data Not Available | Data Not Available | No | Connected | 1.45 | 0.5 | 0.526 | Data Not Available | Data Not Available | 2023-07-17 00:00:00 | Data Not Applicable | Data Not Applicable | 1.526 | Data Not Applicable | Data Not Applicable | 2023-04-17 00:00:00 | Data Not Available | Data Not Available | Data Not Available | Data Not Available | Data Not Available | Data Not Available | Data Not Available | 2023-09-11 | 54.92194017984424, -1.5161353000522628 | 2023-04-17 | 2023-07-17 | Sunderland
1574200472630 | [5 empty] | 1592001109911 | SNOP PV | SNOP PV | SNOP | Rainhill Road | Washington | Tyne and Wear | NE37 3HP | England | 431577 | 558451 | West Boldon | West Boldon | Usworth | 11 | Northern Powergrid (Northeast) plc | Solar | Photovoltaic | No | Data Not Applicable | Data Not Applicable | 1 | Data Not Available | Data Not Available | Data Not Available | Data Not Available | Data Not Available | Data Not Available | Data Not Available | Data Not Available | Data Not Available | Data Not Available | Data Not Available | Data Not Available | No | Connected | 1 | 0.999 | 1.052 | Data Not Available | Data Not Available | 2023-10-27 00:00:00 | Data Not Applicable | Data Not Applicable | 1.053 | Data Not Applicable | Data Not Applicable | 2023-02-02 00:00:00 | Data Not Available | Data Not Available | Data Not Available | Data Not Available | Data Not Available | Data Not Available | Data Not Available | 2023-09-11 | 54.91976339715379, -1.5088912004755577 | 2023-02-02 | 2023-10-27 | Sunderland
2394000094865 | [5 empty] | Data Not Available | Blackstone Edge Wind Farm | Blackstone Edge Wind Farm | Near | Blackstone Edge | Holmfirth | West Yorkshire | HD9 7TW | England | 418614 | 405666 | Elland | Thornhill 132kV | Scholes | 11 | Northern Powergrid (Yorkshire) plc | Wind | Onshore wind turbines | No | Data Not Applicable | Data Not Applicable | 5.7 | Data Not Available | Data Not Available | Data Not Available | Data Not Available | Data Not Available | Data Not Available | Data Not Available | Data Not Available | Data Not Available | Data Not Available | Data Not Available | Data Not Available | No | Connected | 5.7 | 5.7 | 6 | Data Not Available | Data Not Available | 2012-12-01 00:00:00 | Data Not Applicable | Data Not Applicable | 6 | Data Not Applicable | Data Not Applicable | Data Not Available | Data Not Available | Data Not Available | Data Not Available | Data Not Available | Data Not Available | Data Not Available | Data Not Available | 2017-03-08 | 53.54730400639289, -1.7205494996163393 |  | 2012-12-01 | Barnsley
1574000318459 | [5 empty] | Data Not Available | Rotary Way | Rotary Way | Bio Gas | Rotary Way | Consett | County Durham | DH8 7ND | England | 411941 | 551106 | Stella South | Annfield | Consett | 20 | Northern Powergrid (Northeast) plc | Biomass | Steam turbine (thermal power plant) | No | Data Not Applicable | Data Not Applicable | 1 | Data Not Available | Data Not Available | Data Not Available | Data Not Available | Data Not Available | Data Not Available | Data Not Available | Data Not Available | Data Not Available | Data Not Available | Data Not Available | Data Not Available | No | Connected | 1 | 1 | 1.053 | Data Not Available | Data Not Available | 2014-06-04 00:00:00 | Data Not Applicable | Data Not Applicable | 1.053 | Data Not Applicable | Data Not Applicable | Data Not Available | Data Not Available | Data Not Available | Data Not Available | Data Not Available | Data Not Available | Data Not Available | Data Not Available | 2017-03-08 | 54.85461024646523, -1.8155338938859993 |  | 2014-06-04 | County Durham
2000000000000 | [5 empty] | 2000000000000 | ROWNHAMS IMPORT | DATA NOT AVAILABLE | ROWHAMS GAS POWER STATION | DATA NOT AVAILABLE | SOUTHAMPTON | HAMPSHIRE | SO16 0XZ | ENGLAND | 437315 | 116792 | NURSLING GSP | ROWNHAMS | ROWNHAM | 33 | SOUTHERN ELECTRIC POWER DISTRIBUTION PLC | DATA NOT AVAILABLE | DATA NOT AVAILABLE | NO | DATA NOT AVAILABLE | DATA NOT AVAILABLE | 20.1305 | DATA NOT AVAILABLE | DATA NOT AVAILABLE | DATA NOT AVAILABLE | DATA NOT AVAILABLE | DATA NOT AVAILABLE | DATA NOT AVAILABLE | DATA NOT AVAILABLE | DATA NOT AVAILABLE | DATA NOT AVAILABLE | DATA NOT AVAILABLE | DATA NOT AVAILABLE | DATA NOT AVAILABLE | DATA NOT AVAILABLE | CONNECTED | 20.1305 | 20.1305 | 21.19 | DATA NOT AVAILABLE | DATA NOT AVAILABLE | DATA NOT AVAILABLE | DATA NOT AVAILABLE | DATA NOT AVAILABLE | DATA NOT AVAILABLE | DATA NOT AVAILABLE | DATA NOT AVAILABLE | DATA NOT AVAILABLE | DATA NOT AVAILABLE | N | DATA NOT AVAILABLE | DATA NOT AVAILABLE | DATA NOT AVAILABLE | DATA NOT AVAILABLE | DATA NOT AVAILABLE | 45176
1200010039150 | [6 empty] | Royal Free Hospital |  | POND STREET |  | Hampstead | LONDON | NW3 2QG | England | 527249 | 185404 | Lodge Road 66kV | - | Lithos Rd A 11kV | 11 | London Power Networks (LPN) | Fossil - Gas | Steam-gas turbine (CCGT) |  |  |  | 4.87 | [12 empty] | No | Connected | 4.87 | 4.87 | 5.413 |  |  | 1998-01-01 | [13 empty] | 2020-11-13 | 0.16772 | 51.4929 | 51.4928500620933, 0.167720885865934 |  | Solar PV
1574000328067 | [5 empty] | Data Not Available | Sand Hutton Solar Generation | Sand Hutton Solar Generation | Sandhutton Solar Farm | Carlton Miniott | Thirsk | North Yorkshire | YO7 4NH | England | 439954 | 481741 | Norton | Leeming Bar/Skeeby | Thirsk | 11 | Northern Powergrid (Northeast) plc | Solar | Photovoltaic | No | Data Not Applicable | Data Not Applicable | 5 | Data Not Available | Data Not Available | Data Not Available | Data Not Available | Data Not Available | Data Not Available | Data Not Available | Data Not Available | Data Not Available | Data Not Available | Data Not Available | Data Not Available | No | Connected | 5 | 5 | 5.263 | Data Not Available | Data Not Available | 2017-03-01 00:00:00 | Data Not Applicable | Data Not Applicable | 5.263 | Data Not Applicable | Data Not Applicable | 2016-07-29 12:20:00 | Data Not Available | Data Not Available | Data Not Available | Data Not Available | Data Not Available | Data Not Available | Data Not Available | 2017-03-08 | 54.22982873183799, -1.3886091675313248 | 2016-07-29 | 2017-03-01 | North Yorkshire
1574000323608 | [5 empty] | Data Not Available | Mill Hill Farm | Mill Hill Farm | Mill Hill Farm | Farlington | York | North Yorkshire | YO60 6QN | England | 462969 | 467191 | Osbaldwick | Malton Grid | Sheriff Hutton | 11 | Northern Powergrid (Northeast) plc | Solar | Photovoltaic | No | Data Not Applicable | Data Not Applicable | 3.99 | Data Not Available | Data Not Available | Data Not Available | Data Not Available | Data Not Available | Data Not Available | Data Not Available | Data Not Available | Data Not Available | Data Not Available | Data Not Available | Data Not Available | No | Connected | 3.99 | 3.99 | 4.2 | Data Not Available | Data Not Available | 2015-12-02 00:00:00 | Data Not Applicable | Data Not Applicable | 4.2 | Data Not Applicable | Data Not Applicable | Data Not Available | Data Not Available | Data Not Available | Data Not Available | Data Not Available | Data Not Available | Data Not Available | Data Not Available | 2017-03-08 | 54.0967734838323, -1.0386414452094734 |  | 2015-12-02 | North Yorkshire
Data Not Available | [5 empty] | Data Not Available | Royal Hallamshire Hospital | Royal Hallamshire Hospital | Glossop Road | Broomhall | Sheffield | South Yorkshire | S10 2JF | England | 433705 | 387025 | Sheffield City | Sheffield City | Victoria Street | 11 | Northern Powergrid (Yorkshire) plc | Fossil - Gas | Steam turbine (thermal power plant) | Yes | Data Not Applicable | Data Not Applicable | 1.95 | Data Not Available | Data Not Available | Data Not Available | Data Not Available | Data Not Available | Data Not Available | Data Not Available | Data Not Available | Data Not Available | Data Not Available | Data Not Available | Data Not Available | No | Connected | 1.95 | 0 | 0 | Data Not Available | Data Not Available | Data Not Available | Data Not Applicable | Data Not Applicable | 2.053 | Data Not Applicable | Data Not Applicable | Data Not Available | Data Not Available | Data Not Available | Data Not Available | Data Not Available | Data Not Available | Data Not Available | Data Not Available | 2017-03-08 | 53.37900816576146, -1.494796627295403 |  |  | Sheffield
1574000328270 | [5 empty] | 1574000328280 | Solar Farm and Battery | Solar Farm and Battery | Low Burntoft Farm | Wolviston | Billingham | County Durham | TS22 5PD | England | 445916 | 528233 | Norton | North Tees | Billingham Marsh House | 11 | Northern Powergrid (Northeast) plc | Solar | Photovoltaic | No | Data Not Applicable | Data Not Applicable | 5.415 | Data Not Available | Data Not Available | Data Not Available | Data Not Available | Data Not Available | Data Not Available | Data Not Available | Data Not Available | Data Not Available | Data Not Available | Data Not Available | Data Not Available | No | Connected | 5.415 | 5.415 | 5.7 | Data Not Available | Data Not Available | 2017-03-17 00:00:00 | Data Not Applicable | Data Not Applicable | 5.7 | Data Not Applicable | Data Not Applicable | Data Not Available | Data Not Available | Data Not Available | Data Not Available | Data Not Available | Data Not Available | Data Not Available | Data Not Available | 2017-03-08 | 54.64712184080794, -1.2899732305082932 |  | 2017-03-17 | Hartlepool
1574000328252 | [5 empty] | 1574000328261 | Solar Farm and Battery | Solar Farm and Battery | Low Burntoft Farm | Wolviston | Billingham | County Durham | TS22 5PD | England | 445916 | 528233 | Norton | North Tees | Billingham Marsh House | 11 | Northern Powergrid (Northeast) plc | Solar | Photovoltaic | No | Data Not Applicable | Data Not Applicable | 5.415 | Data Not Available | Data Not Available | Data Not Available | Data Not Available | Data Not Available | Data Not Available | Data Not Available | Data Not Available | Data Not Available | Data Not Available | Data Not Available | Data Not Available | No | Connected | 5.415 | 5.415 | 5.7 | Data Not Available | Data Not Available | 2017-03-17 00:00:00 | Data Not Applicable | Data Not Applicable | 5.7 | Data Not Applicable | Data Not Applicable | 2016-07-05 11:33:00 | Data Not Available | Data Not Available | Data Not Available | Data Not Available | Data Not Available | Data Not Available | Data Not Available | 2017-03-08 | 54.64712184080794, -1.2899732305082932 | 2016-07-05 | 2017-03-17 | Hartlepool
1574000325429 | [5 empty] | Data Not Available | Lambs Hill Wind Farm | Lambs Hill Wind Farm | Lambs Hill Wind Farm | Stillington | Stockton-On-Tees | County Durham | TS21 1JX | England | 437077 | 523401 | Norton | Norton 132/11kV | Norton 132/11kV Direct | 11 | Northern Powergrid (Northeast) plc | Wind | Onshore wind turbines | No | Data Not Applicable | Data Not Applicable | 7.79 | Data Not Available | Data Not Available | Data Not Available | Data Not Available | Data Not Available | Data Not Available | Data Not Available | Data Not Available | Data Not Available | Data Not Available | Data Not Available | Data Not Available | No | Connected | 7.79 | 7.79 | 8.2 | Data Not Available | Data Not Available | 2016-09-05 00:00:00 | Data Not Applicable | Data Not Applicable | 8.2 | Data Not Applicable | Data Not Applicable | Data Not Available | Data Not Available | Data Not Available | Data Not Available | Data Not Available | Data Not Available | Data Not Available | Data Not Available | 2017-03-08 | 54.60442532419315, -1.4275493305259588 |  | 2016-09-05 | Stockton-on-Tees
1574000327338 | [5 empty] | Data Not Available | Greencroft Solar | Greencroft Solar | Greencroft Solar S/S | Greencroft | Stanley | County Durham | DH9 7XR | England | 416782 | 550152 | Stella South | Annfield | Annfield 66/20kV | 20 | Northern Powergrid (Northeast) plc | Solar | Photovoltaic | No | Data Not Applicable | Data Not Applicable | 4.15 | Data Not Available | Data Not Available | Data Not Available | Data Not Available | Data Not Available | Data Not Available | Data Not Available | Data Not Available | Data Not Available | Data Not Available | Data Not Available | Data Not Available | No | Connected | 4.15 | 4.15 | 4.368 | Data Not Available | Data Not Available | 2016-12-31 00:00:00 | Data Not Applicable | Data Not Applicable | 4.368 | Data Not Applicable | Data Not Applicable | Data Not Available | Data Not Available | Data Not Available | Data Not Available | Data Not Available | Data Not Available | Data Not Available | Data Not Available | 2017-03-08 | 54.845899560853105, -1.7401864469132948 |  | 2016-12-31 | County Durham
1574000253800 | [5 empty] | 1574000263599 | Burnhills Quarry Landfill Site | Burnhills Quarry Landfill Site | Burnhills Quarry Landfill Site | Barlow Road | Blaydon-On-Tyne | Tyne and Wear | NE21 6JU | England | 415427 | 560893 | Stella North | Dunston | Blaydon Burn | 11 | Northern Powergrid (Northeast) plc | Waste | Engine (combustion / reciprocating) | No | Data Not Applicable | Data Not Applicable | 5.225 | Data Not Available | Data Not Available | Data Not Available | Data Not Available | Data Not Available | Data Not Available | Data Not Available | Data Not Available | Data Not Available | Data Not Available | Data Not Available | Data Not Available | No | Connected | 5.225 | 5.225 | 5.5 | Data Not Available | Data Not Available | 2010-04-30 00:00:00 | Data Not Applicable | Data Not Applicable | 5.5 | Data Not Applicable | Data Not Applicable | Data Not Available | Data Not Available | Data Not Available | Data Not Available | Data Not Available | Data Not Available | Data Not Available | Data Not Available | 2017-03-08 | 54.94246396178385, -1.7607162763615114 |  | 2010-04-30 | Gateshead
1050000914900 | [6 empty] | Royal Haskoning DHV | BRITISH SUGAR | HOLLOW ROAD |  | BURY ST EDMUNDS | Suffolk | IP32 7BB | England | 586228 | 265295 | Bramford | Bury Grid 33kV |  | 33 | Eastern Power Networks (EPN) | Biofuel biogas from anaerobic digestion (excluding landfill & sewage) | Steam-gas turbine (CCGT) |  |  |  | 5 | [12 empty] | No | Connected | 5 | 5 | 5.263 |  |  | 2016-01-01 | [13 empty] | 2020-12-14 | 0.96733 | 51.6865 | 51.6865344110403, 0.967327495427575 | EPN-S0000000H3028 | Solar PV
data not available | [5 empty] | data not available | Royal Mail | GEN Royal Mail Hub, Omega South, Wrrgton | Royal Mail Nw Hub, Unit 1 Project Olympus | Omega South | Warrington | Cheshire | WA5 4DB | England | 356226 | 390167 | CARRINGTON / FIDDLERS FERRY | DALLAM GT1 / SANKEY BRIDGES GT1 / WARRINGTON GT3 | NORTH WEST WATER CAMPUS T1 / NORTH WEST WATER CAMPUS T2 / OMEGA T1 / OMEGA T2 / ORION BOULEVARD T1 | 33 | SP Manweb plc | Fossil - Gas | Steam-gas turbine (CCGT) | Yes | 0 | 0 | 1.616 | data not applicable | data not applicable | No | 0 | 0 | 0 | data not applicable | data not applicable | No | 0 | 0 | 0 | data not available | Connected | 1.616 | 1.616 | 1.7011 | data not applicable | data not applicable | data not available | data not applicable | data not applicable | data not applicable | data not applicable | data not applicable | 43749 | data not applicable | N | N | data not available | N | 614545339 | data not available | 44910 | data not available | 342
1640000049447 | [5 empty] | 1620001213390 | ROYAL MAIL | MANCHESTER MAIL CENTRE | 77 OLDHAM ROAD | 77 OLDHAM ROAD | MANCHESTER | GREATER MANCHESTER | M4 5AA | ENGLAND | 385021 | 398985 | WHITEGATE GSP | RED BANK | ANCOATS NORTH T11 & T12 | 6.6 | ELECTRICITY NORTH WEST LIMITED | FOSSIL - OIL | ENGINE (COMBUSTION / RECIPROCATING) | YES | 0 | 0 | 1.08 | FOSSIL - GAS | ENGINE (COMBUSTION / RECIPROCATING) |  | 0 | 0 | 0.285 |  |  |  | 0 | 0 | 0 | NO | CONNECTED | 1.365 | 0.95 | 1 | 1.1875 | 1.25 | 2012-06-01 |  |  |  | 0 | 0 |  |  | NO | NO |  |  |  |  | 2021-12-06 | 53.48736204060141, -2.2272116373683732
1574000283381 | [5 empty] | Data Not Available | Wind Farm | Wind Farm | Southern Law Wind Farm | Trimdon Grange | Trimdon Station | County Durham | TS29 6NR | England | 436382 | 536316 | Spennymoor GSP | Spennymoor 132/66kV | Fishburn | 20 | Northern Powergrid (Northeast) plc | Wind | Onshore wind turbines | No | Data Not Applicable | Data Not Applicable | 4.94 | Data Not Available | Data Not Available | Data Not Available | Data Not Available | Data Not Available | Data Not Available | Data Not Available | Data Not Available | Data Not Available | Data Not Available | Data Not Available | Data Not Available | No | Connected | 4.94 | 5.843 | 6.151 | Data Not Available | Data Not Available | 2008-05-09 00:00:00 | Data Not Applicable | Data Not Applicable | 5.2 | Data Not Applicable | Data Not Applicable | Data Not Available | Data Not Available | Data Not Available | Data Not Available | Data Not Available | Data Not Available | Data Not Available | Data Not Available | 2017-03-08 | 54.72053277569758, -1.436704963430264 |  | 2008-05-09 | County Durham
1574000283070 | [5 empty] | Data Not Available | Hedleyhope Generation | Hedleyhope Generation | High Hedley Hope Wind Farm | Tow Law | Bishop Auckland | County Durham | DL13 4PR | England | 414842 | 540599 | Spennymoor GSP | Spennymoor 132/66kV | Brancepeth | 20 | Northern Powergrid (Northeast) plc | Wind | Onshore wind turbines | No | Data Not Applicable | Data Not Applicable | 4.94 | Data Not Available | Data Not Available | Data Not Available | Data Not Available | Data Not Available | Data Not Available | Data Not Available | Data Not Available | Data Not Available | Data Not Available | Data Not Available | Data Not Available | No | Connected | 4.94 | 4.94 | 5.2 | Data Not Available | Data Not Available | 2001-09-25 00:00:00 | Data Not Applicable | Data Not Applicable | 5.2 | Data Not Applicable | Data Not Applicable | Data Not Available | Data Not Available | Data Not Available | Data Not Available | Data Not Available | Data Not Available | Data Not Available | Data Not Available | 2017-03-08 | 54.76011352701136, -1.7708826025085702 |  | 2001-09-25 | County Durham
1574000295847 | [5 empty] | 1574000295856 | Butterwick Moor Wind Farm | Butterwick Moor Wind Farm | Butterwick Moor | Sedgefield | Stockton-On-Tees | County Durham | TS21 3ER | England | 438614 | 529953 | Spennymoor GSP | Spennymoor 132/66kV | Fishburn | 20 | Northern Powergrid (Northeast) plc | Wind | Onshore wind turbines | No | Data Not Applicable | Data Not Applicable | 20 | Data Not Available | Data Not Available | Data Not Available | Data Not Available | Data Not Available | Data Not Available | Data Not Available | Data Not Available | Data Not Available | Data Not Available | Data Not Available | Data Not Available | No | Connected | 20 | 17.86 | 18.8 | Data Not Available | Data Not Available | 2010-10-30 00:00:00 | Data Not Applicable | Data Not Applicable | 21.053 | Data Not Applicable | Data Not Applicable | Data Not Available | Data Not Available | Data Not Available | Data Not Available | Data Not Available | Data Not Available | Data Not Available | Data Not Available | 2017-03-08 | 54.66318820959484, -1.4028958196839685 |  | 2010-10-30 | County Durham
1574000201495 | [5 empty] | Data Not Available | Tow Law Wind Farm | Tow Law Wind Farm | Tow Law Wind Farm | Tow Law | Bishop Auckland | County Durham | DL13 4SE | England | 418909 | 536133 | Spennymoor GSP | Spennymoor 132/66kV | Brancepeth | 20 | Northern Powergrid (Northeast) plc | Wind | Onshore wind turbines | No | Data Not Applicable | Data Not Applicable | 2.85 | Data Not Available | Data Not Available | Data Not Available | Data Not Available | Data Not Available | Data Not Available | Data Not Available | Data Not Available | Data Not Available | Data Not Available | Data Not Available | Data Not Available | No | Connected | 2.85 | 2.85 | 3 | Data Not Available | Data Not Available | 2001-09-25 00:00:00 | Data Not Applicable | Data Not Applicable | 3 | Data Not Applicable | Data Not Applicable | Data Not Available | Data Not Available | Data Not Available | Data Not Available | Data Not Available | Data Not Available | Data Not Available | Data Not Available | 2017-03-08 | 54.719844460018955, -1.7079721778361596 |  | 2001-09-25 | County Durham
1574000283080 | [5 empty] | Data Not Available | Langley Wind Farm | Langley Wind Farm | Langley Wind Farm | Landley Lane | Burnhope | County Durham | DH7 0EE | England | 418979 | 547292 | Spennymoor GSP | Potter House | Potter House T1 T3 | 20 | Northern Powergrid (Northeast) plc | Wind | Onshore wind turbines | No | Data Not Applicable | Data Not Applicable | 7.6 | Data Not Available | Data Not Available | Data Not Available | Data Not Available | Data Not Available | Data Not Available | Data Not Available | Data Not Available | Data Not Available | Data Not Available | Data Not Available | Data Not Available | No | Connected | 7.6 | 7.6 | 8 | Data Not Available | Data Not Available | 2008-04-18 00:00:00 | Data Not Applicable | Data Not Applicable | 8 | Data Not Applicable | Data Not Applicable | Data Not Available | Data Not Available | Data Not Available | Data Not Available | Data Not Available | Data Not Available | Data Not Available | Data Not Available | 2017-03-08 | 54.820120843439625, -1.7061604381642546 |  | 2008-04-18 | County Durham
1574000283735 | [5 empty] | Data Not Available | Stonefoot Wind Farm | Stonefoot Wind Farm | Inkerman Road | Tow Law | Bishop Auckland | County Durham | DL13 4HG | England | 411489 | 539997 | Spennymoor GSP | Toronto | Stonefoot Windfarm | 66 | Northern Powergrid (Northeast) plc | Wind | Onshore wind turbines | No | Data Not Applicable | Data Not Applicable | 23.75 | Data Not Available | Data Not Available | Data Not Available | Data Not Available | Data Not Available | Data Not Available | Data Not Available | Data Not Available | Data Not Available | Data Not Available | Data Not Available | Data Not Available | No | Connected | 23.75 | 22.8 | 24 | Data Not Available | Data Not Available | 2009-04-30 00:00:00 | Data Not Applicable | Data Not Applicable | 25 | Data Not Applicable | Data Not Applicable | Data Not Available | Data Not Available | Data Not Available | Data Not Available | Data Not Available | Data Not Available | Data Not Available | Data Not Available | 2017-03-08 | 54.75479077929733, -1.8230103389028738 |  | 2009-04-30 | County Durham
1574000328076 | [5 empty] | Data Not Available | Broom Close and Ainderby House Farms | Broom Close and Ainderby House Farms | Ainderby House Farm | Ainderby Steeple | Northallerton | North Yorkshire | DL7 9PZ | England | 433300 | 492237 | Norton | Leeming Bar/Skeeby | Northallerton | 11 | Northern Powergrid (Northeast) plc | Solar | Photovoltaic | No | Data Not Applicable | Data Not Applicable | 9.25 | Data Not Available | Data Not Available | Data Not Available | Data Not Available | Data Not Available | Data Not Available | Data Not Available | Data Not Available | Data Not Available | Data Not Available | Data Not Available | Data Not Available | No | Connected | 9.25 | 9.25 | 9.737 | Data Not Available | Data Not Available | 2017-02-18 00:00:00 | Data Not Applicable | Data Not Applicable | 9.737 | Data Not Applicable | Data Not Applicable | Data Not Available | Data Not Available | Data Not Available | Data Not Available | Data Not Available | Data Not Available | Data Not Available | Data Not Available | 2017-03-08 | 54.32462931075199, -1.4895119079178434 |  | 2017-02-18 | North Yorkshire
1574000229890 | [5 empty] | 1574000229905 | Harehills Wind Farm | Harehills Wind Farm | Harehill Wind Farm | Haswell Plough | Haswell | County Durham | DH6 2BA | England | 437288 | 541334 | Hawthorn Pit Grid | Hawthorn Pit Grid | Hawthorn Pit | 20 | Northern Powergrid (Northeast) plc | Wind | Onshore wind turbines | No | Data Not Applicable | Data Not Applicable | 3.5 | Data Not Available | Data Not Available | Data Not Available | Data Not Available | Data Not Available | Data Not Available | Data Not Available | Data Not Available | Data Not Available | Data Not Available | Data Not Available | Data Not Available | No | Connected | 3.5 | 3.5 | 3.684 | Data Not Available | Data Not Available | 2010-04-01 00:00:00 | Data Not Applicable | Data Not Applicable | 3.684 | Data Not Applicable | Data Not Applicable | Data Not Available | Data Not Available | Data Not Available | Data Not Available | Data Not Available | Data Not Available | Data Not Available | Data Not Available | 2017-03-08 | 54.76555879781, -1.4219990493977746 |  | 2010-04-01 | County Durham
1574000324842 | [5 empty] | Data Not Available | Caterpillar Solar Farm | Caterpillar Solar Farm | Durham Road | Easington Village | Peterlee | County Durham | SR8 3UJ | England | 440473 | 543057 | Hawthorn Pit Grid | Hawthorn Pit Grid | Peterlee Industrial | 11 | Northern Powergrid (Northeast) plc | Solar | Photovoltaic | No | Data Not Applicable | Data Not Applicable | 5 | Data Not Available | Data Not Available | Data Not Available | Data Not Available | Data Not Available | Data Not Available | Data Not Available | Data Not Available | Data Not Available | Data Not Available | Data Not Available | Data Not Available | No | Connected | 5 | 4.974 | 5.236 | Data Not Available | Data Not Available | 2016-03-10 00:00:00 | Data Not Applicable | Data Not Applicable | 5.263 | Data Not Applicable | Data Not Applicable | Data Not Available | Data Not Available | Data Not Available | Data Not Available | Data Not Available | Data Not Available | Data Not Available | Data Not Available | 2017-03-08 | 54.78079576692371, -1.3722619608255147 |  | 2016-03-10 | County Durham
1579999999945 | [5 empty] | Data Not Available | Blyth Offshore Windfarm - Currently Installed | Blyth Offshore Windfarm | Blyth Offshore Windfarm Additional | Blyth Offshore Windfarm | Blyth | Northumberland | NE24 3AT | England | 431861 | 581488 | Blyth 66kV | Blyth 66kV | Blyth Offshore Windfarm | 66 | Northern Powergrid (Northeast) plc | Wind | Offshore wind turbines | No | Data Not Applicable | Data Not Applicable | 41.5 | Data Not Available | Data Not Available | Data Not Available | Data Not Available | Data Not Available | Data Not Available | Data Not Available | Data Not Available | Data Not Available | Data Not Available | Data Not Available | Data Not Available | No | Connected | 41.5 | 41.5 | 43.684 | Data Not Available | Data Not Available | 2017-04-28 00:00:00 | Data Not Applicable | Data Not Applicable | 43.684 | Data Not Applicable | Data Not Applicable | 2011-02-28 00:00:00 | Data Not Available | Data Not Available | Data Not Available | Data Not Available | Data Not Available | Data Not Available | Data Not Available | 2024-12-05 | 55.12675088349923, -1.5019019079712892 | 2011-02-28 | 2017-04-28 | Northumberland
1574000308682 | [5 empty] | 1574000308691 | Wingates (Windylaw) Wind Farm | Wingates (Windylaw) Wind Farm | Windylaw Windfarm | Longhorsley | Morpeth | Northumberland | NE65 8RL | England | 409197 | 596220 | Blyth 66kV | Blyth 66kV | Morpeth | 20 | Northern Powergrid (Northeast) plc | Wind | Onshore wind turbines | No | Data Not Applicable | Data Not Applicable | 15 | Data Not Available | Data Not Available | Data Not Available | Data Not Available | Data Not Available | Data Not Available | Data Not Available | Data Not Available | Data Not Available | Data Not Available | Data Not Available | Data Not Available | No | Connected | 15 | 14.393 | 15.151 | Data Not Available | Data Not Available | 2013-02-26 00:00:00 | Data Not Applicable | Data Not Applicable | 15.789 | Data Not Applicable | Data Not Applicable | Data Not Available | Data Not Available | Data Not Available | Data Not Available | Data Not Available | Data Not Available | Data Not Available | Data Not Available | 2017-03-08 | 55.26006382202635, -1.8568375266880672 |  | 2013-02-26 | Northumberland
1574000181519 | [5 empty] | Data Not Available | Blyth Offshore Windfarm, Bath Lane Meter | Blyth Offshore Windfarm Add | Blyth Offshore Windfarm Add | Blyth Offshore Windfarm | Blyth | Northumberland | NE24 3AT | England | 431861 | 581488 | Blyth 66kV | Blyth 66kV | Maddison Street | 11 | Northern Powergrid (Northeast) plc | Wind | Offshore wind turbines | No | Data Not Applicable | Data Not Applicable | 3.8 | Data Not Available | Data Not Available | Data Not Available | Data Not Available | Data Not Available | Data Not Available | Data Not Available | Data Not Available | Data Not Available | Data Not Available | Data Not Available | Data Not Available | No | Connected | 3.8 | 3.8 | 4 | Data Not Available | Data Not Available | 2000-11-28 00:00:00 | Data Not Applicable | Data Not Applicable | 4 | Data Not Applicable | Data Not Applicable | Data Not Available | Data Not Available | Data Not Available | Data Not Available | Data Not Available | Data Not Available | Data Not Available | Data Not Available | 2024-09-10 | 55.12675088349923, -1.5019019079712892 |  | 2000-11-28 | Northumberland
1574000311045 | [5 empty] | Data Not Available | Berwick Drift Wind Farm, Park Road | Berwick Drift Wind Farm, Park Road | Woodhorn Village | Lynemouth | Morpeth | Northumberland | NE61 5XH | England | 428974 | 591092 | Blyth 132kV | Linton | Lynemouth | 20 | Northern Powergrid (Northeast) plc | Wind | Onshore wind turbines | No | Data Not Applicable | Data Not Applicable | 2.299 | Data Not Available | Data Not Available | Data Not Available | Data Not Available | Data Not Available | Data Not Available | Data Not Available | Data Not Available | Data Not Available | Data Not Available | Data Not Available | Data Not Available | No | Connected | 2.299 | 2.299 | 2.42 | Data Not Available | Data Not Available | 2013-03-28 00:00:00 | Data Not Applicable | Data Not Applicable | 2.42 | Data Not Applicable | Data Not Applicable | Data Not Available | Data Not Available | Data Not Available | Data Not Available | Data Not Available | Data Not Available | Data Not Available | Data Not Available | 2017-03-08 | 55.21322530362964, -1.5461949095635614 |  | 2013-03-28 | Northumberland
1574000324461 | [5 empty] | Data Not Available | North Steads (Formerly Blue Sky) Wind Farm | North Steads (Formerly Blue Sky) Wind Farm | North Steads Wind Farm | Widdrington | Morpeth | Northumberland | NE61 5EB | England | 425368 | 595945 | Blyth 66kV | Blyth 66kV | Widdrington Steads Windfarm | 66 | Northern Powergrid (Northeast) plc | Wind | Onshore wind turbines | No | Data Not Applicable | Data Not Applicable | 18.5 | Data Not Available | Data Not Available | Data Not Available | Data Not Available | Data Not Available | Data Not Available | Data Not Available | Data Not Available | Data Not Available | Data Not Available | Data Not Available | Data Not Available | No | Connected | 18.5 | 18.5 | 19.474 | Data Not Available | Data Not Available | 2016-05-25 00:00:00 | Data Not Applicable | Data Not Applicable | 19.474 | Data Not Applicable | Data Not Applicable | 2014-06-12 00:00:00 | Data Not Available | Data Not Available | Data Not Available | Data Not Available | Data Not Available | Data Not Available | Data Not Available | 2017-03-08 | 55.257029860281406, -1.602429740500186 | 2014-06-12 | 2016-05-25 | Northumberland
1507507549988 | [5 empty] | Data Not Available | Kirkheaton Wind Ltd | Kirkheaton Wind Ltd | West Farm | Kirkheaton | Newcastle Upon Tyne | Tyne and Wear | NE19 2DQ | England | 401765 | 577477 | Stella South | Coalburns | West Wylam | 20 | Northern Powergrid (Northeast) plc | Wind | Onshore wind turbines | No | Data Not Applicable | Data Not Applicable | 1.52 | Data Not Available | Data Not Available | Data Not Available | Data Not Available | Data Not Available | Data Not Available | Data Not Available | Data Not Available | Data Not Available | Data Not Available | Data Not Available | Data Not Available | No | Connected | 1.52 | 1.52 | 1.6 | Data Not Available | Data Not Available | 2000-05-15 00:00:00 | Data Not Applicable | Data Not Applicable | 1.6 | Data Not Applicable | Data Not Applicable | Data Not Available | Data Not Available | Data Not Available | Data Not Available | Data Not Available | Data Not Available | Data Not Available | Data Not Available | 2017-03-08 | 55.091722117949686, -1.9738830022695846 |  | 2000-05-15 | Northumberland
1200062262061 | [6 empty] | Royal Marsden Hospital | Royal Marsden Hospital | 203 FULHAM ROAD |  | Chelsea | LONDON | SW3 6JJ | England | 526932 | 178475 | St Johns Wood 132kV | - | Old Brompton Rd B 11kV | 11 | London Power Networks (LPN) | Fossil - Gas | Engine (combustion / reciprocating) |  |  |  | 1.2 | [12 empty] | No | Connected | 1.2 | 1.2 | 1.5 |  |  | 2017-11-05 | [13 empty] | 2020-11-13 | -0.14948 | 51.5092 | 51.5092466872688, -0.149480942159597 | LPN-S000000000328 | Fossil fuel
1574000323184 | [5 empty] | 1580001431800 | Clapham Lodge Biogas | Clapham Lodge Biogas | Clapham Lodge Biogas | Leeming | Northallerton | North Yorkshire | DL7 9LY | England | 429797 | 488501 | Norton | Leeming Bar/Skeeby | Bedale | 11 | Northern Powergrid (Northeast) plc | Waste | Engine (combustion / reciprocating) | No | Data Not Applicable | Data Not Applicable | 1.425 | Data Not Available | Data Not Available | Data Not Available | Data Not Available | Data Not Available | Data Not Available | Data Not Available | Data Not Available | Data Not Available | Data Not Available | Data Not Available | Data Not Available | No | Connected | 1.425 | 1.425 | 1.5 | 0.475 | 0.5 | 2016-01-04 00:00:00 | Data Not Applicable | Data Not Applicable | 1.5 | Data Not Applicable | Data Not Applicable | Data Not Available | Data Not Available | Data Not Available | Data Not Available | Data Not Available | Data Not Available | Data Not Available | Data Not Available | 2024-12-03 | 54.291269959526595, -1.543740229432281 |  | 2016-01-04 | North Yorkshire
1574000323690 | [5 empty] | 1580001430569 | School Aycliffe Solar Park | School Aycliffe Solar Park | School Aycliffe PV Solar Park | School Aycliffe | Newton Aycliffe | County Durham | DL5 6QE | England | 426058 | 523762 | Norton | Darlington North | Newton Aycliffe South | 11 | Northern Powergrid (Northeast) plc | Solar | Photovoltaic | No | Data Not Applicable | Data Not Applicable | 3.75 | Data Not Available | Data Not Available | Data Not Available | Data Not Available | Data Not Available | Data Not Available | Data Not Available | Data Not Available | Data Not Available | Data Not Available | Data Not Available | Data Not Available | No | Connected | 3.75 | 3.75 | 3.947 | 0.043 | 0.045 | 2015-11-23 00:00:00 | Data Not Applicable | Data Not Applicable | 3.947 | Data Not Applicable | Data Not Applicable | Data Not Available | Data Not Available | Data Not Available | Data Not Available | Data Not Available | Data Not Available | Data Not Available | Data Not Available | 2024-12-03 | 54.60835543458901, -1.598090085268275 |  | 2015-11-23 | County Durham
1574000328810 | [5 empty] | Data Not Available | Moor House Wind Farm | Moor House Wind Farm | Moor House Wind Farm | Sadberge | Darlington | County Durham | DL2 1SN | England | 433366 | 518720 | Norton | Darlington North | Moor House Windfarm | 33 | Northern Powergrid (Northeast) plc | Wind | Onshore wind turbines | No | Data Not Applicable | Data Not Applicable | 12.3 | Data Not Available | Data Not Available | Data Not Available | Data Not Available | Data Not Available | Data Not Available | Data Not Available | Data Not Available | Data Not Available | Data Not Available | Data Not Available | Data Not Available | No | Connected | 12.3 | 12.3 | 12.947 | Data Not Available | Data Not Available | 2017-08-14 00:00:00 | Data Not Applicable | Data Not Applicable | 12.947 | Data Not Applicable | Data Not Applicable | Data Not Available | Data Not Available | Data Not Available | Data Not Available | Data Not Available | Data Not Available | Data Not Available | Data Not Available | 2017-03-08 | 54.562617789135565, -1.485524307137882 |  | 2017-08-14 | Darlington
1574000327987 | [5 empty] | Data Not Available | Hunger Hill Farm Solar Generation | Hunger Hill Farm Solar Generation | Hunger Hill Farm | Middleton St. George | Darlington | County Durham | DL2 1DP | England | 433645 | 513001 | Norton | Darlington Central | Darlington East | 11 | Northern Powergrid (Northeast) plc | Solar | Photovoltaic | No | Data Not Applicable | Data Not Applicable | 5 | Data Not Available | Data Not Available | Data Not Available | Data Not Available | Data Not Available | Data Not Available | Data Not Available | Data Not Available | Data Not Available | Data Not Available | Data Not Available | Data Not Available | No | Connected | 5 | 5 | 5.263 | Data Not Available | Data Not Available | 2017-03-01 00:00:00 | Data Not Applicable | Data Not Applicable | 5.263 | Data Not Applicable | Data Not Applicable | 2016-08-02 11:57:00 | Data Not Available | Data Not Available | Data Not Available | Data Not Available | Data Not Available | Data Not Available | Data Not Available | 2017-03-08 | 54.51120571660751, -1.4818609841967931 | 2016-08-02 | 2017-03-01 | Darlington
1574000303940 | [5 empty] | 1574000303959 | Teesside Windfarm Ltd | Teesside Windfarm Ltd | Tod Point Road | Warrenby | Redcarr | North Yorkshire | TS10 5AU | England | 458068 | 525162 | Lackenby | Lackenby | Warrenby Generation | 66 | Northern Powergrid (Northeast) plc | Wind | Offshore wind turbines | No | Data Not Applicable | Data Not Applicable | 62 | Data Not Available | Data Not Available | Data Not Available | Data Not Available | Data Not Available | Data Not Available | Data Not Available | Data Not Available | Data Not Available | Data Not Available | Data Not Available | Data Not Available | No | Connected | 62 | 62.1 | 65.368 | Data Not Available | Data Not Available | 2013-06-01 00:00:00 | Data Not Applicable | Data Not Applicable | 65.263 | Data Not Applicable | Data Not Applicable | Data Not Available | Data Not Available | Data Not Available | Data Not Available | Data Not Available | Data Not Available | Data Not Available | Data Not Available | 2017-03-08 | 54.61827740233125, -1.1022887710741336 |  | 2013-06-01 | Redcar and Cleveland
1574000332667 | [5 empty] | Data Not Available | Cleveland Potash Ltd BESS | Cleveland Potash Ltd BESS | Boulby Mine | Loftus | Saltburn By The Sea | North Yorkshire | TS13 4UZ | England | 476207 | 518583 | Lackenby | Lackenby | Cleveland Potash | 11 | Northern Powergrid (Northeast) plc | Stored Energy (all stored energy irrespective of the original energy source) | Storage - Electrochemical Classic Batteries -Lithium Ion (Li–ion) | No | Data Not Available | Data Not Available | 6 | Data Not Available | Data Not Available | Data Not Available | Data Not Available | Data Not Available | Data Not Available | Data Not Available | Data Not Available | Data Not Available | Data Not Available | Data Not Available | Data Not Available | No | Connected | 6 | 6 | 6.316 | Data Not Available | Data Not Available | 2019-11-07 00:00:00 | Data Not Applicable | Data Not Applicable | 6.316 | Data Not Applicable | Data Not Applicable | 2016-03-11 00:00:00 | Data Not Available | Data Not Available | Data Not Available | Data Not Available | Data Not Available | Data Not Available | Data Not Available | 2017-03-08 | 54.55675863985938, -0.8231554333101344 | 2016-03-11 | 2019-11-07 | Redcar and Cleveland
1574000324693 | [5 empty] | Data Not Available | Kilton Thorpe Turbine | Kilton Thorpe Turbine | Kilton Hall Farm | Brotton | Saltburn By The Sea | North Yorkshire | TS12 2TY | England | 469981 | 518323 | Lackenby | Lackenby | Carlin How T3 T4 | 11 | Northern Powergrid (Northeast) plc | Wind | Onshore wind turbines | No | Data Not Applicable | Data Not Applicable | 1.5 | Data Not Available | Data Not Available | Data Not Available | Data Not Available | Data Not Available | Data Not Available | Data Not Available | Data Not Available | Data Not Available | Data Not Available | Data Not Available | Data Not Available | No | Connected | 1.5 | 1.5 | 1.579 | Data Not Available | Data Not Available | 2016-03-15 00:00:00 | Data Not Applicable | Data Not Applicable | 1.579 | Data Not Applicable | Data Not Applicable | Data Not Available | Data Not Available | Data Not Available | Data Not Available | Data Not Available | Data Not Available | Data Not Available | Data Not Available | 2017-03-08 | 54.55532020898912, -0.9194674632646159 |  | 2016-03-15 | Redcar and Cleveland
Data Not Applicable | [5 empty] | Data Not Available | Thinford Storage BESS | Thinford Storage BESS | Thinford Storage | East Howle Farm | Ferryhill | County Durham | DL17 8SA | England | 429174 | 533911 | Spennymoor GSP | Thinford BESS | Thinford BESS Direct | 132 | Northern Powergrid (Northeast) plc | Stored Energy (all stored energy irrespective of the original energy source) | Storage - Electrochemical Classic Batteries -Lithium Ion (Li–ion) | No | Data Not Available | Data Not Available | 104.4 | Data Not Available | Data Not Available | Data Not Available | Data Not Available | Data Not Available | Data Not Available | Data Not Available | Data Not Available | Data Not Available | Data Not Available | Data Not Available | Data Not Available | No | Accepted To Connect | Data Not Applicable | Data Not Applicable | Data Not Applicable | Data Not Applicable | Data Not Applicable | Data Not Applicable | 104.4 | 104.4 | 109.895 | Data Not Available | Data Not Available | 2021-06-14 00:00:00 | Data Not Available | Data Not Available | Data Not Available | Data Not Available | Data Not Available | Data Not Available | Data Not Available | 2021-07-09 | 54.699388695112845, -1.5488416927673507 | 2021-06-14 |  | County Durham
2200041987314 | [5 empty] | 2200030346710 | Royal united hospital bath nhs trust | Bath combe park - royal united hospital | Royal United Hospital | Combe Park | Bath | data not available | BA1 3NG | United Kingdom | 373030 | 166066 | Melksham Sgp | Bath (Dolemeads) 132 | Combe Park | 66 | National Grid Electricity Distribution (South West) Plc | Fossil - Oil | Engine (combustion / reciprocating) | Yes | data not available | data not available | 2 | data not applicable | data not applicable | No | data not available | data not available | 1.44 | data not applicable | data not applicable | No | data not available | data not available | 1.44 | data not available | Connected | 4.945 | 1.9646 | 2.068 | 3.61 | 3.8 | 43581 | data not applicable | data not applicable | data not applicable | data not applicable | data not applicable | data not applicable | data not applicable | data not available | data not available | data not available | data not available | data not available | data not available | 45750
Data Not Applicable | [5 empty] | Data Not Available | Broken Scar WTW | Broken Scar Treatment Works | Broken Scar Treatment Works | Coniscliffe Road | Darlington | County Durham | DL3 8TF | England | 425519 | 514189 | Norton | Darlington Central | Darlington 33/11kV | 11 | Northern Powergrid (Northeast) plc | Solar | Photovoltaic | No | Data Not Applicable | Data Not Applicable | 3.4 | Data Not Available | Data Not Available | Data Not Available | Data Not Available | Data Not Available | Data Not Available | Data Not Available | Data Not Available | Data Not Available | Data Not Available | Data Not Available | Data Not Available | No | Accepted To Connect | Data Not Applicable | Data Not Applicable | Data Not Applicable | Data Not Applicable | Data Not Applicable | Data Not Applicable | 3.4 | 3.4 | 3.579 | Data Not Available | Data Not Available | 2021-08-12 00:00:00 | Data Not Available | Data Not Available | Data Not Available | Data Not Available | Data Not Available | Data Not Available | Data Not Available | 2021-10-11 | 54.52235419372727, -1.6072617417802715 | 2021-08-12 |  | Darlington
Data Not Applicable | [5 empty] | Data Not Available | Norton Back Lane | Norton Back Lane | Land north of Norton Back Lane | Sadberge | Darlington | County Durham | DL2 1ST | England | 434433 | 517134 | Norton | Norton Back Lane | Norton Back Lane Direct | 132 | Northern Powergrid (Northeast) plc | Solar | Photovoltaic | No | Data Not Applicable | Data Not Applicable | 50.19 | Data Not Available | Data Not Available | Data Not Available | Data Not Available | Data Not Available | Data Not Available | Data Not Available | Data Not Available | Data Not Available | Data Not Available | Data Not Available | Data Not Available | No | Accepted To Connect | Data Not Applicable | Data Not Applicable | Data Not Applicable | Data Not Applicable | Data Not Applicable | Data Not Applicable | 50.19 | 50.19 | 52.832 | Data Not Available | Data Not Available | 2021-06-29 00:00:00 | Data Not Available | Data Not Available | Data Not Available | Data Not Available | Data Not Available | Data Not Available | Data Not Available | 2021-09-13 | 54.54829406940941, -1.4692094453051323 | 2021-06-29 |  | Darlington
Data Not Applicable | [5 empty] | Data Not Available | Park Lane EV Charger | Park Lane EV Charger | Stadium Former Petrol Station | Park Road | Gateshead | Tyne and Wear | NE10 0EA | England | 426696 | 563534 | West Boldon | West Boldon | Gateshead East | 11 | Northern Powergrid (Northeast) plc | Stored Energy (all stored energy irrespective of the original energy source) | Storage - Electrochemical Classic Batteries -Lithium Ion (Li–ion) | No | Data Not Available | Data Not Available | 6 | Data Not Available | Data Not Available | Data Not Available | Data Not Available | Data Not Available | Data Not Available | Data Not Available | Data Not Available | Data Not Available | Data Not Available | Data Not Available | Data Not Available | No | Accepted To Connect | Data Not Applicable | Data Not Applicable | Data Not Applicable | Data Not Applicable | Data Not Applicable | Data Not Applicable | 6 | 6 | 6.316 | Data Not Available | Data Not Available | 2021-05-20 00:00:00 | Data Not Available | Data Not Available | Data Not Available | Data Not Available | Data Not Available | Data Not Available | Data Not Available | 2021-06-09 | 54.965722900825284, -1.5845677131834883 | 2021-05-20 |  | Gateshead
Data Not Applicable | [5 empty] | Data Not Available | Norton Bacon Factory | Norton Bacon Factory | Karro Food Group | Hugden Way | Malton | North Yorkshire | Y017 9HQ | England | 478700 | 472457 | Osbaldwick | Malton Grid | Malton | 11 | Northern Powergrid (Northeast) plc | Fossil - Gas | Steam turbine (thermal power plant) | Yes | Data Not Applicable | Data Not Applicable | 2.5 | Data Not Available | Data Not Available | Data Not Available | Data Not Available | Data Not Available | Data Not Available | Data Not Available | Data Not Available | Data Not Available | Data Not Available | Data Not Available | Data Not Available | No | Accepted To Connect | Data Not Applicable | Data Not Applicable | Data Not Applicable | Data Not Applicable | Data Not Applicable | Data Not Applicable | 2.5 | 2.5 | 2.632 | Data Not Available | Data Not Available | 2021-02-05 00:00:00 | Data Not Available | Data Not Available | Data Not Available | Data Not Available | Data Not Available | Data Not Available | Data Not Available | 2021-03-10 | 54.14192989756819, -0.7967834118191094 | 2021-02-05 |  | North Yorkshire
Data Not Applicable | [5 empty] | Data Not Available | Low Bohemia Farm | Low Bohemia Farm | Plainville Lane | Wigginton | York | North Yorkshire | YO32 2RG | England | 457867 | 460110 | Osbaldwick | Low Bohemia BESS | Low Bohemia BESS Direct | 132 | Northern Powergrid (Northeast) plc | Stored Energy (all stored energy irrespective of the original energy source) | Storage - Electrochemical Classic Batteries -Lithium Ion (Li–ion) | No | Data Not Available | Data Not Available | 49.999 | Data Not Available | Data Not Available | Data Not Available | Data Not Available | Data Not Available | Data Not Available | Data Not Available | Data Not Available | Data Not Available | Data Not Available | Data Not Available | Data Not Available | No | Accepted To Connect | Data Not Applicable | Data Not Applicable | Data Not Applicable | Data Not Applicable | Data Not Applicable | Data Not Applicable | 49.999 | 49.999 | 52.631 | Data Not Available | Data Not Available | 2021-01-15 00:00:00 | Data Not Available | Data Not Available | Data Not Available | Data Not Available | Data Not Available | Data Not Available | Data Not Available | 2021-02-10 | 54.03373791102684, -1.1179940025856678 | 2021-01-15 |  | North Yorkshire
Data Not Applicable | [5 empty] | Data Not Available | Venus Park BESS | Venus Park BESS | Venus Park | Tyne Tunnel Industrial Estate | Newcastle | Tyne and Wear | NE29 7SY | England | 432806 | 568086 | Tynemouth | Flatworth | Venus Park BESS | 33 | Northern Powergrid (Northeast) plc | Stored Energy (all stored energy irrespective of the original energy source) | Storage - Electrochemical Classic Batteries -Lithium Ion (Li–ion) | No | Data Not Available | Data Not Available | 37.5 | Data Not Available | Data Not Available | Data Not Available | Data Not Available | Data Not Available | Data Not Available | Data Not Available | Data Not Available | Data Not Available | Data Not Available | Data Not Available | Data Not Available | No | Accepted To Connect | Data Not Applicable | Data Not Applicable | Data Not Applicable | Data Not Applicable | Data Not Applicable | Data Not Applicable | 37.5 | 37.5 | 39.474 | Data Not Available | Data Not Available | 2022-04-29 00:00:00 | Data Not Available | Data Not Available | Data Not Available | Data Not Available | Data Not Available | Data Not Available | Data Not Available | 2022-06-14 | 55.006263145151316, -1.488620284489671 | 2022-04-29 |  | North Tyneside
2200041987323 | [5 empty] | 2200032196710 | Royal united hospital bath nhs trust | Bath combe park - royal united hospital | Royal United Hospital | Combe Park | Bath | data not available | BA1 3NG | United Kingdom | 372876 | 165920 | Melksham Sgp | Bath (Dolemeads) 132 | Combe Park | 66 | National Grid Electricity Distribution (South West) Plc | Fossil - Oil | Engine (combustion / reciprocating) | Yes | data not available | data not available | 2 | Solar | Photovoltaic | No | data not available | data not available | 0.065 | data not applicable | data not applicable | data not applicable | data not available | data not available | data not applicable | data not available | Connected | 2.065 | 1.9 | 2 | 2.565 | 2.7 | 43581 | data not applicable | data not applicable | data not applicable | data not applicable | data not applicable | data not applicable | data not applicable | data not available | data not available | data not available | data not available | data not available | data not available | 45750
Data Not Applicable | [5 empty] | Data Not Available | Flatworth BESS | Flatworth BESS | Land to the North and East of Flatworth Substation | HIGH FLATWORTH | North Shields | Tyne and Wear | NE29 7SU | England | 432937 | 567763 | Tynemouth | Flatworth | Flatworth BESS | 132 | Northern Powergrid (Northeast) plc | Stored Energy (all stored energy irrespective of the original energy source) | Storage - Electrochemical Classic Batteries -Lithium Ion (Li–ion) | No | Data Not Available | Data Not Available | 49.9 | Data Not Available | Data Not Available | Data Not Available | Data Not Available | Data Not Available | Data Not Available | Data Not Available | Data Not Available | Data Not Available | Data Not Available | Data Not Available | Data Not Available | No | Accepted To Connect | Data Not Applicable | Data Not Applicable | Data Not Applicable | Data Not Applicable | Data Not Applicable | Data Not Applicable | 49.9 | 49.9 | 52.526 | 49.9 | 52.526 | 2021-12-08 00:00:00 | Data Not Available | Data Not Available | Data Not Available | Data Not Available | Data Not Available | Data Not Available | Data Not Available | 2025-03-25 | 55.0033521162113, -1.486609275652421 | 2021-12-08 |  | North Tyneside
Data Not Applicable | [5 empty] | Data Not Available | Low Horton 40MW Solar PV | LOW HORTON FARM | LOW HORTON FARM | East Hartford | Blyth | Northumberland | NE24 4HG | England | 427870 | 579681 | Blyth 66kV | Blyth 66kV | Low Horton | 66 | Northern Powergrid (Northeast) plc | Solar | Photovoltaic | No | Data Not Applicable | Data Not Applicable | 40 | Data Not Available | Data Not Available | Data Not Available | Data Not Available | Data Not Available | Data Not Available | Data Not Available | Data Not Available | Data Not Available | Data Not Available | Data Not Available | Data Not Available | No | Accepted To Connect | Data Not Applicable | Data Not Applicable | Data Not Applicable | Data Not Applicable | Data Not Applicable | Data Not Applicable | 40 | 40 | 42.105 | Data Not Available | Data Not Available | 2021-05-14 00:00:00 | Data Not Available | Data Not Available | Data Not Available | Data Not Available | Data Not Available | Data Not Available | Data Not Available | 2022-02-01 | 55.110753269406736, -1.5646621828528282 | 2021-05-14 |  | Northumberland
Data Not Applicable | [5 empty] | Data Not Available | Binchester Solar PV | Binchester Solar PV | Binchester Farm | Binchester Farm | Bishop Auckland | County Durham | DL14 8DQ | England | 421091 | 533007 | Spennymoor GSP | Binchester | Binchester Direct | 132 | Northern Powergrid (Northeast) plc | Solar | Photovoltaic | No | Data Not Applicable | Data Not Applicable | 43.1 | Data Not Available | Data Not Available | Data Not Available | Data Not Available | Data Not Available | Data Not Available | Data Not Available | Data Not Available | Data Not Available | Data Not Available | Data Not Available | Data Not Available | No | Accepted To Connect | Data Not Applicable | Data Not Applicable | Data Not Applicable | Data Not Applicable | Data Not Applicable | Data Not Applicable | 43.1 | 43.1 | 45.368 | Data Not Available | Data Not Available | 2021-08-09 00:00:00 | Data Not Available | Data Not Available | Data Not Available | Data Not Available | Data Not Available | Data Not Available | Data Not Available | 2022-02-01 | 54.6916665802671, -1.674323768067167 | 2021-08-09 |  | County Durham
1574000231268 | [5 empty] | 1574000218044 | Royal Victoria Infirmary | Royal Victoria Infirmary | RVI Hospital | Queen Victoria Road | Newcastle Upon Tyne | Tyne and Wear | NE1 4LP | England | 424390 | 565130 | Stella North | Barrack Road | University | 11 | Northern Powergrid (Northeast) plc | Fossil - Gas | Engine (combustion / reciprocating) | No | Data Not Applicable | Data Not Applicable | 10.925 | Data Not Available | Data Not Available | Data Not Available | Data Not Available | Data Not Available | Data Not Available | Data Not Available | Data Not Available | Data Not Available | Data Not Available | Data Not Available | Data Not Available | No | Connected | 10.925 | 4.275 | 4.5 | Data Not Available | Data Not Available | 2002-05-08 00:00:00 | Data Not Applicable | Data Not Applicable | 11.5 | Data Not Applicable | Data Not Applicable | Data Not Available | Data Not Available | Data Not Available | Data Not Available | Data Not Available | Data Not Available | Data Not Available | Data Not Available | 2017-03-08 | 54.98018216690233, -1.6204489760736742 |  | 2002-05-08 | Newcastle upon Tyne
Data Not Applicable | [5 empty] | Data Not Available | Skeeby Ph1 Hybrid | Skeeby Ph1 Hybrid | LAND SOUTH OF | NPG SKEEBY SUBSTATION | RICHMOND | County Durham | DL10 5DP | England | 419543 | 502556 | Norton | Leeming Bar/Skeeby | Skeeby Solar | 33 | Northern Powergrid (Northeast) plc | Solar | Photovoltaic | No | Data Not Applicable | Data Not Applicable | 50 | Data Not Available | Data Not Available | Data Not Available | Data Not Available | Data Not Available | Data Not Available | Data Not Available | Data Not Available | Data Not Available | Data Not Available | Data Not Available | Data Not Available | No | Accepted To Connect | Data Not Applicable | Data Not Applicable | Data Not Applicable | Data Not Applicable | Data Not Applicable | Data Not Applicable | 50 | 50 | 52.632 | Data Not Available | Data Not Available | 2021-09-01 00:00:00 | Data Not Available | Data Not Available | Data Not Available | Data Not Available | Data Not Available | Data Not Available | Data Not Available | 2022-02-01 | 54.41807484575778, -1.7003492634044652 | 2021-09-01 |  | North Yorkshire
Data Not Applicable | [5 empty] | Data Not Available | Alne Material Recycling Facility | Alne Materials Recycling Facility | Alne Materials Recycling Facility | Forest Lane | Alne | North Yorkshire | YO61 1TU | England | 452272 | 466439 | Knaresborough | Husthwaite | Husthwaite 33/11kV | 11 | Northern Powergrid (Northeast) plc | Waste | Engine (combustion / reciprocating) | No | Data Not Applicable | Data Not Applicable | 2 | Data Not Available | Data Not Available | Data Not Available | Data Not Available | Data Not Available | Data Not Available | Data Not Available | Data Not Available | Data Not Available | Data Not Available | Data Not Available | Data Not Available | No | Accepted To Connect | Data Not Applicable | Data Not Applicable | Data Not Applicable | Data Not Applicable | Data Not Applicable | Data Not Applicable | 2 | 2 | 2.105 | Data Not Available | Data Not Available | 2018-02-05 00:00:00 | Data Not Available | Data Not Available | Data Not Available | Data Not Available | Data Not Available | Data Not Available | Data Not Available | 2018-03-08 | 54.091210625494135, -1.2023184538732257 | 2018-02-05 |  | North Yorkshire
1650000010000 | [5 empty] | 1620000425954 | RPC BLACKBURN | RPC CONTAINERS | HASLINGDEN ROAD |  | BLACKBURN | LANCASHIRE | BB1 2PX | ENGLAND | 370365 | 426156 | PENWORTHAM EAST GSP / ROCHDALE SGT 1 GROUP | LOWER DARWEN | ROMAN RD | 11 | ELECTRICITY NORTH WEST LIMITED | FOSSIL - GAS | ENGINE (COMBUSTION / RECIPROCATING) | NO | 0 | 0 | 2 |  |  |  | 0 | 0 | 0 |  |  |  | 0 | 0 | 0 | NO | CONNECTED | 0 | 0 | 0 | 0 | 0 |  | 2.1053 | 2 | 2.1052631578947367 | 0 | 0 | 2019-08-06 |  | NO | NO |  | TO BE CONFIRMED |  |  | 2024-03-14 | 53.73094958097584, -2.450675677212254
1574000329098 | [5 empty] | Data Not Available | Recycling Plant | Recycling Plant | Dunslow Road | Seamer | Scarborough | North Yorkshire | Y012 4QA | England | 504410 | 483550 | Osbaldwick | Scarborough Grid | Eastfield | 11 | Northern Powergrid (Northeast) plc | Stored Energy (all stored energy irrespective of the original energy source) | Storage - Electrochemical Classic Batteries -Lithium Ion (Li–ion) | No | Data Not Available | Data Not Available | 2.85 | Data Not Available | Data Not Available | Data Not Available | Data Not Available | Data Not Available | Data Not Available | Data Not Available | Data Not Available | Data Not Available | Data Not Available | Data Not Available | Data Not Available | No | Connected | 2.85 | 2.85 | 3 | Data Not Available | Data Not Available | Data Not Available | Data Not Applicable | Data Not Applicable | 3 | Data Not Applicable | Data Not Applicable | 2017-06-12 00:00:00 | Data Not Available | Data Not Available | Data Not Available | Data Not Available | Data Not Available | Data Not Available | Data Not Available | 2017-07-11 | 54.23701370780202, -0.3995268159595138 | 2017-06-12 |  | North Yorkshire
Data not available | [6 empty] | Russell Denny | London Road |  |  | Purfleet | Essex | RM19 1SD | England | 556917 | 177364 | Warley | Purfleet Grid 33kV | Purfleet Primary 11kV T1 & T2 | 33 | Eastern Power Networks (EPN) | Fossil - Gas | Steam-gas turbine (CCGT) |  |  |  | 1.7 | [12 empty] | No | Connected | 1.7 | 1.7 | 1.789 | 0 | 0 | 2023-09-21 | [13 empty] | 2025-04-14 | -0.2699 | 51.7522 | 51.7521925603148, -0.269900465368891 | EPN-S0000000H8075 | Biogas
1574000310618 | [5 empty] | 1574000310627 | Howden Sewage Treatment Works | Howden Sewage Treatment Works | Howden Sewage Treatment Works | Northumberland Dock | Wallsend | Tyne and Wear | NE28 0QD | England | 433264 | 566342 | Tynemouth | Flatworth | Howdon | 11 | Northern Powergrid (Northeast) plc | Waste | Engine (combustion / reciprocating) | No | Data Not Applicable | Data Not Applicable | 5.7 | Data Not Available | Data Not Available | Data Not Available | Data Not Available | Data Not Available | Data Not Available | Data Not Available | Data Not Available | Data Not Available | Data Not Available | Data Not Available | Data Not Available | No | Connected | 5.7 | 5.7 | 6 | Data Not Available | Data Not Available | 2012-11-20 00:00:00 | Data Not Applicable | Data Not Applicable | 6 | Data Not Applicable | Data Not Applicable | Data Not Available | Data Not Available | Data Not Available | Data Not Available | Data Not Available | Data Not Available | Data Not Available | Data Not Available | 2017-03-08 | 54.99056164218186, -1.4816618586174093 |  | 2012-11-20 | North Tyneside
Data Not Applicable | [5 empty] | Data Not Available | Woolpots Farm PV | Woolpots Farm PV | Woolpots Farm | Husthwaite | York | North Yorkshire | YO61 4PJ | England | 451090 | 474260 | Knaresborough | Husthwaite | Woolpots Farm PV | 33 | Northern Powergrid (Northeast) plc | Solar | Photovoltaic | No | Data Not Applicable | Data Not Applicable | 49.9 | Data Not Available | Data Not Available | Data Not Available | Data Not Available | Data Not Available | Data Not Available | Data Not Available | Data Not Available | Data Not Available | Data Not Available | Data Not Available | Data Not Available | No | Accepted To Connect | Data Not Applicable | Data Not Applicable | Data Not Applicable | Data Not Applicable | Data Not Applicable | Data Not Applicable | 49.9 | 49.9 | 52.526 | Data Not Available | Data Not Available | 2020-10-28 00:00:00 | Data Not Available | Data Not Available | Data Not Available | Data Not Available | Data Not Available | Data Not Available | Data Not Available | 2020-12-10 | 54.16161342376267, -1.2190677981657891 | 2020-10-28 |  | North Yorkshire
Data Not Applicable | [5 empty] | Data Not Available | California Hybrid Solar & BESS | California Hybrid Solar & BESS | CALIFORNIA FARM | CARLTON | STOCKTON-ON-TEES | County Durham | TS21 1ED | England | 439951 | 521654 | Norton | California Farm | California Farm Direct | 132 | Northern Powergrid (Northeast) plc | Stored Energy (all stored energy irrespective of the original energy source) | Storage - Electrochemical Classic Batteries -Lithium Ion (Li–ion) | No | Data Not Available | Data Not Available | 150 | Data Not Available | Data Not Available | Data Not Available | Data Not Available | Data Not Available | Data Not Available | Data Not Available | Data Not Available | Data Not Available | Data Not Available | Data Not Available | Data Not Available | No | Accepted To Connect | Data Not Applicable | Data Not Applicable | Data Not Applicable | Data Not Applicable | Data Not Applicable | Data Not Applicable | 150 | 150 | 157.895 | Data Not Available | Data Not Available | 2020-04-29 00:00:00 | Data Not Available | Data Not Available | Data Not Available | Data Not Available | Data Not Available | Data Not Available | Data Not Available | 2020-11-12 | 54.588507942677055, -1.383298626270309 | 2020-04-29 |  | Stockton-on-Tees
1800000000019 | [5 empty] | data not applicable | Rwe Markinch Control Room | Rothes Biomass | Markinch Power Station | data not available | Glenrothes | Fife | KY7 6GU | Scotland | 327988 | 701561 | Glenrothes | data not applicable | data not available | 33 | SP Distribution Ltd | Other | Steam-gas turbine (CCGT) | Yes | data not available | data not available | 55 | data not applicable | data not applicable | No | 0 | 0 | 0 | data not applicable | data not applicable | No | 0 | 0 | 0 | Yes | Connected | 55 | 55 | 57.8947 | 0 | 0 | 41227 | data not applicable | data not applicable | data not applicable | data not applicable | data not applicable | data not available | data not available | N | N | data not available | N | data not available | data not available | 44088 | data not available | 674
Data Not Applicable | [5 empty] | Data Not Available | West House Hybrid PV and BESS | West House Hybrid PV % BESS | WEST HOUSE FARM | HAM HALL LANE | NORTHALLERTON | North Yorkshire | DL7 0RQ | England | 429369 | 491659 | Norton | Leeming Bar/Skeeby | West House PV | 33 | Northern Powergrid (Northeast) plc | Solar | Photovoltaic | No | Data Not Applicable | Data Not Applicable | 50.16 | Storage - Electrochemical Classic Batteries -Lithium Ion (Li–ion) | Storage - Electrochemical Classic Batteries -Lithium Ion (Li–ion) | No | Data Not Available | Data Not Available | 50.16 | Data Not Available | Data Not Available | Data Not Available | Data Not Available | Data Not Available | Data Not Available | No | Accepted To Connect | Data Not Applicable | Data Not Applicable | Data Not Applicable | Data Not Applicable | Data Not Applicable | Data Not Applicable | 100.32 | 100.32 | 105.6 | 37.05 | 39 | 2020-10-06 00:00:00 | Data Not Available | Data Not Available | Data Not Available | Data Not Available | Data Not Available | Data Not Available | Data Not Available | 2025-02-18 | 54.31967531405326, -1.5500059628827327 | 2020-10-06 |  | North Yorkshire
1900060436880 | [5 empty] | Data not available | RWE Cogen UK Limited | AYLESFORD NEWSPRINT LTD (BURHAM) 9265 | NEW HYTHE LANE | AYLESFORD | MAIDSTONE | KENT | ME20 7PB | England | 571272 | 160039 | Northfleet East | Burham 33kV |  | 33 | South Eastern Power Networks (SPN) | Fossil - Gas | Steam-gas turbine (CCGT) | Yes |  |  | 50 | [12 empty] | No | Connected | 50 | 50 | 52.632 |  |  | 2012-11-01 | [13 empty] | 2022-10-14 | -0.33848 | 51.2887 | 51.2886587593718, -0.338475756066858 | SPN-S000000008328 | Solar PV
Data Not Applicable | [5 empty] | Data Not Available | Whelley Hill Farm PV & BESS | Whelley Hill Farm | Whelley Hill Farm | Hart | Hartlepool | County Durham | TS27 3BH | England | 445024 | 534152 | Hartmoor | Hartmoor | Whelley Hill PV | 66 | Northern Powergrid (Northeast) plc | Solar | Photovoltaic | No | Data Not Applicable | Data Not Applicable | 25 | Storage - Electrochemical Classic Batteries -Lithium Ion (Li–ion) | Storage - Electrochemical Classic Batteries -Lithium Ion (Li–ion) | No | Data Not Available | Data Not Available | 25 | Data Not Available | Data Not Available | Data Not Available | Data Not Available | Data Not Available | Data Not Available | No | Accepted To Connect | Data Not Applicable | Data Not Applicable | Data Not Applicable | Data Not Applicable | Data Not Applicable | Data Not Applicable | 25 | 25 | 26.316 | Data Not Available | Data Not Available | 2020-03-27 00:00:00 | Data Not Available | Data Not Available | Data Not Available | Data Not Available | Data Not Available | Data Not Available | Data Not Available | 2025-02-11 | 54.700390032463346, -1.3028849466129904 | 2020-03-27 |  | Hartlepool
1700000000000 | [5 empty] | 1700000000000 | RWE GENERATION UK PLC | EXPORT | DATA NOT AVAILABLE | GLEN NOE HYDRO | TAYNUILT | ARGYLL AND BUTE | PA35 1JT | SCOTLAND | 206775 | 735875 | DATA NOT AVAILABLE | DATA NOT APPLICABLE | DATA NOT AVAILABLE | EHV | SCOTTISH HYDRO ELECTRIC POWER DISTRIBUTION PLC | HYDRO (TO BE CONFIRMED) | HYDRO POWER SYSTEM | NO | DATA NOT AVAILABLE | DATA NOT AVAILABLE | 1.9 | DATA NOT AVAILABLE | DATA NOT AVAILABLE | DATA NOT AVAILABLE | DATA NOT AVAILABLE | DATA NOT AVAILABLE | DATA NOT AVAILABLE | DATA NOT AVAILABLE | DATA NOT AVAILABLE | DATA NOT AVAILABLE | DATA NOT AVAILABLE | DATA NOT AVAILABLE | DATA NOT AVAILABLE | NO | CONNECTED | 1.9 | 1.9 | 2 | 0.029 | 0.03 | 44232 | DATA NOT AVAILABLE | DATA NOT AVAILABLE | DATA NOT AVAILABLE | DATA NOT AVAILABLE | DATA NOT AVAILABLE | DATA NOT AVAILABLE | DATA NOT AVAILABLE | N | DATA NOT AVAILABLE | DATA NOT AVAILABLE | DATA NOT AVAILABLE | DATA NOT AVAILABLE | DATA NOT AVAILABLE | 44294
Data Not Applicable | [5 empty] | Data Not Available | Hell Hole & Low Middlefield Farms | Hell Hole & Low Middlefield Farms | Hell Hole Farm | Thorpe Thewles | Stockton-On-Tees | County Durham | TS21 3LH | England | 439883 | 523635 | Norton | Hell Hole Farm | Hell Hole Farm Direct | 132 | Northern Powergrid (Northeast) plc | Solar | Photovoltaic | No | Data Not Applicable | Data Not Applicable | 80 | Data Not Available | Data Not Available | Data Not Available | Data Not Available | Data Not Available | Data Not Available | Data Not Available | Data Not Available | Data Not Available | Data Not Available | Data Not Available | Data Not Available | No | Accepted To Connect | Data Not Applicable | Data Not Applicable | Data Not Applicable | Data Not Applicable | Data Not Applicable | Data Not Applicable | 80 | 80 | 84.211 | Data Not Available | Data Not Available | 2019-11-25 00:00:00 | Data Not Available | Data Not Available | Data Not Available | Data Not Available | Data Not Available | Data Not Available | Data Not Available | 2019-12-12 | 54.60631502881076, -1.384082335081576 | 2019-11-25 |  | Stockton-on-Tees
1700000000000 | [5 empty] | 1700000000000 | RWE INNOGY UK LIMITED | MALDIE HYDRO SCHEME | DATA NOT AVAILABLE | DATA NOT AVAILABLE | LAIRG | SUTHERLAND | DATA NOT AVAILABLE | SCOTLAND | DATA NOT AVAILABLE | DATA NOT AVAILABLE | CASSLEY | DATA NOT APPLICABLE | CASSLEY GRID | 33 | SCOTTISH HYDRO ELECTRIC POWER DISTRIBUTION PLC | HYDRO (TO BE CONFIRMED) | HYDRO POWER SYSTEM | NO | DATA NOT AVAILABLE | DATA NOT AVAILABLE | 3.8 | DATA NOT AVAILABLE | DATA NOT AVAILABLE | DATA NOT AVAILABLE | DATA NOT AVAILABLE | DATA NOT AVAILABLE | DATA NOT AVAILABLE | DATA NOT AVAILABLE | DATA NOT AVAILABLE | DATA NOT AVAILABLE | DATA NOT AVAILABLE | DATA NOT AVAILABLE | DATA NOT AVAILABLE | NO | CONNECTED | 3.8 | 3.8 | 4 | DATA NOT AVAILABLE | DATA NOT AVAILABLE | DATA NOT AVAILABLE | DATA NOT AVAILABLE | DATA NOT AVAILABLE | DATA NOT AVAILABLE | DATA NOT AVAILABLE | DATA NOT AVAILABLE | DATA NOT AVAILABLE | DATA NOT AVAILABLE | N | DATA NOT AVAILABLE | DATA NOT AVAILABLE | DATA NOT AVAILABLE | DATA NOT AVAILABLE | DATA NOT AVAILABLE | 44245
Data Not Applicable | [5 empty] | Data Not Available | Toffts Road Steam - Saltholme | Toffts Road Steam - Saltholme | Tofts Road West | Tofts Farm Industrial Estate West Brenda | Hartlepool | County Durham | TS25 2BQ | England | 451558 | 528224 | Saltholme | Toffts Road Steam | Toffts Road Steam Direct | 132 | Northern Powergrid (Northeast) plc | Fossil - Gas | Steam turbine (thermal power plant) | Yes | Data Not Applicable | Data Not Applicable | 49.999 | Data Not Available | Data Not Available | Data Not Available | Data Not Available | Data Not Available | Data Not Available | Data Not Available | Data Not Available | Data Not Available | Data Not Available | Data Not Available | Data Not Available | No | Accepted To Connect | Data Not Applicable | Data Not Applicable | Data Not Applicable | Data Not Applicable | Data Not Applicable | Data Not Applicable | 49.999 | 49.999 | 52.631 | Data Not Available | Data Not Available | 2019-09-06 00:00:00 | Data Not Available | Data Not Available | Data Not Available | Data Not Available | Data Not Available | Data Not Available | Data Not Available | 2019-09-10 | 54.646497162490434, -1.2025516084516288 | 2019-09-06 |  | Hartlepool
1574200336608 | [5 empty] | Data Not Available | York Potash - Sirius | York Potash - Sirius | Woodsmiths Site | Sneaton | Whitby | North Yorkshire | YO22 5HZ | England | 489624 | 505912 | Osbaldwick | Malton Grid | Whitby T2 | 11 | Northern Powergrid (Northeast) plc | Stored Energy (all stored energy irrespective of the original energy source) | Storage - Electrochemical Classic Batteries -Lithium Ion (Li–ion) | No | Data Not Available | Data Not Available | 4 | Data Not Available | Data Not Available | Data Not Available | Data Not Available | Data Not Available | Data Not Available | Data Not Available | Data Not Available | Data Not Available | Data Not Available | Data Not Available | Data Not Available | No | Connected | 4 | 4 | 4.211 | Data Not Available | Data Not Available | 2022-03-24 16:27:00 | Data Not Applicable | Data Not Applicable | 4.211 | Data Not Applicable | Data Not Applicable | 2019-02-21 00:00:00 | Data Not Available | Data Not Available | Data Not Available | Data Not Available | Data Not Available | Data Not Available | Data Not Available | 2024-09-11 | 54.44072394032472, -0.6195973352004069 | 2019-02-21 | 2022-03-24 | North Yorkshire
Data Not Applicable | [5 empty] | Data Not Available | Broken Scar WTW PV | Broken Scar Treatment Works | Broken Scar Treatment Works | Coniscliffe Road | Darlington | County Durham | DL3 8TF | England | 425519 | 514189 | Norton | Darlington North | Darlington West | 11 | Northern Powergrid (Northeast) plc | Solar | Photovoltaic | No | Data Not Applicable | Data Not Applicable | 3.1 | Data Not Available | Data Not Available | Data Not Available | Data Not Available | Data Not Available | Data Not Available | Data Not Available | Data Not Available | Data Not Available | Data Not Available | Data Not Available | Data Not Available | No | Accepted To Connect | Data Not Applicable | Data Not Applicable | Data Not Applicable | Data Not Applicable | Data Not Applicable | Data Not Applicable | 3.1 | 3.1 | 3.263 | Data Not Available | Data Not Available | 2018-11-02 10:23:00 | Data Not Available | Data Not Available | Data Not Available | Data Not Available | Data Not Available | Data Not Available | Data Not Available | 2018-12-17 | 54.52235419372727, -1.6072617417802715 | 2018-11-02 |  | Darlington
1097000000086 | [6 empty] | RWE KL Limited | KINGS LYNN POWER STATION |  |  | Saddlebow | Norfolk | PE34 3RD | England | 560730 | 316990 | Walpole | - |  | 132 | Eastern Power Networks (EPN) | Fossil - Gas | Steam-gas turbine (CCGT) |  |  |  | 350 | [12 empty] | No | Connected | 350 | 350 | 368.421 |  |  | 1994-08-18 | [13 empty] | 2022-12-14 | 1.1523 | 52.7716 | 52.7715745360746, 1.15227660549401 |  | Wind
Data Not Applicable | [5 empty] | Data Not Available | Old Allen Road BESS | Old Allen Road BESS | Old Allen Road | Wilsden | Bradford | West Yorkshire | BD13 3RY | England | 408098 | 434981 | Bradford West | Old Allen Road BESS | Old Allen Road BESS Direct | 132 | Northern Powergrid (Yorkshire) plc | Stored Energy (all stored energy irrespective of the original energy source) | Storage - Electrochemical Classic Batteries -Lithium Ion (Li–ion) | No | Data Not Available | Data Not Available | 99.9 | Data Not Available | Data Not Available | Data Not Available | Data Not Available | Data Not Available | Data Not Available | Data Not Available | Data Not Available | Data Not Available | Data Not Available | Data Not Available | Data Not Available | No | Accepted To Connect | Data Not Applicable | Data Not Applicable | Data Not Applicable | Data Not Applicable | Data Not Applicable | Data Not Applicable | 99.9 | 99.9 | 105.158 | Data Not Available | Data Not Available | 2023-04-25 00:00:00 | Data Not Available | Data Not Available | Data Not Available | Data Not Available | Data Not Available | Data Not Available | Data Not Available | 2023-05-15 | 53.811055742311055, -1.8785014239609619 | 2023-04-25 |  | Bradford
Data Not Applicable | [5 empty] | Data Not Available | NEL Green BESS | NEL Green BESS | Land East of Green Lane | Wickersley | Rotherham | South Yorkshire | S66 9JD | England | 448591 | 389850 | Thurcroft | Thurcroft | NEL Green BESS | 66 | Northern Powergrid (Yorkshire) plc | Stored Energy (all stored energy irrespective of the original energy source) | Storage - Electrochemical Classic Batteries -Lithium Ion (Li–ion) | No | Data Not Available | Data Not Available | 85 | Data Not Available | Data Not Available | Data Not Available | Data Not Available | Data Not Available | Data Not Available | Data Not Available | Data Not Available | Data Not Available | Data Not Available | Data Not Available | Data Not Available | No | Accepted To Connect | Data Not Applicable | Data Not Applicable | Data Not Applicable | Data Not Applicable | Data Not Applicable | Data Not Applicable | 85 | 85 | 89.474 | Data Not Available | Data Not Available | 2022-12-21 00:00:00 | Data Not Available | Data Not Available | Data Not Available | Data Not Available | Data Not Available | Data Not Available | Data Not Available | 2023-01-12 | 53.403242737452345, -1.2706071945377753 | 2022-12-21 |  | Rotherham
Data Not Applicable | [5 empty] | Data Not Available | Long Lane BESS | Long Lane BESS | Long Lane | E.S.S | Beverley | East Riding of Yorkshire | HU17 0RN | England | 504777 | 437341 | Creyke Beck | Long Lane BESS | Long Lane BESS Direct | 132 | Northern Powergrid (Yorkshire) plc | Stored Energy (all stored energy irrespective of the original energy source) | Storage - Electrochemical Classic Batteries -Lithium Ion (Li–ion) | No | Data Not Available | Data Not Available | 85 | Data Not Available | Data Not Available | Data Not Available | Data Not Available | Data Not Available | Data Not Available | Data Not Available | Data Not Available | Data Not Available | Data Not Available | Data Not Available | Data Not Available | No | Accepted To Connect | Data Not Applicable | Data Not Applicable | Data Not Applicable | Data Not Applicable | Data Not Applicable | Data Not Applicable | 85 | 85 | 89.474 | Data Not Available | Data Not Available | 2023-06-01 00:00:00 | Data Not Available | Data Not Available | Data Not Available | Data Not Available | Data Not Available | Data Not Available | Data Not Available | 2023-07-12 | 53.82179215840362, -0.40981804009172945 | 2023-06-01 |  | East Riding of Yorkshire
Data Not Applicable | [5 empty] | Data Not Available | Low Farm Wakefield | Low Farm Wakefield | Low Farm | Wakefield Road | Wakefield | West Yorkshire | WF4 4BB | England | 424034 | 415863 | Skelton Grange | Low Farm Wakefield | Low Farm Wakefield Direct | 132 | Northern Powergrid (Yorkshire) plc | Solar | Photovoltaic | No | Data Not Applicable | Data Not Applicable | 86 | Data Not Available | Data Not Available | Data Not Available | Data Not Available | Data Not Available | Data Not Available | Data Not Available | Data Not Available | Data Not Available | Data Not Available | Data Not Available | Data Not Available | No | Accepted To Connect | Data Not Applicable | Data Not Applicable | Data Not Applicable | Data Not Applicable | Data Not Applicable | Data Not Applicable | 86 | 86 | 90.526 | Data Not Available | Data Not Available | 2021-03-31 00:00:00 | Data Not Available | Data Not Available | Data Not Available | Data Not Available | Data Not Available | Data Not Available | Data Not Available | 2023-06-29 | 53.638736609760315, -1.637970758180563 | 2021-03-31 |  | Kirklees
Data Not Applicable | [5 empty] | Data Not Available | Skelton Grange BESS | Skelton Grange Road | Skelton Grange Road | Skelton Grange Road | Leeds | West Yorkshire | LS10 1RR | England | 433078 | 431383 | Skelton Grange | Skelton Grange BESS | Skelton Grange BESS Direct | 132 | Northern Powergrid (Yorkshire) plc | Stored Energy (all stored energy irrespective of the original energy source) | Storage - Electrochemical Classic Batteries -Lithium Ion (Li–ion) | No | Data Not Available | Data Not Available | 99.9 | Data Not Available | Data Not Available | Data Not Available | Data Not Available | Data Not Available | Data Not Available | Data Not Available | Data Not Available | Data Not Available | Data Not Available | Data Not Available | Data Not Available | No | Accepted To Connect | Data Not Applicable | Data Not Applicable | Data Not Applicable | Data Not Applicable | Data Not Applicable | Data Not Applicable | 99.9 | 99.9 | 105.158 | Data Not Available | Data Not Available | 2021-03-26 00:00:00 | Data Not Available | Data Not Available | Data Not Available | Data Not Available | Data Not Available | Data Not Available | Data Not Available | 2023-06-29 | 53.777735019820206, -1.4995374182867678 | 2021-03-26 |  | Leeds
Data Not Applicable | [5 empty] | Data Not Available | Holmfield Industrial BESS | Holmfield Industrial BESS | Holmfield Industrial Estate | Holdsworth Road | Halifax | West Yorkshire | HX2 9TN | England | 408427 | 429180 | Bradford West | Holmfield | Holmfield Industrial BESS | 33 | Northern Powergrid (Yorkshire) plc | Stored Energy (all stored energy irrespective of the original energy source) | Storage - Electrochemical Classic Batteries -Lithium Ion (Li–ion) | No | Data Not Available | Data Not Available | 49.9 | Data Not Available | Data Not Available | Data Not Available | Data Not Available | Data Not Available | Data Not Available | Data Not Available | Data Not Available | Data Not Available | Data Not Available | Data Not Available | Data Not Available | No | Accepted To Connect | Data Not Applicable | Data Not Applicable | Data Not Applicable | Data Not Applicable | Data Not Applicable | Data Not Applicable | 49.9 | 49.9 | 52.526 | Data Not Available | Data Not Available | 2023-05-22 00:00:00 | Data Not Available | Data Not Available | Data Not Available | Data Not Available | Data Not Available | Data Not Available | Data Not Available | 2023-06-13 | 53.75891147402893, -1.8736614780882264 | 2023-05-22 |  | Calderdale
Data Not Applicable | [5 empty] | Data Not Available | Greenacres Garth BESS | Greenacres Garth BESS | Land near Greenacres Garth | Green Lane | Selby | North Yorkshire | YO8 6PG | England | 465760 | 432163 | Drax | Osgodby 1/2 | Greenacres Garth BESS | 33 | Northern Powergrid (Yorkshire) plc | Stored Energy (all stored energy irrespective of the original energy source) | Storage - Electrochemical Classic Batteries -Lithium Ion (Li–ion) | No | Data Not Available | Data Not Available | 40 | Data Not Available | Data Not Available | Data Not Available | Data Not Available | Data Not Available | Data Not Available | Data Not Available | Data Not Available | Data Not Available | Data Not Available | Data Not Available | Data Not Available | No | Accepted To Connect | Data Not Applicable | Data Not Applicable | Data Not Applicable | Data Not Applicable | Data Not Applicable | Data Not Applicable | 40 | 40 | 42.105 | Data Not Available | Data Not Available | 2023-03-22 00:00:00 | Data Not Available | Data Not Available | Data Not Available | Data Not Available | Data Not Available | Data Not Available | Data Not Available | 2023-04-12 | 53.78165046026303, -1.0034995864756484 | 2023-03-22 |  | North Yorkshire
Data Not Applicable | [5 empty] | Data Not Available | Darnell Road BESS | Land off Darnell Road | Land off Darnall Road | Darnall Road | Sheffield | North Yorkshire | S9 5AB | England | 438272 | 388694 | West Melton / Thorpe Marsh | Darnell Road BESS | Darnell Road BESS Direct | 132 | Northern Powergrid (Yorkshire) plc | Stored Energy (all stored energy irrespective of the original energy source) | Storage - Electrochemical Classic Batteries -Lithium Ion (Li–ion) | No | Data Not Available | Data Not Available | 40 | Data Not Available | Data Not Available | Data Not Available | Data Not Available | Data Not Available | Data Not Available | Data Not Available | Data Not Available | Data Not Available | Data Not Available | Data Not Available | Data Not Available | No | Accepted To Connect | Data Not Applicable | Data Not Applicable | Data Not Applicable | Data Not Applicable | Data Not Applicable | Data Not Applicable | 40 | 40 | 42.105 | Data Not Available | Data Not Available | 2022-04-21 00:00:00 | Data Not Available | Data Not Available | Data Not Available | Data Not Available | Data Not Available | Data Not Available | Data Not Available | 2023-03-10 | 53.393699256523455, -1.4259454872815092 | 2022-04-21 |  | Sheffield
Data Not Applicable | [5 empty] | Data Not Available | 200MW BESS at Land to West of Stocking Lane | 200MW BESS at Land to West of Stocking Lane | Land to West of | Stocking Lane | Knottingley | West Yorkshire | WF11 8DL | England | 452260 | 423976 | Ferrybridge B | Stocking Lane BESS | Stocking Lane BESS Direct | 132 | Northern Powergrid (Yorkshire) plc | Stored Energy (all stored energy irrespective of the original energy source) | Storage - Electrochemical Classic Batteries -Lithium Ion (Li–ion) | No | Data Not Available | Data Not Available | 200 | Data Not Available | Data Not Available | Data Not Available | Data Not Available | Data Not Available | Data Not Available | Data Not Available | Data Not Available | Data Not Available | Data Not Available | Data Not Available | Data Not Available | No | Accepted To Connect | Data Not Applicable | Data Not Applicable | Data Not Applicable | Data Not Applicable | Data Not Applicable | Data Not Applicable | 200 | 200 | 210.526 | Data Not Available | Data Not Available | 2023-01-27 00:00:00 | Data Not Available | Data Not Available | Data Not Available | Data Not Available | Data Not Available | Data Not Available | Data Not Available | 2023-02-10 | 53.70959950408848, -1.209734217383322 | 2023-01-27 |  | North Yorkshire
Data Not Available | [5 empty] | Data Not Available | Coca Cola Wakefield Solar | Coca Cola Wakefield Solar | Coca Cola Wakefield | Kenmore Road | Wakefield | West Yorkshire | WF2 0XR | England | 431583 | 424886 | Skelton Grange | Wakefield North | Kenmore Road | 11 | Northern Powergrid (Yorkshire) plc | Solar | Photovoltaic | No | Data Not Applicable | Data Not Applicable | 2.775 | Data Not Available | Data Not Available | Data Not Available | Data Not Available | Data Not Available | Data Not Available | Data Not Available | Data Not Available | Data Not Available | Data Not Available | Data Not Available | Data Not Available | No | Connected | 2.775 | 2.775 | 2.921 | Data Not Available | Data Not Available | 2021-03-03 16:09:00 | Data Not Applicable | Data Not Applicable | 2.921 | Data Not Applicable | Data Not Applicable | 2021-02-10 00:00:00 | Data Not Available | Data Not Available | Data Not Available | Data Not Available | Data Not Available | Data Not Available | Data Not Available | 2021-03-10 | 53.71943430720051, -1.522884126558677 | 2021-02-10 | 2021-03-03 | Wakefield
Data Not Applicable | [5 empty] | Data Not Available | Midland Road BESS | Midland Road BESS | Land on the East side of | Midland Road | Bradford | West Yorkshire | BD8 7JR | England | 415891 | 434199 | Bradford West | Midland Road BESS | Midland Road BESS Direct | 132 | Northern Powergrid (Yorkshire) plc | Stored Energy (all stored energy irrespective of the original energy source) | Storage - Electrochemical Classic Batteries -Lithium Ion (Li–ion) | No | Data Not Available | Data Not Available | 80 | Data Not Available | Data Not Available | Data Not Available | Data Not Available | Data Not Available | Data Not Available | Data Not Available | Data Not Available | Data Not Available | Data Not Available | Data Not Available | Data Not Available | No | Accepted To Connect | Data Not Applicable | Data Not Applicable | Data Not Applicable | Data Not Applicable | Data Not Applicable | Data Not Applicable | 80 | 80 | 84.211 | Data Not Available | Data Not Available | 2023-04-27 00:00:00 | Data Not Available | Data Not Available | Data Not Available | Data Not Available | Data Not Available | Data Not Available | Data Not Available | 2023-05-15 | 53.80384923697369, -1.7601939462222869 | 2023-04-27 |  | Bradford
2394000125431 | [5 empty] | 2380002865748 | P & B Foods PV | P & B Foods PV | P & B Foods | Newhall Way | Bradford | West Yorkshire | BD5 8LZ | England | 417104 | 430156 | Skelton Grange | Staygate | Dudley Hill | 11 | Northern Powergrid (Yorkshire) plc | Solar | Photovoltaic | No | Data Not Applicable | Data Not Applicable | 1.54 | Data Not Available | Data Not Available | Data Not Available | Data Not Available | Data Not Available | Data Not Available | Data Not Available | Data Not Available | Data Not Available | Data Not Available | Data Not Available | Data Not Available | No | Connected | 1.54 | 0.41 | 0.432 | Data Not Available | Data Not Available | 2023-07-24 00:00:00 | Data Not Applicable | Data Not Applicable | 1.621 | Data Not Applicable | Data Not Applicable | 2022-11-18 00:00:00 | Data Not Available | Data Not Available | Data Not Available | Data Not Available | Data Not Available | Data Not Available | Data Not Available | 2023-09-13 | 53.767473030247814, -1.741998863836824 | 2022-11-18 | 2023-07-24 | Bradford
Data Not Available | [5 empty] | Data Not Available | J3 Business Park C1 PV | J3 Business Park C1 PV | Case 1, J3 Business Park | Balby Carr Bank | Doncaster | South Yorkshire | DN4 8DE | England | 457849 | 401122 | West Melton / Thorpe Marsh | Doncaster B/Thorpe Marsh | Balby | 11 | Northern Powergrid (Yorkshire) plc | Solar | Photovoltaic | No | Data Not Applicable | Data Not Applicable | 1.1 | Data Not Available | Data Not Available | Data Not Available | Data Not Available | Data Not Available | Data Not Available | Data Not Available | Data Not Available | Data Not Available | Data Not Available | Data Not Available | Data Not Available | No | Connected | 1.1 | 0.453 | 0.477 | Data Not Available | Data Not Available | 2024-01-22 00:00:00 | Data Not Applicable | Data Not Applicable | 1.158 | Data Not Applicable | Data Not Applicable | 2023-07-20 00:00:00 | Data Not Available | Data Not Available | Data Not Available | Data Not Available | Data Not Available | Data Not Available | Data Not Available | 2023-09-12 | 53.50361782709148, -1.1293045813550275 | 2023-07-20 | 2024-01-22 | Doncaster
Data Not Available | [5 empty] | Data Not Available | J3 Business Park C2 PV | J3 Business Park C2 PV | Case 2, J3 Business Park | Balby Carr Bank | Doncaster | South Yorkshire | DN4 8DE | England | 457849 | 401122 | West Melton / Thorpe Marsh | Doncaster B/Thorpe Marsh | Balby | 11 | Northern Powergrid (Yorkshire) plc | Solar | Photovoltaic | No | Data Not Applicable | Data Not Applicable | 1.1 | Data Not Available | Data Not Available | Data Not Available | Data Not Available | Data Not Available | Data Not Available | Data Not Available | Data Not Available | Data Not Available | Data Not Available | Data Not Available | Data Not Available | No | Connected | 1.1 | 0.44 | 0.463 | Data Not Available | Data Not Available | 2024-01-22 00:00:00 | Data Not Applicable | Data Not Applicable | 1.158 | Data Not Applicable | Data Not Applicable | 2023-07-20 00:00:00 | Data Not Available | Data Not Available | Data Not Available | Data Not Available | Data Not Available | Data Not Available | Data Not Available | 2023-09-12 | 53.50361782709148, -1.1293045813550275 | 2023-07-20 | 2024-01-22 | Doncaster
Data Not Applicable | [5 empty] | Data Not Available | Drimbawn PV | Drimbawn PV | Drimbawn (UK) Ltd | Gravelhill Lane | Goole | East Riding of Yorkshire | DN14 0JJ | England | 455502 | 421007 | Ferrybridge B | Kirkhaw Lane | Beal | 11 | Northern Powergrid (Yorkshire) plc | Solar | Photovoltaic | No | Data Not Applicable | Data Not Applicable | 1.6 | Data Not Available | Data Not Available | Data Not Available | Data Not Available | Data Not Available | Data Not Available | Data Not Available | Data Not Available | Data Not Available | Data Not Available | Data Not Available | Data Not Available | No | Accepted To Connect | Data Not Applicable | Data Not Applicable | Data Not Applicable | Data Not Applicable | Data Not Applicable | Data Not Applicable | 1.6 | 1.6 | 1.684 | Data Not Available | Data Not Available | 2023-03-17 00:00:00 | Data Not Available | Data Not Available | Data Not Available | Data Not Available | Data Not Available | Data Not Available | Data Not Available | 2023-09-12 | 53.68258277362905, -1.1611537916801065 | 2023-03-17 |  | North Yorkshire
Data Not Applicable | [5 empty] | Data Not Available | Knostrop Treatment PV | Knostrop Treatment PV | Knostrop Treatment Works | Knowsthorpe Lane | Leeds | West Yorkshire | LS9 0PJ | England | 432354 | 431702 | Skelton Grange | Leeds East | Knostrop | 11 | Northern Powergrid (Yorkshire) plc | Solar | Photovoltaic | No | Data Not Applicable | Data Not Applicable | 11.5 | Data Not Available | Data Not Available | Data Not Available | Data Not Available | Data Not Available | Data Not Available | Data Not Available | Data Not Available | Data Not Available | Data Not Available | Data Not Available | Data Not Available | No | Accepted To Connect | Data Not Applicable | Data Not Applicable | Data Not Applicable | Data Not Applicable | Data Not Applicable | Data Not Applicable | 11.5 | 11.5 | 12.105 | Data Not Available | Data Not Available | 2023-07-17 00:00:00 | Data Not Available | Data Not Available | Data Not Available | Data Not Available | Data Not Available | Data Not Available | Data Not Available | 2023-09-12 | 53.780647407960366, -1.5104899822737554 | 2023-07-17 |  | Leeds
Data Not Applicable | [5 empty] | Data Not Available | Bingley Road BESS | Bingley Road BESS | Bingley Road | Keighley | Cullingworth | West Yorkshire | BD21 5QF | England | 405512 | 438251 | Bradford West | Bingley Road BESS | Bingley Road BESS Direct | 132 | Northern Powergrid (Yorkshire) plc | Stored Energy (all stored energy irrespective of the original energy source) | Storage - Electrochemical Classic Batteries -Lithium Ion (Li–ion) | No | Data Not Available | Data Not Available | 51.5 | Data Not Available | Data Not Available | Data Not Available | Data Not Available | Data Not Available | Data Not Available | Data Not Available | Data Not Available | Data Not Available | Data Not Available | Data Not Available | Data Not Available | No | Accepted To Connect | Data Not Applicable | Data Not Applicable | Data Not Applicable | Data Not Applicable | Data Not Applicable | Data Not Applicable | 51.5 | 51.5 | 54.211 | Data Not Available | Data Not Available | 2023-06-14 00:00:00 | Data Not Available | Data Not Available | Data Not Available | Data Not Available | Data Not Available | Data Not Available | Data Not Available | 2023-07-12 | 53.84047945168281, -1.917716276242212 | 2023-06-14 |  | Bradford
Data Not Applicable | [5 empty] | Data Not Available | Thorpe Lane BESS | Thorpe Lane BESS | Tingley Garden Centre | Thorpe Lane | Leeds | West Yorkshire | WF3 1SL | England | 429156 | 426785 | Skelton Grange | Thorpe Lane BESS | Thorpe Lane BESS Direct | 132 | Northern Powergrid (Yorkshire) plc | Stored Energy (all stored energy irrespective of the original energy source) | Storage - Electrochemical Classic Batteries -Lithium Ion (Li–ion) | No | Data Not Available | Data Not Available | 49.9 | Data Not Available | Data Not Available | Data Not Available | Data Not Available | Data Not Available | Data Not Available | Data Not Available | Data Not Available | Data Not Available | Data Not Available | Data Not Available | Data Not Available | No | Accepted To Connect | Data Not Applicable | Data Not Applicable | Data Not Applicable | Data Not Applicable | Data Not Applicable | Data Not Applicable | 49.9 | 49.9 | 52.526 | Data Not Available | Data Not Available | 2023-08-30 00:00:00 | Data Not Available | Data Not Available | Data Not Available | Data Not Available | Data Not Available | Data Not Available | Data Not Available | 2023-09-11 | 53.73664283787634, -1.5594822238506643 | 2023-08-30 |  | Leeds
Data Not Applicable | [5 empty] | Data Not Available | Mercury Renewables Leeds BESS 1 | Mercury Renewables Leeds BESS 1 | Core Plant 1 | Belfry Road | Leeds | West Yorkshire | LS9 0AY | England | 432289 | 432306 | Skelton Grange | Mercury Renewables BESS | Mercury Renewables BESS Direct | 132 | Northern Powergrid (Yorkshire) plc | Stored Energy (all stored energy irrespective of the original energy source) | Storage - Electrochemical Classic Batteries -Lithium Ion (Li–ion) | No | Data Not Available | Data Not Available | 200 | Data Not Available | Data Not Available | Data Not Available | Data Not Available | Data Not Available | Data Not Available | Data Not Available | Data Not Available | Data Not Available | Data Not Available | Data Not Available | Data Not Available | No | Accepted To Connect | Data Not Applicable | Data Not Applicable | Data Not Applicable | Data Not Applicable | Data Not Applicable | Data Not Applicable | 200 | 200 | 210.526 | Data Not Available | Data Not Available | 2023-08-17 00:00:00 | Data Not Available | Data Not Available | Data Not Available | Data Not Available | Data Not Available | Data Not Available | Data Not Available | 2023-09-11 | 53.78607996929677, -1.511413329119778 | 2023-08-17 |  | Leeds
Data Not Applicable | [5 empty] | Data Not Available | Crossley Street Solar | Crossley Street Solar | Crossley Street | A655 | Wakefield | West Yorkshire | WF1 5TR | England | 437420 | 420788 | Ferrybridge B | Featherstone | Crossley Street Solar | 33 | Northern Powergrid (Yorkshire) plc | Solar | Photovoltaic | No | Data Not Applicable | Data Not Applicable | 21.91 | Data Not Available | Data Not Available | Data Not Available | Data Not Available | Data Not Available | Data Not Available | Data Not Available | Data Not Available | Data Not Available | Data Not Available | Data Not Available | Data Not Available | No | Accepted To Connect | Data Not Applicable | Data Not Applicable | Data Not Applicable | Data Not Applicable | Data Not Applicable | Data Not Applicable | 21.91 | 21.91 | 23.063 | Data Not Available | Data Not Available | 2023-08-03 00:00:00 | Data Not Available | Data Not Available | Data Not Available | Data Not Available | Data Not Available | Data Not Available | Data Not Available | 2023-09-11 | 53.68221823870993, -1.4349307075270499 | 2023-08-03 |  | Wakefield
Data Not Applicable | [5 empty] | Data Not Available | Pollington Solar PV & BESS | Pollington Solar PV & BESS | Pollington Solar Project | West Cowick | Goole | West Yorkshire | DN14 9ED | England | 464897 | 421391 | Drax | Pollington Hybid | Pollington Hybrid Direct | 132 | Northern Powergrid (Yorkshire) plc | Solar | Photovoltaic | No | Data Not Applicable | Data Not Applicable | 314.1 | Data Not Available | Data Not Available | Data Not Available | Data Not Available | Data Not Available | Data Not Available | Data Not Available | Data Not Available | Data Not Available | Data Not Available | Data Not Available | Data Not Available | No | Accepted To Connect | Data Not Applicable | Data Not Applicable | Data Not Applicable | Data Not Applicable | Data Not Applicable | Data Not Applicable | 314.1 | 314.1 | 330.632 | 49.97 | 52.6 | 2023-08-25 00:00:00 | Data Not Available | Data Not Available | Data Not Available | Data Not Available | Data Not Available | Data Not Available | Data Not Available | 2024-08-15 | 53.68495347922994, -1.0188507821412613 | 2023-08-25 |  | East Riding of Yorkshire
Data Not Applicable | [5 empty] | Data Not Available | Allen Park Farm BESS | Allen Park Farm BESS | Allen Park Farm | Ten Yards Lane | Bradford | West Yorkshire | BD13 3SD | England | 407766 | 434598 | Bradford West | Allen Park Farm BESS | Allen Park Farm BESS Direct | 132 | Northern Powergrid (Yorkshire) plc | Stored Energy (all stored energy irrespective of the original energy source) | Storage - Electrochemical Classic Batteries -Lithium Ion (Li–ion) | No | Data Not Available | Data Not Available | 49.9 | Data Not Available | Data Not Available | Data Not Available | Data Not Available | Data Not Available | Data Not Available | Data Not Available | Data Not Available | Data Not Available | Data Not Available | Data Not Available | Data Not Available | No | Accepted To Connect | Data Not Applicable | Data Not Applicable | Data Not Applicable | Data Not Applicable | Data Not Applicable | Data Not Applicable | 49.9 | 49.9 | 52.526 | Data Not Available | Data Not Available | 2023-07-04 00:00:00 | Data Not Available | Data Not Available | Data Not Available | Data Not Available | Data Not Available | Data Not Available | Data Not Available | 2023-08-14 | 53.807618359094235, -1.883552849609542 | 2023-07-04 |  | Bradford
Data Not Applicable | [5 empty] | Data Not Available | NEL Springfield | Springfield Farm | Springfield Farm | Weeland Road | Goole | West Yorkshire | DN14 0RL | England | 457525 | 423108 | Ferrybridge B | NEL Springfield | NEL Springfield Direct | 132 | Northern Powergrid (Yorkshire) plc | Stored Energy (all stored energy irrespective of the original energy source) | Storage - Electrochemical Classic Batteries -Lithium Ion (Li–ion) | No | Data Not Available | Data Not Available | 240 | Data Not Available | Data Not Available | Data Not Available | Data Not Available | Data Not Available | Data Not Available | Data Not Available | Data Not Available | Data Not Available | Data Not Available | Data Not Available | Data Not Available | No | Accepted To Connect | Data Not Applicable | Data Not Applicable | Data Not Applicable | Data Not Applicable | Data Not Applicable | Data Not Applicable | 240 | 240 | 252.632 | Data Not Available | Data Not Available | 2023-07-20 00:00:00 | Data Not Available | Data Not Available | Data Not Available | Data Not Available | Data Not Available | Data Not Available | Data Not Available | 2023-08-14 | 53.70124629026892, -1.130139534614634 | 2023-07-20 |  | North Yorkshire
Data Not Applicable | [5 empty] | Data Not Available | Church Lane | Church Lane | Land North of Church Lane | South Hiendley | Barnsley | South Yorkshire | S72 9DH | England | 438591 | 412673 | Ferrybridge A | Ferrybridge A | Monckton | 11 | Northern Powergrid (Yorkshire) plc | Solar | Photovoltaic | No | Data Not Applicable | Data Not Applicable | 6 | Data Not Available | Data Not Available | Data Not Available | Data Not Available | Data Not Available | Data Not Available | Data Not Available | Data Not Available | Data Not Available | Data Not Available | Data Not Available | Data Not Available | No | Accepted To Connect | Data Not Applicable | Data Not Applicable | Data Not Applicable | Data Not Applicable | Data Not Applicable | Data Not Applicable | 6 | 6 | 6.316 | Data Not Available | Data Not Available | 2022-05-24 00:00:00 | Data Not Available | Data Not Available | Data Not Available | Data Not Available | Data Not Available | Data Not Available | Data Not Available | 2022-06-14 | 53.60919797485661, -1.4182068157978736 | 2022-05-24 |  | Wakefield
Data Not Applicable | [5 empty] | Data Not Available | Brodsworth BESS | Brodsworth BESS | Brodsworth Energy Park | Long Lands Lane | DONCASTER | South Yorkshire | DN5 7XB | England | 452027 | 408037 | West Melton / Thorpe Marsh | Doncaster B/Thorpe Marsh | Brodsworth BESS | 66 | Northern Powergrid (Yorkshire) plc | Stored Energy (all stored energy irrespective of the original energy source) | Storage - Electrochemical Classic Batteries -Lithium Ion (Li–ion) | No | Data Not Available | Data Not Available | 15 | Data Not Available | Data Not Available | Data Not Available | Data Not Available | Data Not Available | Data Not Available | Data Not Available | Data Not Available | Data Not Available | Data Not Available | Data Not Available | Data Not Available | No | Accepted To Connect | Data Not Applicable | Data Not Applicable | Data Not Applicable | Data Not Applicable | Data Not Applicable | Data Not Applicable | 15 | 15 | 15.789 | Data Not Available | Data Not Available | 2022-03-10 00:00:00 | Data Not Available | Data Not Available | Data Not Available | Data Not Available | Data Not Available | Data Not Available | Data Not Available | 2022-04-13 | 53.566373322737256, -1.215923917989084 | 2022-03-10 |  | Doncaster
Data Not Applicable | [5 empty] | Data Not Available | Maltby BESS | Maltby BESS | Land at Tickhill Road | Maltby | Rotherham | South Yorkshire | S66 7QN | England | 455487 | 392197 | Thurcroft | Thurcroft | Maltby Colliery | 66 | Northern Powergrid (Yorkshire) plc | Stored Energy (all stored energy irrespective of the original energy source) | Storage - Electrochemical Classic Batteries -Lithium Ion (Li–ion) | No | Data Not Available | Data Not Available | 30 | Data Not Available | Data Not Available | Data Not Available | Data Not Available | Data Not Available | Data Not Available | Data Not Available | Data Not Available | Data Not Available | Data Not Available | Data Not Available | Data Not Available | No | Accepted To Connect | Data Not Applicable | Data Not Applicable | Data Not Applicable | Data Not Applicable | Data Not Applicable | Data Not Applicable | 30 | 30 | 31.579 | Data Not Available | Data Not Available | 2022-05-16 00:00:00 | Data Not Available | Data Not Available | Data Not Available | Data Not Available | Data Not Available | Data Not Available | Data Not Available | 2022-06-21 | 53.42365829629611, -1.1664834493566574 | 2022-05-16 |  | Rotherham
2380002344685 | [5 empty] | Data Not Available | Sheffield IKEA | Sheffield IKEA | IKEA | Sheffield Road | Sheffield | South Yorkshire | S9 1RT | England | 440351 | 391427 | West Melton / Thorpe Marsh | Blackburn Meadows B | Tinsley Wire Industries | 11 | Northern Powergrid (Yorkshire) plc | Solar | Photovoltaic | No | Data Not Applicable | Data Not Applicable | 1.207 | Data Not Available | Data Not Available | Data Not Available | Data Not Available | Data Not Available | Data Not Available | Data Not Available | Data Not Available | Data Not Available | Data Not Available | Data Not Available | Data Not Available | No | Connected | 1.207 | 1.207 | 1.271 | Data Not Available | Data Not Available | 2017-08-15 00:00:00 | Data Not Applicable | Data Not Applicable | 1.271 | Data Not Applicable | Data Not Applicable | 2018-02-21 00:00:00 | Data Not Available | Data Not Available | Data Not Available | Data Not Available | Data Not Available | Data Not Available | Data Not Available | 2022-01-12 | 53.418109267159934, -1.3943355362443728 | 2018-02-21 | 2017-08-15 | Sheffield
2394200155056 | [5 empty] | 2380002769018 | Castle Hill Hospital | Castle Hill Hospital | Castle Hill Hospital | Castle Road | Cottingham | North Yorkshire | HU16 5JQ | England | 502472 | 432348 | Creyke Beck | Hull South | County Road North | 11 | Northern Powergrid (Yorkshire) plc | Solar | Photovoltaic | No | Data Not Applicable | Data Not Applicable | 4 | Data Not Available | Data Not Available | Data Not Available | Data Not Available | Data Not Available | Data Not Available | Data Not Available | Data Not Available | Data Not Available | Data Not Available | Data Not Available | Data Not Available | No | Connected | 4 | 1.521 | 1.601 | 4.655 | 4.9 | 2022-02-01 00:00:00 | Data Not Applicable | Data Not Applicable | 4.211 | Data Not Applicable | Data Not Applicable | 2021-07-08 00:00:00 | Data Not Available | Data Not Available | Data Not Available | Data Not Available | Data Not Available | Data Not Available | Data Not Available | 2021-08-10 | 53.77739070936488, -0.44647788529703397 | 2021-07-08 | 2022-02-01 | East Riding of Yorkshire
Data Not Applicable | [5 empty] | Data Not Available | Redcote Lane | Redcote Lane | Caravan Storage Site | Redcote Lane | Leeds | West Yorkshire | LS4 2AL | England | 427067 | 434556 | Kirkstall B | Redcote Lane | Redcote Lane Direct | 132 | Northern Powergrid (Yorkshire) plc | Stored Energy (all stored energy irrespective of the original energy source) | Storage - Electrochemical Classic Batteries -Lithium Ion (Li–ion) | No | Data Not Available | Data Not Available | 60 | Data Not Available | Data Not Available | Data Not Available | Data Not Available | Data Not Available | Data Not Available | Data Not Available | Data Not Available | Data Not Available | Data Not Available | Data Not Available | Data Not Available | No | Accepted To Connect | Data Not Applicable | Data Not Applicable | Data Not Applicable | Data Not Applicable | Data Not Applicable | Data Not Applicable | 60 | 60 | 63.158 | Data Not Available | Data Not Available | 2021-07-07 00:00:00 | Data Not Available | Data Not Available | Data Not Available | Data Not Available | Data Not Available | Data Not Available | Data Not Available | 2021-08-10 | 53.80659890753366, -1.5904711326764693 | 2021-07-07 |  | Leeds
Data Not Applicable | [5 empty] | Data Not Available | South Road CHP | South Road CHP | Skelton Grange ERF | South Road | Leeds | West Yorkshire | LS10 1RR | England | 433078 | 431383 | Skelton Grange | South Road CHP | South Road CHP Direct | 132 | Northern Powergrid (Yorkshire) plc | Fossil - Gas | Steam turbine (thermal power plant) | Yes | Data Not Applicable | Data Not Applicable | 45 | Data Not Available | Data Not Available | Data Not Available | Data Not Available | Data Not Available | Data Not Available | Data Not Available | Data Not Available | Data Not Available | Data Not Available | Data Not Available | Data Not Available | No | Accepted To Connect | Data Not Applicable | Data Not Applicable | Data Not Applicable | Data Not Applicable | Data Not Applicable | Data Not Applicable | 45 | 45 | 47.368 | Data Not Available | Data Not Available | 2019-06-01 00:00:00 | Data Not Available | Data Not Available | Data Not Available | Data Not Available | Data Not Available | Data Not Available | Data Not Available | 2019-06-12 | 53.777735019820206, -1.4995374182867678 | 2019-06-01 |  | Leeds
2394200157781 | [5 empty] | Data Not Available | Buy It Direct PV | Buy It Direct PV | Neptune Way | Leeds Road | Huddersfield | West Yorkshire | HD2 1UA | England | 416787 | 419268 | Elland | Brighouse 132/33kV | Deighton | 11 | Northern Powergrid (Yorkshire) plc | Solar | Photovoltaic | No | Data Not Applicable | Data Not Applicable | 1.2 | Data Not Available | Data Not Available | Data Not Available | Data Not Available | Data Not Available | Data Not Available | Data Not Available | Data Not Available | Data Not Available | Data Not Available | Data Not Available | Data Not Available | No | Connected | 1.2 | 1.2 | 1.263 | Data Not Available | Data Not Available | 2021-11-28 09:16:00 | Data Not Applicable | Data Not Applicable | 1.263 | Data Not Applicable | Data Not Applicable | 2021-06-29 00:00:00 | Data Not Available | Data Not Available | Data Not Available | Data Not Available | Data Not Available | Data Not Available | Data Not Available | 2024-09-11 | 53.66962206449203, -1.7473943856325354 | 2021-06-29 | 2021-11-28 | Kirklees
Data Not Applicable | [5 empty] | Data Not Available | University of Sheffield BESS | University of Sheffield BESS | University Of Sheffield | Europa Avenue | Sheffield | South Yorkshire | S10 2TN | England | 434022 | 387365 | Wincobank | Wincobank | Waverley Business Park | 11 | Northern Powergrid (Yorkshire) plc | Stored Energy (all stored energy irrespective of the original energy source) | Storage - Electrochemical Classic Batteries -Lithium Ion (Li–ion) | No | Data Not Available | Data Not Available | 1 | Data Not Available | Data Not Available | Data Not Available | Data Not Available | Data Not Available | Data Not Available | Data Not Available | Data Not Available | Data Not Available | Data Not Available | Data Not Available | Data Not Available | No | Accepted To Connect | Data Not Applicable | Data Not Applicable | Data Not Applicable | Data Not Applicable | Data Not Applicable | Data Not Applicable | 1 | 1 | 1.053 | Data Not Available | Data Not Available | 2021-02-25 00:00:00 | Data Not Available | Data Not Available | Data Not Available | Data Not Available | Data Not Available | Data Not Available | Data Not Available | 2021-03-10 | 53.38204391507722, -1.4899950641562867 | 2021-02-25 |  | Sheffield
Data Not Applicable | [5 empty] | Data Not Available | Vox Ferndale Park BESS | Vox Ferndale Park BESS | Ferndale Buisness Park | Staithes Road | Hull | East Riding of Yorkshire | HU12 8DX | England | 516678 | 429249 | Saltend North | Ferndale Park BESS | Ferndale Park BESS Direct | 132 | Northern Powergrid (Yorkshire) plc | Stored Energy (all stored energy irrespective of the original energy source) | Storage - Electrochemical Classic Batteries -Lithium Ion (Li–ion) | No | Data Not Available | Data Not Available | 80 | Data Not Available | Data Not Available | Data Not Available | Data Not Available | Data Not Available | Data Not Available | Data Not Available | Data Not Available | Data Not Available | Data Not Available | Data Not Available | Data Not Available | No | Accepted To Connect | Data Not Applicable | Data Not Applicable | Data Not Applicable | Data Not Applicable | Data Not Applicable | Data Not Applicable | 80 | 80 | 84.211 | Data Not Available | Data Not Available | 2022-11-09 00:00:00 | Data Not Available | Data Not Available | Data Not Available | Data Not Available | Data Not Available | Data Not Available | Data Not Available | 2022-12-12 | 53.74656450253231, -0.23217925081524518 | 2022-11-09 |  | East Riding of Yorkshire
Data Not Applicable | [5 empty] | Data Not Available | Bierlow Battery Energy Storage | Bierlow Battery Energy Storage | Bierlow Battery Energy Storage | Westfield Road | Rotherham | South Yorkshire | S63 6LS | England | 440899 | 400844 | West Melton Section 3 | Bierlow BESS | Bierlow BESS Direct | 132 | Northern Powergrid (Yorkshire) plc | Stored Energy (all stored energy irrespective of the original energy source) | Storage - Electrochemical Classic Batteries -Lithium Ion (Li–ion) | No | Data Not Available | Data Not Available | 99.9 | Data Not Available | Data Not Available | Data Not Available | Data Not Available | Data Not Available | Data Not Available | Data Not Available | Data Not Available | Data Not Available | Data Not Available | Data Not Available | Data Not Available | No | Accepted To Connect | Data Not Applicable | Data Not Applicable | Data Not Applicable | Data Not Applicable | Data Not Applicable | Data Not Applicable | 99.9 | 99.9 | 105.158 | Data Not Available | Data Not Available | 2022-09-05 00:00:00 | Data Not Available | Data Not Available | Data Not Available | Data Not Available | Data Not Available | Data Not Available | Data Not Available | 2022-10-11 | 53.50270669949297, -1.3848690841485338 | 2022-09-05 |  | Rotherham
Data Not Applicable | [5 empty] | Data Not Available | Grimsby Power Station | Grimsby Power Station | Grimsby Power Station | Moody Lane | Grimsby | Lincolnshire | DN31 2SY | England | 525803 | 411058 | Grimsby West | Yarborough Road 132/33kV | Tioxide 1/2 | 33 | Northern Powergrid (Yorkshire) plc | Fossil - Gas | Engine (combustion / reciprocating) | No | Data Not Applicable | Data Not Applicable | 20 | Data Not Available | Data Not Available | Data Not Available | Data Not Available | Data Not Available | Data Not Available | Data Not Available | Data Not Available | Data Not Available | Data Not Available | Data Not Available | Data Not Available | No | Accepted To Connect | Data Not Applicable | Data Not Applicable | Data Not Applicable | Data Not Applicable | Data Not Applicable | Data Not Applicable | 20 | 20 | 21.053 | Data Not Available | Data Not Available | 2022-06-21 00:00:00 | Data Not Available | Data Not Available | Data Not Available | Data Not Available | Data Not Available | Data Not Available | Data Not Available | 2022-07-06 | 53.581031308982965, -0.10125007039049022 | 2022-06-21 |  | North East Lincolnshire
Data Not Applicable | [5 empty] | Data Not Available | Cawood Hybrid | Cawood Hybrid | Cawood South Lane Lsi (4635/1) | South Lane | Selby | North Yorkshire | HU16 5SA | England | 503515 | 435734 | Ferrybridge B | Cawood Hybrid | Cawood Hybrid Direct | 132 | Northern Powergrid (Yorkshire) plc | Solar | Photovoltaic | No | Data Not Applicable | Data Not Applicable | 52 | Storage - Electrochemical Classic Batteries -Lithium Ion (Li–ion) | Storage - Electrochemical Classic Batteries -Lithium Ion (Li–ion) | No | 20 | 2 | 12 | Data Not Available | Data Not Available | Data Not Available | Data Not Available | Data Not Available | Data Not Available | No | Accepted To Connect | Data Not Applicable | Data Not Applicable | Data Not Applicable | Data Not Applicable | Data Not Applicable | Data Not Applicable | 64 | 64 | 67.368 | Data Not Available | Data Not Available | 2022-11-04 00:00:00 | Data Not Available | Data Not Available | Data Not Available | Data Not Available | Data Not Available | Data Not Available | Data Not Available | 2024-12-19 | 53.807606486842005, -0.42952094569825744 | 2022-11-04 |  | East Riding of Yorkshire
Data Not Applicable | [5 empty] | Data Not Available | Marr Hall Farm | Marr Hall Farm | Land on both sides of the A1M | Marr | Doncaster | West Yorkshire | WF2 6PT | England | 434964 | 415482 | West Melton / Thorpe Marsh | Doncaster Central | Marr Hall Farm | 33 | Northern Powergrid (Yorkshire) plc | Solar | Photovoltaic | No | Data Not Applicable | Data Not Applicable | 40 | Data Not Available | Data Not Available | Data Not Available | Data Not Available | Data Not Available | Data Not Available | Data Not Available | Data Not Available | Data Not Available | Data Not Available | Data Not Available | Data Not Available | No | Accepted To Connect | Data Not Applicable | Data Not Applicable | Data Not Applicable | Data Not Applicable | Data Not Applicable | Data Not Applicable | 40 | 40 | 42.105 | Data Not Available | Data Not Available | 2022-09-15 00:00:00 | Data Not Available | Data Not Available | Data Not Available | Data Not Available | Data Not Available | Data Not Available | Data Not Available | 2024-05-08 | 53.63469861591678, -1.472708409914976 | 2022-09-15 |  | Wakefield
Data Not Applicable | [5 empty] | Data Not Available | Engine Lane PV | Engine Lane PV | Engine Lane | Barnsley | Grimethorpe | West Yorkshire | YO8 8NP | England | 467465 | 426303 | West Melton Section 3 | Engine Lane PV | Engine Lane PV Direct | 132 | Northern Powergrid (Yorkshire) plc | Solar | Photovoltaic | No | Data Not Applicable | Data Not Applicable | 49.9 | Data Not Available | Data Not Available | Data Not Available | Data Not Available | Data Not Available | Data Not Available | Data Not Available | Data Not Available | Data Not Available | Data Not Available | Data Not Available | Data Not Available | No | Accepted To Connect | Data Not Applicable | Data Not Applicable | Data Not Applicable | Data Not Applicable | Data Not Applicable | Data Not Applicable | 49.9 | 49.9 | 52.526 | Data Not Available | Data Not Available | 2022-09-27 00:00:00 | Data Not Available | Data Not Available | Data Not Available | Data Not Available | Data Not Available | Data Not Available | Data Not Available | 2024-05-08 | 53.72877129366754, -0.9789065844964474 | 2022-09-27 |  | North Yorkshire
Data Not Applicable | [5 empty] | Data Not Available | Scrooby Road PV | Scrooby Road PV | Scrooby Road | Scrooby Road | Bircotes | North Yorkshire | HU7 0YN | England | 509681 | 432537 | Thurcroft | Thurcroft | Scrooby Road PV | 66 | Northern Powergrid (Yorkshire) plc | Solar | Photovoltaic | No | Data Not Applicable | Data Not Applicable | 30 | Data Not Available | Data Not Available | Data Not Available | Data Not Available | Data Not Available | Data Not Available | Data Not Available | Data Not Available | Data Not Available | Data Not Available | Data Not Available | Data Not Available | No | Accepted To Connect | Data Not Applicable | Data Not Applicable | Data Not Applicable | Data Not Applicable | Data Not Applicable | Data Not Applicable | 30 | 30 | 31.579 | Data Not Available | Data Not Available | 2022-07-01 00:00:00 | Data Not Available | Data Not Available | Data Not Available | Data Not Available | Data Not Available | Data Not Available | Data Not Available | 2024-05-08 | 53.77762200358751, -0.33706393825048914 | 2022-07-01 |  | Kingston upon Hull, City of
Data Not Applicable | [5 empty] | Data Not Available | Rotherham Energy Storage | Rotherham Energy Storage | Claire Court | Rawmarsh Road | Rotherham | North Yorkshire | HU12 8LB | England | 519390 | 429003 | West Melton / Thorpe Marsh | Rotherham Energy Storage | Rotherham Energy Storage Direct | 132 | Northern Powergrid (Yorkshire) plc | Stored Energy (all stored energy irrespective of the original energy source) | Storage - Electrochemical Classic Batteries -Lithium Ion (Li–ion) | No | Data Not Available | Data Not Available | 39.6 | Data Not Available | Data Not Available | Data Not Available | Data Not Available | Data Not Available | Data Not Available | Data Not Available | Data Not Available | Data Not Available | Data Not Available | Data Not Available | Data Not Available | No | Accepted To Connect | Data Not Applicable | Data Not Applicable | Data Not Applicable | Data Not Applicable | Data Not Applicable | Data Not Applicable | 39.6 | 39.6 | 41.684 | Data Not Available | Data Not Available | 2022-05-13 00:00:00 | Data Not Available | Data Not Available | Data Not Available | Data Not Available | Data Not Available | Data Not Available | Data Not Available | 2024-05-08 | 53.74374119944924, -0.19117183378827 | 2022-05-13 |  | East Riding of Yorkshire
Data Not Applicable | [5 empty] | Data Not Available | Elsecar Road BESS | Elsecar Road BESS | Elsecar Road | Brampton Bierlow | Rotherham | West Yorkshire | S65 4LQ | England | 446982 | 394494 | West Melton Section 3 | West Melton | Elsecar Road BESS | 66 | Northern Powergrid (Yorkshire) plc | Stored Energy (all stored energy irrespective of the original energy source) | Storage - Electrochemical Classic Batteries -Lithium Ion (Li–ion) | No | Data Not Available | Data Not Available | 26 | Data Not Available | Data Not Available | Data Not Available | Data Not Available | Data Not Available | Data Not Available | Data Not Available | Data Not Available | Data Not Available | Data Not Available | Data Not Available | Data Not Available | No | Accepted To Connect | Data Not Applicable | Data Not Applicable | Data Not Applicable | Data Not Applicable | Data Not Applicable | Data Not Applicable | 26 | 26 | 27.368 | Data Not Available | Data Not Available | 2022-05-03 00:00:00 | Data Not Available | Data Not Available | Data Not Available | Data Not Available | Data Not Available | Data Not Available | Data Not Available | 2024-05-08 | 53.44512756514708, -1.2941153310435847 | 2022-05-03 |  | Rotherham
Data Not Applicable | [5 empty] | Data Not Available | Humberfield Recycling Centre BESS | Humberfield Recycling Centre BESS | Humberfield Recycling Centre | Boothferry Road | Hessle | Lincolnshire | DN31 3AE | England | 528519 | 410368 | Creyke Beck | Hull West | Humberfield Recycling Centre BESS | 33 | Northern Powergrid (Yorkshire) plc | Stored Energy (all stored energy irrespective of the original energy source) | Storage - Electrochemical Classic Batteries -Lithium Ion (Li–ion) | No | Data Not Available | Data Not Available | 30 | Data Not Available | Data Not Available | Data Not Available | Data Not Available | Data Not Available | Data Not Available | Data Not Available | Data Not Available | Data Not Available | Data Not Available | Data Not Available | Data Not Available | No | Accepted To Connect | Data Not Applicable | Data Not Applicable | Data Not Applicable | Data Not Applicable | Data Not Applicable | Data Not Applicable | 30 | 30 | 31.579 | Data Not Available | Data Not Available | 2022-04-06 00:00:00 | Data Not Available | Data Not Available | Data Not Available | Data Not Available | Data Not Available | Data Not Available | Data Not Available | 2024-05-08 | 53.57417513049226, -0.060534902937731935 | 2022-04-06 |  | North East Lincolnshire
Data Not Applicable | [5 empty] | Data Not Available | Scawby Brook Energy | Scawby Brook Energy | Former sugar beet factory | Former sugar beet factory | Brigg | Nottinghamshire | S81 8HH | England | 462240 | 389040 | Keadby | Scawby Brook | Scawby Brook Energy | 33 | Northern Powergrid (Yorkshire) plc | Solar | Photovoltaic | No | Data Not Applicable | Data Not Applicable | 49.9 | Data Not Available | Data Not Available | Data Not Available | Data Not Available | Data Not Available | Data Not Available | Data Not Available | Data Not Available | Data Not Available | Data Not Available | Data Not Available | Data Not Available | No | Accepted To Connect | Data Not Applicable | Data Not Applicable | Data Not Applicable | Data Not Applicable | Data Not Applicable | Data Not Applicable | 49.9 | 49.9 | 52.526 | Data Not Available | Data Not Available | 2021-12-06 00:00:00 | Data Not Available | Data Not Available | Data Not Available | Data Not Available | Data Not Available | Data Not Available | Data Not Available | 2024-05-08 | 53.394533149314384, -1.06549854748687 | 2021-12-06 |  | Bassetlaw
Data Not Applicable | [5 empty] | Data Not Available | Hayton House Farm | Hayton House Farm | Hayton House Farm | Alderford | Brigg | Lincolnshire | DN20 9LT | England | 499019 | 406056 | Ferrybridge B | Hayton House Farm | Hayton House Farm Direct | 132 | Northern Powergrid (Yorkshire) plc | Solar | Photovoltaic | No | Data Not Applicable | Data Not Applicable | 100 | Data Not Available | Data Not Available | Data Not Available | Data Not Available | Data Not Available | Data Not Available | Data Not Available | Data Not Available | Data Not Available | Data Not Available | Data Not Available | Data Not Available | No | Accepted To Connect | Data Not Applicable | Data Not Applicable | Data Not Applicable | Data Not Applicable | Data Not Applicable | Data Not Applicable | 100 | 100 | 105.263 | Data Not Available | Data Not Available | 2021-11-03 00:00:00 | Data Not Available | Data Not Available | Data Not Available | Data Not Available | Data Not Available | Data Not Available | Data Not Available | 2024-05-08 | 53.54182183296527, -0.5072272910340984 | 2021-11-03 |  | North Lincolnshire
Data Not Applicable | [5 empty] | Data Not Available | Langthwaite Gas | Langthwaite Gas | Unit 18 | Langthwaite Business Park | South Kirkby | North Yorkshire | HU11 4JH | England | 513027 | 436224 | Ferrybridge A | Ferrybridge A | South Elmsall | 11 | Northern Powergrid (Yorkshire) plc | Fossil - Gas | Steam-gas turbine (CCGT) | No | Data Not Applicable | Data Not Applicable | 1.84 | Data Not Available | Data Not Available | Data Not Available | Data Not Available | Data Not Available | Data Not Available | Data Not Available | Data Not Available | Data Not Available | Data Not Available | Data Not Available | Data Not Available | No | Accepted To Connect | Data Not Applicable | Data Not Applicable | Data Not Applicable | Data Not Applicable | Data Not Applicable | Data Not Applicable | 1.84 | 1.84 | 1.937 | Data Not Available | Data Not Available | 2021-07-19 00:00:00 | Data Not Available | Data Not Available | Data Not Available | Data Not Available | Data Not Available | Data Not Available | Data Not Available | 2024-05-08 | 53.81003109565019, -0.28496192845367 | 2021-07-19 |  | East Riding of Yorkshire
Data Not Applicable | [5 empty] | Data Not Available | Magdelen Farm | Magdelen Farm | Magdalen Farm | Magdalen Lane | Hedon | North Yorkshire | HU16 4JR | England | 505303 | 435279 | Saltend North | Magdelen Farm | Magdelen Farm Direct | 132 | Northern Powergrid (Yorkshire) plc | Solar | Photovoltaic | No | Data Not Applicable | Data Not Applicable | 70.19 | Data Not Available | Data Not Available | Data Not Available | Data Not Available | Data Not Available | Data Not Available | Data Not Available | Data Not Available | Data Not Available | Data Not Available | Data Not Available | Data Not Available | No | Accepted To Connect | Data Not Applicable | Data Not Applicable | Data Not Applicable | Data Not Applicable | Data Not Applicable | Data Not Applicable | 70.19 | 70.19 | 73.884 | Data Not Available | Data Not Available | 2022-05-23 00:00:00 | Data Not Available | Data Not Available | Data Not Available | Data Not Available | Data Not Available | Data Not Available | Data Not Available | 2024-08-19 | 53.803160104568114, -0.40253562757811623 | 2022-05-23 |  | East Riding of Yorkshire
Data Not Applicable | [5 empty] | Data Not Available | Meadowfield Solar Additional Solar | Meadowfield Solar | Meadowfield Farm | Kibblesworth | Gateshead | Tyne and Wear | NE11 0YJ | England | 424646 | 556874 | Stella South | Meadowfield Solar | Meadowfield Solar Direct | 132 | Northern Powergrid (Northeast) plc | Solar | Photovoltaic | No | Data Not Applicable | Data Not Applicable | 16.9 | Data Not Available | Data Not Available | Data Not Available | Data Not Available | Data Not Available | Data Not Available | Data Not Available | Data Not Available | Data Not Available | Data Not Available | Data Not Available | Data Not Available | No | Accepted To Connect | Data Not Applicable | Data Not Applicable | Data Not Applicable | Data Not Applicable | Data Not Applicable | Data Not Applicable | 16.9 | 16.9 | 17.789 | 0 | 0 | 2024-06-06 00:00:00 | Data Not Available | Data Not Available | Data Not Available | Data Not Available | Data Not Available | Data Not Available | Data Not Available | 2024-08-23 | 54.90598089957992, -1.6171542684671611 | 2024-06-06 |  | Gateshead
Data Not Applicable | [5 empty] | Data Not Available | Conisborough PV | Conisborough Solar | Lodge Farm | Park Lane | Doncaster | South Yorkshire | DN12 2AP | England | 450475 | 395947 | Thurcroft | Thurcroft | Conisborough Solar | 66 | Northern Powergrid (Yorkshire) plc | Solar | Photovoltaic | No | Data Not Applicable | Data Not Applicable | 49.9 | Data Not Available | Data Not Available | Data Not Available | Data Not Available | Data Not Available | Data Not Available | Data Not Available | Data Not Available | Data Not Available | Data Not Available | Data Not Available | Data Not Available | No | Accepted To Connect | Data Not Applicable | Data Not Applicable | Data Not Applicable | Data Not Applicable | Data Not Applicable | Data Not Applicable | 49.9 | 49.9 | 52.526 | 0 | 0 | 2024-07-09 00:00:00 | Data Not Available | Data Not Available | Data Not Available | Data Not Available | Data Not Available | Data Not Available | Data Not Available | 2024-08-07 | 53.45786451483903, -1.2412976941891696 | 2024-07-09 |  | Doncaster
Data Not Applicable | [5 empty] | 1592001110590 | II-VI Compound Semiconductors PV | II-VI Compound Semiconductors | II-VI Compound Semiconductors | Aycliffe Business Park | Newton Aycliffe | County Durham | DL5 6JW | England | 427851 | 521688 | Norton | Darlington North | Heighington | 11 | Northern Powergrid (Northeast) plc | Solar | Photovoltaic | No | Data Not Applicable | Data Not Applicable | 4.95 | Data Not Available | Data Not Available | Data Not Available | Data Not Available | Data Not Available | Data Not Available | Data Not Available | Data Not Available | Data Not Available | Data Not Available | Data Not Available | Data Not Available | No | Accepted To Connect | Data Not Applicable | Data Not Applicable | Data Not Applicable | Data Not Applicable | Data Not Applicable | Data Not Applicable | 4.95 | 4.95 | 5.211 | 0 | 0 | 2024-07-05 00:00:00 | Data Not Available | Data Not Available | Data Not Available | Data Not Available | Data Not Available | Data Not Available | Data Not Available | 2024-08-07 | 54.589622171208966, -1.5705280616716968 | 2024-07-05 |  | County Durham
Data Not Applicable | [5 empty] | Data Not Available | Hartlepool University Hospital Phase 2 PV | Hartlepool University Hospital Phase 2 PV | Hartlepool University Hospital | Holdforth Road | Hartlepool | County Durham | TS24 9AH | England | 449759 | 534492 | Hartmoor | Hartmoor | Amberton Road | 11 | Northern Powergrid (Northeast) plc | Solar | Photovoltaic | No | Data Not Applicable | Data Not Applicable | 1.488 | Data Not Available | Data Not Available | Data Not Available | Data Not Available | Data Not Available | Data Not Available | Data Not Available | Data Not Available | Data Not Available | Data Not Available | Data Not Available | Data Not Available | No | Accepted To Connect | Data Not Applicable | Data Not Applicable | Data Not Applicable | Data Not Applicable | Data Not Applicable | Data Not Applicable | 1.488 | 1.488 | 1.566 | Data Not Available | Data Not Available | 2024-05-13 00:00:00 | Data Not Available | Data Not Available | Data Not Available | Data Not Available | Data Not Available | Data Not Available | Data Not Available | 2024-06-12 | 54.70300057303507, -1.2293613712715388 | 2024-05-13 |  | Hartlepool
Data Not Applicable | [5 empty] | Data Not Available | Plot A Ozone 2 PV | Plot A Ozone 2 PV | Plot A Ozone 2 | Ozone Park | Howden | North Yorkshire | DN14 7SE | England | 473745 | 427119 | Drax | Osgodby 3/4 | Thorpe Road | 11 | Northern Powergrid (Yorkshire) plc | Solar | Photovoltaic | No | Data Not Applicable | Data Not Applicable | 1.8 | Data Not Available | Data Not Available | Data Not Available | Data Not Available | Data Not Available | Data Not Available | Data Not Available | Data Not Available | Data Not Available | Data Not Available | Data Not Available | Data Not Available | No | Accepted To Connect | Data Not Applicable | Data Not Applicable | Data Not Applicable | Data Not Applicable | Data Not Applicable | Data Not Applicable | 1.8 | 1.8 | 1.895 | Data Not Available | Data Not Available | 2024-05-13 00:00:00 | Data Not Available | Data Not Available | Data Not Available | Data Not Available | Data Not Available | Data Not Available | Data Not Available | 2024-06-12 | 53.73525561806898, -0.8835449630456587 | 2024-05-13 |  | East Riding of Yorkshire
Data Not Applicable | [5 empty] | Data Not Available | Butts Court Oil | Butts Court Oil | 14 | BUTTS COURT | LEEDS | North Yorkshire | HU3 2JZ | England | 508277 | 428848 | Kirkstall B | Kirkstall C 2/5 | Upper Basinghall Street | 11 | Northern Powergrid (Yorkshire) plc | Fossil - Oil | Engine (combustion / reciprocating) | No | Data Not Applicable | Data Not Applicable | 1.125 | Data Not Available | Data Not Available | Data Not Available | Data Not Available | Data Not Available | Data Not Available | Data Not Available | Data Not Available | Data Not Available | Data Not Available | Data Not Available | Data Not Available | No | Accepted To Connect | Data Not Applicable | Data Not Applicable | Data Not Applicable | Data Not Applicable | Data Not Applicable | Data Not Applicable | 1.125 | 1.125 | 1.184 | Data Not Available | Data Not Available | 2020-10-20 00:00:00 | Data Not Available | Data Not Available | Data Not Available | Data Not Available | Data Not Available | Data Not Available | Data Not Available | 2024-05-08 | 53.744772327782805, -0.35965228682420086 | 2020-10-20 |  | Kingston upon Hull, City of
Data Not Applicable | [5 empty] | Data Not Available | Bochum Parkway Combined Tech | Bochum Parkway Combined Tech | LAND AT 34 | BOCHUM PARKWAY | SHEFFIELD | West Yorkshire | LS1 5DZ | England | 436084 | 381626 | Jordanthorpe | Jordanthorpe | Bochum Parkway Combined Tech | 33 | Northern Powergrid (Yorkshire) plc | Solar | Photovoltaic | No | Data Not Applicable | Data Not Applicable | 35 | Data Not Available | Data Not Available | Data Not Available | Data Not Available | Data Not Available | Data Not Available | Data Not Available | Data Not Available | Data Not Available | Data Not Available | Data Not Available | Data Not Available | No | Accepted To Connect | Data Not Applicable | Data Not Applicable | Data Not Applicable | Data Not Applicable | Data Not Applicable | Data Not Applicable | 35 | 35 | 36.842 | Data Not Available | Data Not Available | 2021-07-15 00:00:00 | Data Not Available | Data Not Available | Data Not Available | Data Not Available | Data Not Available | Data Not Available | Data Not Available | 2024-05-08 | 53.330324131012866, -1.4596500200791411 | 2021-07-15 |  | Sheffield
Data Not Applicable | [5 empty] | Data Not Available | Greencore Foods CHP | Greencore Foods CHP | Greencore Prepared Meals | Mansfield | SHEFFIELD | West Yorkshire | DN3 1ET | England | 460316 | 409613 | Thurcroft | Thurcroft | Beighton | 11 | Northern Powergrid (Yorkshire) plc | Fossil - Gas | Steam-gas turbine (CCGT) | Yes | Data Not Applicable | Data Not Applicable | 1.5 | Data Not Available | Data Not Available | Data Not Available | Data Not Available | Data Not Available | Data Not Available | Data Not Available | Data Not Available | Data Not Available | Data Not Available | Data Not Available | Data Not Available | No | Accepted To Connect | Data Not Applicable | Data Not Applicable | Data Not Applicable | Data Not Applicable | Data Not Applicable | Data Not Applicable | 1.5 | 1.5 | 1.579 | Data Not Available | Data Not Available | 2020-07-03 00:00:00 | Data Not Available | Data Not Available | Data Not Available | Data Not Available | Data Not Available | Data Not Available | Data Not Available | 2024-05-08 | 53.57965166084791, -1.0904818673985632 | 2020-07-03 |  | Doncaster
Data Not Applicable | [5 empty] | Data Not Available | ProposalsIt Gas | ProposalsIt Gas | Land off | Old doncaster road | Rotherham | West Yorkshire | LS9 0PS | England | 433626 | 432153 | West Melton Section 3 | West Melton | Wath Upon Dearne | 11 | Northern Powergrid (Yorkshire) plc | Fossil - Gas | Steam-gas turbine (CCGT) | No | Data Not Applicable | Data Not Applicable | 3 | Data Not Available | Data Not Available | Data Not Available | Data Not Available | Data Not Available | Data Not Available | Data Not Available | Data Not Available | Data Not Available | Data Not Available | Data Not Available | Data Not Available | No | Accepted To Connect | Data Not Applicable | Data Not Applicable | Data Not Applicable | Data Not Applicable | Data Not Applicable | Data Not Applicable | 3 | 3 | 3.158 | Data Not Available | Data Not Available | 2020-08-17 00:00:00 | Data Not Available | Data Not Available | Data Not Available | Data Not Available | Data Not Available | Data Not Available | Data Not Available | 2024-05-08 | 53.78462051504909, -1.491138461374015 | 2020-08-17 |  | Leeds
Data Not Applicable | [5 empty] | Data Not Available | Houghmain Main | Houghmain Main | Houghton Main | Park Spring Road | Barnsley | West Yorkshire | S63 7EE | England | 444572 | 400982 | West Melton Section 3 | West Melton | Houghmain Main | 66 | Northern Powergrid (Yorkshire) plc | Biomass | Steam turbine (thermal power plant) | No | Data Not Applicable | Data Not Applicable | 20 | Data Not Available | Data Not Available | Data Not Available | Data Not Available | Data Not Available | Data Not Available | Data Not Available | Data Not Available | Data Not Available | Data Not Available | Data Not Available | Data Not Available | No | Accepted To Connect | Data Not Applicable | Data Not Applicable | Data Not Applicable | Data Not Applicable | Data Not Applicable | Data Not Applicable | 20 | 20 | 21.053 | Data Not Available | Data Not Available | 2019-10-14 00:00:00 | Data Not Available | Data Not Available | Data Not Available | Data Not Available | Data Not Available | Data Not Available | Data Not Available | 2024-05-08 | 53.503649386942904, -1.3294787648942528 | 2019-10-14 |  | Rotherham
Data Not Applicable | [5 empty] | Data Not Available | Winterton Road PV | Winterton Road PV | ROXBY FARM | WINTERTON ROAD | SCUNTHORPE | Lincolnshire | DN15 8RF | England | 489827 | 412823 | Keadby | Scunthorpe South | Winterton Road PV | 33 | Northern Powergrid (Yorkshire) plc | Solar | Photovoltaic | No | Data Not Applicable | Data Not Applicable | 20 | Data Not Available | Data Not Available | Data Not Available | Data Not Available | Data Not Available | Data Not Available | Data Not Available | Data Not Available | Data Not Available | Data Not Available | Data Not Available | Data Not Available | No | Accepted To Connect | Data Not Applicable | Data Not Applicable | Data Not Applicable | Data Not Applicable | Data Not Applicable | Data Not Applicable | 20 | 20 | 21.053 | Data Not Available | Data Not Available | 2021-11-05 00:00:00 | Data Not Available | Data Not Available | Data Not Available | Data Not Available | Data Not Available | Data Not Available | Data Not Available | 2024-05-08 | 53.60427902743291, -0.6439500795122712 | 2021-11-05 |  | North Lincolnshire
Data Not Applicable | [5 empty] | Data Not Available | Wheldale Generation BESS | Wheldale Generation BESS | Wheldale Generation Company | Wheldon Road | Castleford | West Yorkshire | WF10 2RR | England | 443350 | 426210 | Ferrybridge B | Featherstone | Wellington Street | 33 | Northern Powergrid (Yorkshire) plc | Stored Energy (all stored energy irrespective of the original energy source) | Storage - Electrochemical Classic Batteries -Lithium Ion (Li–ion) | No | Data Not Available | Data Not Available | 10.8 | Data Not Available | Data Not Available | Data Not Available | Data Not Available | Data Not Available | Data Not Available | Data Not Available | Data Not Available | Data Not Available | Data Not Available | Data Not Available | Data Not Available | No | Accepted To Connect | Data Not Applicable | Data Not Applicable | Data Not Applicable | Data Not Applicable | Data Not Applicable | Data Not Applicable | 10.8 | 10.8 | 11.368 | Data Not Available | Data Not Available | 2023-10-25 00:00:00 | Data Not Available | Data Not Available | Data Not Available | Data Not Available | Data Not Available | Data Not Available | Data Not Available | 2023-10-12 | 53.73049151292982, -1.3443986806834303 | 2023-10-25 |  | Wakefield
Data Not Applicable | [5 empty] | Data Not Available | Nafferton Road Wind & Storage | Nafferton Road Wind & Storage | Land at Wansford Road | WANSFORD ROAD | Nafferton | East Riding of Yorkshire | YO25 8NJ | England | 505755 | 458129 | Creyke Beck | Driffield/Beverley Group | Nafferton Road Wind & Storage | 66 | Northern Powergrid (Yorkshire) plc | Solar | Photovoltaic | No | Data Not Applicable | Data Not Applicable | 62.5 | Data Not Available | Data Not Available | Data Not Available | Data Not Available | Data Not Available | Data Not Available | Data Not Available | Data Not Available | Data Not Available | Data Not Available | Data Not Available | Data Not Available | No | Accepted To Connect | Data Not Applicable | Data Not Applicable | Data Not Applicable | Data Not Applicable | Data Not Applicable | Data Not Applicable | 62.5 | 62.5 | 65.789 | Data Not Available | Data Not Available | 2023-10-04 00:00:00 | Data Not Available | Data Not Available | Data Not Available | Data Not Available | Data Not Available | Data Not Available | Data Not Available | 2023-10-12 | 54.00835864491163, -0.38778909651363686 | 2023-10-04 |  | East Riding of Yorkshire
Data Not Applicable | [5 empty] | Data Not Available | Askern BESS | Askern BESS | Askern Greenpark | Campsall Road | Doncaster | South Yorkshire | DN6 0XX | England | 455685 | 413925 | West Melton / Thorpe Marsh | Doncaster B/Thorpe Marsh | Askern | 66 | Northern Powergrid (Yorkshire) plc | Stored Energy (all stored energy irrespective of the original energy source) | Storage - Electrochemical Classic Batteries -Lithium Ion (Li–ion) | No | Data Not Available | Data Not Available | 20.85 | Data Not Available | Data Not Available | Data Not Available | Data Not Available | Data Not Available | Data Not Available | Data Not Available | Data Not Available | Data Not Available | Data Not Available | Data Not Available | Data Not Available | No | Accepted To Connect | Data Not Applicable | Data Not Applicable | Data Not Applicable | Data Not Applicable | Data Not Applicable | Data Not Applicable | 20.85 | 20.85 | 21.947 | Data Not Available | Data Not Available | 2023-10-06 00:00:00 | Data Not Available | Data Not Available | Data Not Available | Data Not Available | Data Not Available | Data Not Available | Data Not Available | 2023-10-12 | 53.61891593163269, -1.1596496051482803 | 2023-10-06 |  | Doncaster
Data Not Applicable | [5 empty] | Data Not Available | Denison Road CHP | Denison Road CHP | Sedamyl UK | Denison Road | Selby | North Yorkshire | YO8 8AN | England | 462416 | 431888 | Drax | Osgodby 3/4 | Selby | 11 | Northern Powergrid (Yorkshire) plc | Fossil - Gas | Steam-gas turbine (CCGT) | Yes | Data Not Applicable | Data Not Applicable | 21.8 | Data Not Available | Data Not Available | Data Not Available | Data Not Available | Data Not Available | Data Not Available | Data Not Available | Data Not Available | Data Not Available | Data Not Available | Data Not Available | Data Not Available | No | Accepted To Connect | Data Not Applicable | Data Not Applicable | Data Not Applicable | Data Not Applicable | Data Not Applicable | Data Not Applicable | 21.8 | 21.8 | 22.947 | Data Not Available | Data Not Available | 2024-01-15 00:00:00 | Data Not Available | Data Not Available | Data Not Available | Data Not Available | Data Not Available | Data Not Available | Data Not Available | 2024-02-07 | 53.779589963165435, -1.0542962375961162 | 2024-01-15 |  | North Yorkshire
Data Not Applicable | [5 empty] | Data Not Available | Ludborough 2 PV | Ludborough 2 PV | Ludborough 2 | Barton Street | Ludborough | Lincolnshire | DN36 5SG | England | 529355 | 395452 | Grimsby West | Ludborough 2 PV | Ludborough 2 PV Direct | 132 | Northern Powergrid (Yorkshire) plc | Solar | Photovoltaic | No | Data Not Applicable | Data Not Applicable | 180 | Data Not Available | Data Not Available | Data Not Available | Data Not Available | Data Not Available | Data Not Available | Data Not Available | Data Not Available | Data Not Available | Data Not Available | Data Not Available | Data Not Available | No | Accepted To Connect | Data Not Applicable | Data Not Applicable | Data Not Applicable | Data Not Applicable | Data Not Applicable | Data Not Applicable | 180 | 180 | 189.474 | Data Not Available | Data Not Available | 2023-09-28 00:00:00 | Data Not Available | Data Not Available | Data Not Available | Data Not Available | Data Not Available | Data Not Available | Data Not Available | 2023-10-12 | 53.43997658420768, -0.05406559595019494 | 2023-09-28 |  | East Lindsey
Data Not Applicable | [5 empty] | Data Not Available | Rastrick BESS | Rastrick BESS | 44 Dewsbury Rd | Calderdale | Brighouse | West Yorkshire | HD6 3QB | England | 412889 | 420824 | Elland | Rastrick BESS | Rastrick BESS Direct | 132 | Northern Powergrid (Yorkshire) plc | Stored Energy (all stored energy irrespective of the original energy source) | Storage - Electrochemical Classic Batteries -Lithium Ion (Li–ion) | No | Data Not Available | Data Not Available | 99.9 | Data Not Available | Data Not Available | Data Not Available | Data Not Available | Data Not Available | Data Not Available | Data Not Available | Data Not Available | Data Not Available | Data Not Available | Data Not Available | Data Not Available | No | Accepted To Connect | Data Not Applicable | Data Not Applicable | Data Not Applicable | Data Not Applicable | Data Not Applicable | Data Not Applicable | 99.9 | 99.9 | 105.158 | Data Not Available | Data Not Available | 2023-09-21 00:00:00 | Data Not Available | Data Not Available | Data Not Available | Data Not Available | Data Not Available | Data Not Available | Data Not Available | 2023-10-12 | 53.68371730549625, -1.806328515312519 | 2023-09-21 |  | Calderdale
Data Not Applicable | [5 empty] | Data Not Available | Manvers Energy Park BESS | Manvers Energy Park BESS | Off Golden Smithies Lane | Wath-Upon-Dearne | Rotherham | South Yorkshire | S63 7ER | England | 445264 | 400344 | West Melton Section 3 | West Melton | Wath Upon Dearne | 66 | Northern Powergrid (Yorkshire) plc | Stored Energy (all stored energy irrespective of the original energy source) | Storage - Electrochemical Classic Batteries -Lithium Ion (Li–ion) | No | Data Not Available | Data Not Available | 49.385 | Data Not Available | Data Not Available | Data Not Available | Data Not Available | Data Not Available | Data Not Available | Data Not Available | Data Not Available | Data Not Available | Data Not Available | Data Not Available | Data Not Available | No | Accepted To Connect | Data Not Applicable | Data Not Applicable | Data Not Applicable | Data Not Applicable | Data Not Applicable | Data Not Applicable | 49.385 | 49.385 | 51.984 | Data Not Available | Data Not Available | 2023-10-16 00:00:00 | Data Not Available | Data Not Available | Data Not Available | Data Not Available | Data Not Available | Data Not Available | Data Not Available | 2023-10-12 | 53.49785624299725, -1.3191384659558882 | 2023-10-16 |  | Rotherham
Data Not Applicable | [5 empty] | Data Not Available | Barnsdale BESS | West of Barnsdale Road | Data Not Available | West of Barnsdale Road | Leeds | West Yorkshire | WF10 2AX | England | 442494 | 428992 | Ferrybridge A | Ferrybridge A | Ledston | 66 | Northern Powergrid (Yorkshire) plc | Stored Energy (all stored energy irrespective of the original energy source) | Storage - Electrochemical Classic Batteries -Lithium Ion (Li–ion) | No | Data Not Available | Data Not Available | 40 | Data Not Available | Data Not Available | Data Not Available | Data Not Available | Data Not Available | Data Not Available | Data Not Available | Data Not Available | Data Not Available | Data Not Available | Data Not Available | Data Not Available | No | Accepted To Connect | Data Not Applicable | Data Not Applicable | Data Not Applicable | Data Not Applicable | Data Not Applicable | Data Not Applicable | 40 | 40 | 42.105 | Data Not Available | Data Not Available | 2023-12-13 00:00:00 | Data Not Available | Data Not Available | Data Not Available | Data Not Available | Data Not Available | Data Not Available | Data Not Available | 2024-02-12 | 53.755564905904855, -1.3569911953523413 | 2023-12-13 |  | Leeds
Data Not Applicable | [5 empty] | Data Not Available | Piper Lane PGF | Piper Lane PGF | Piper Lane | Aston | Sheffield | South Yorkshire | S26 2DR | England | 446354 | 385975 | Thurcroft | Thurcroft | Piper Lane PGF | 66 | Northern Powergrid (Yorkshire) plc | Solar | Photovoltaic | No | Data Not Applicable | Data Not Applicable | 31.35 | Data Not Available | Data Not Available | Data Not Available | Data Not Available | Data Not Available | Data Not Available | Data Not Available | Data Not Available | Data Not Available | Data Not Available | Data Not Available | Data Not Available | No | Accepted To Connect | Data Not Applicable | Data Not Applicable | Data Not Applicable | Data Not Applicable | Data Not Applicable | Data Not Applicable | 31.35 | 31.35 | 33 | Data Not Available | Data Not Available | 2023-12-14 00:00:00 | Data Not Available | Data Not Available | Data Not Available | Data Not Available | Data Not Available | Data Not Available | Data Not Available | 2024-01-12 | 53.36861525289457, -1.3048185462937272 | 2023-12-14 |  | Rotherham
Data Not Applicable | [5 empty] | Data Not Available | Osgodby Solar Farm | Osgodby Solar Farm | Whitemoor Lane | Osgodby | Selby | North Yorkshire | Y08 5LF | England | 463930 | 432836 | Drax | Osgodby 3/4 | Osgodby Solar Farm | 33 | Northern Powergrid (Yorkshire) plc | Solar | Photovoltaic | No | Data Not Applicable | Data Not Applicable | 49.9 | Data Not Available | Data Not Available | Data Not Available | Data Not Available | Data Not Available | Data Not Available | Data Not Available | Data Not Available | Data Not Available | Data Not Available | Data Not Available | Data Not Available | No | Accepted To Connect | Data Not Applicable | Data Not Applicable | Data Not Applicable | Data Not Applicable | Data Not Applicable | Data Not Applicable | 49.9 | 49.9 | 52.526 | Data Not Available | Data Not Available | 2023-12-14 00:00:00 | Data Not Available | Data Not Available | Data Not Available | Data Not Available | Data Not Available | Data Not Available | Data Not Available | 2024-01-12 | 53.78792600501533, -1.0311281371250933 | 2023-12-14 |  | North Yorkshire
Data Not Applicable | [5 empty] | Data Not Available | North Dean BESS | North Dean BESS | North Dean Business Park | Stainland Road | Halifax | West Yorkshire | HX4 8LR | England | 409442 | 422142 | Elland | Sowerby Bridge 132/33kV | Salterhebble | 33 | Northern Powergrid (Yorkshire) plc | Stored Energy (all stored energy irrespective of the original energy source) | Storage - Electrochemical Classic Batteries -Lithium Ion (Li–ion) | No | Data Not Available | Data Not Available | 25 | Data Not Available | Data Not Available | Data Not Available | Data Not Available | Data Not Available | Data Not Available | Data Not Available | Data Not Available | Data Not Available | Data Not Available | Data Not Available | Data Not Available | No | Accepted To Connect | Data Not Applicable | Data Not Applicable | Data Not Applicable | Data Not Applicable | Data Not Applicable | Data Not Applicable | 25 | 25 | 26.316 | Data Not Available | Data Not Available | 2023-12-20 00:00:00 | Data Not Available | Data Not Available | Data Not Available | Data Not Available | Data Not Available | Data Not Available | Data Not Available | 2024-02-12 | 53.695636508976314, -1.8584785090349734 | 2023-12-20 |  | Calderdale
Data Not Applicable | [5 empty] | Data Not Available | Brinsworth BESS | Brinsworth BESS | Land On The North And South Of Brinsworth Road | Brinsworth | Rotherham | South Yorkshire | S60 5EN | England | 441774 | 389422 | Templeborough 275/33kV | Templeborough 275/33kV | Brinsworth BESS | 33 | Northern Powergrid (Yorkshire) plc | Stored Energy (all stored energy irrespective of the original energy source) | Storage - Electrochemical Classic Batteries -Lithium Ion (Li–ion) | No | Data Not Available | Data Not Available | 40 | Data Not Available | Data Not Available | Data Not Available | Data Not Available | Data Not Available | Data Not Available | Data Not Available | Data Not Available | Data Not Available | Data Not Available | Data Not Available | Data Not Available | No | Accepted To Connect | Data Not Applicable | Data Not Applicable | Data Not Applicable | Data Not Applicable | Data Not Applicable | Data Not Applicable | 40 | 40 | 42.105 | Data Not Available | Data Not Available | 2024-01-19 00:00:00 | Data Not Available | Data Not Available | Data Not Available | Data Not Available | Data Not Available | Data Not Available | Data Not Available | 2024-02-09 | 53.39997787490274, -1.37319101116841 | 2024-01-19 |  | Rotherham
Data Not Applicable | [5 empty] | Data Not Available | Duncombe Road BESS | Duncombe Road BESS | Land on the North Side of | Duncombe Road | Bradford | West Yorkshire | BD8 9TD | England | 413929 | 433281 | Bradford West | Girlington | Duncombe Road BESS | 33 | Northern Powergrid (Yorkshire) plc | Stored Energy (all stored energy irrespective of the original energy source) | Storage - Electrochemical Classic Batteries -Lithium Ion (Li–ion) | No | Data Not Available | Data Not Available | 30 | Data Not Available | Data Not Available | Data Not Available | Data Not Available | Data Not Available | Data Not Available | Data Not Available | Data Not Available | Data Not Available | Data Not Available | Data Not Available | Data Not Available | No | Accepted To Connect | Data Not Applicable | Data Not Applicable | Data Not Applicable | Data Not Applicable | Data Not Applicable | Data Not Applicable | 30 | 30 | 31.579 | Data Not Available | Data Not Available | 2024-01-24 00:00:00 | Data Not Available | Data Not Available | Data Not Available | Data Not Available | Data Not Available | Data Not Available | Data Not Available | 2024-02-08 | 53.79565414906382, -1.7900257059343858 | 2024-01-24 |  | Bradford
Data Not Applicable | [5 empty] | Data Not Available | Bradford West A BESS | Bradford West A BESS | Bradford West A Battery Energy Storage Site | Bradford West A | Bradford | West Yorkshire | BD13 5BN | England | 407092 | 435911 | Bradford West | Bradford West A BESS | Bradford West A BESS Direct | 132 | Northern Powergrid (Yorkshire) plc | Stored Energy (all stored energy irrespective of the original energy source) | Storage - Electrochemical Classic Batteries -Lithium Ion (Li–ion) | No | Data Not Available | Data Not Available | 200 | Data Not Available | Data Not Available | Data Not Available | Data Not Available | Data Not Available | Data Not Available | Data Not Available | Data Not Available | Data Not Available | Data Not Available | Data Not Available | Data Not Available | No | Accepted To Connect | Data Not Applicable | Data Not Applicable | Data Not Applicable | Data Not Applicable | Data Not Applicable | Data Not Applicable | 200 | 200 | 210.526 | Data Not Available | Data Not Available | 2024-01-04 00:00:00 | Data Not Available | Data Not Available | Data Not Available | Data Not Available | Data Not Available | Data Not Available | Data Not Available | 2024-02-08 | 53.81942897014567, -1.8937579284777581 | 2024-01-04 |  | Bradford
Data Not Applicable | [5 empty] | Data Not Available | Maltby Colliery PV | Maltby Colliery PV | Infinite Energy Services Ltd | Off Tickhill Road | Maltby | South Yorkshire | S66 7QW | England | 454861 | 392308 | Thurcroft | Thurcroft | Maltby Colliery | 11 | Northern Powergrid (Yorkshire) plc | Solar | Photovoltaic | No | Data Not Applicable | Data Not Applicable | 7 | Data Not Available | Data Not Available | Data Not Available | Data Not Available | Data Not Available | Data Not Available | Data Not Available | Data Not Available | Data Not Available | Data Not Available | Data Not Available | Data Not Available | No | Accepted To Connect | Data Not Applicable | Data Not Applicable | Data Not Applicable | Data Not Applicable | Data Not Applicable | Data Not Applicable | 7 | 7 | 7.368 | Data Not Available | Data Not Available | 2024-01-25 00:00:00 | Data Not Available | Data Not Available | Data Not Available | Data Not Available | Data Not Available | Data Not Available | Data Not Available | 2024-02-08 | 53.424721260232694, -1.1758832936099222 | 2024-01-25 |  | Rotherham
Data Not Applicable | [5 empty] | Data Not Available | Grimsby Solar | Grimsby Solar | Grimsby Solar Farm | Aylesbury Road | Grimsby | Lincolnshire | DN37 9NU | England | 522212 | 408515 | Grimsby West | Grimsby Solar | Grimsby Solar Direct | 132 | Northern Powergrid (Yorkshire) plc | Solar | Photovoltaic | No | Data Not Applicable | Data Not Applicable | 50 | Data Not Available | Data Not Available | Data Not Available | Data Not Available | Data Not Available | Data Not Available | Data Not Available | Data Not Available | Data Not Available | Data Not Available | Data Not Available | Data Not Available | No | Accepted To Connect | Data Not Applicable | Data Not Applicable | Data Not Applicable | Data Not Applicable | Data Not Applicable | Data Not Applicable | 50 | 50 | 52.632 | Data Not Available | Data Not Available | 2023-10-17 00:00:00 | Data Not Available | Data Not Available | Data Not Available | Data Not Available | Data Not Available | Data Not Available | Data Not Available | 2024-02-12 | 53.559034090120726, -0.15645393529281404 | 2023-10-17 |  | North East Lincolnshire
2394000121845 | [5 empty] | Data Not Available | Veoila Leeds Recycling | Veoila Leeds Recycling | Leeds Rcycling and Energy Recovery | New Market Approach | Leeds | West Yorkshire | LS9 0SH | England | 432406 | 434042 | Skelton Grange | Leeds East | Leeds Waste to Energy | 33 | Northern Powergrid (Yorkshire) plc | Waste | Steam turbine (thermal power plant) | No | Data Not Applicable | Data Not Applicable | 16.5 | Data Not Available | Data Not Available | Data Not Available | Data Not Available | Data Not Available | Data Not Available | Data Not Available | Data Not Available | Data Not Available | Data Not Available | Data Not Available | Data Not Available | No | Connected | 16.5 | 16.5 | 17.368 | Data Not Available | Data Not Available | 2016-01-01 00:00:00 | Data Not Applicable | Data Not Applicable | 17.368 | Data Not Applicable | Data Not Applicable | Data Not Available | Data Not Available | Data Not Available | Data Not Available | Data Not Available | Data Not Available | Data Not Available | Data Not Available | 2025-02-27 | 53.801675254205165, -1.5094557078941044 |  | 2016-01-01 | Leeds
1700000000000 | [5 empty] | 1700000000000 | RWE NPOWER RENEWABLES LTD | CIA AIG HYDRO GENERATING STATION | CIA AIG HYDRO GENERATING STN | DATA NOT AVAILABLE | SPEAN BRIDGE | HIGHLAND | PH34 4EJ | SCOTLAND | 218662 | 787766 | FORT WILLIAM | DATA NOT APPLICABLE | FORT WILLIAM GRID | 33 | SCOTTISH HYDRO ELECTRIC POWER DISTRIBUTION PLC | HYDRO (TO BE CONFIRMED) | HYDRO POWER SYSTEM | NO | DATA NOT AVAILABLE | DATA NOT AVAILABLE | 2.85 | DATA NOT AVAILABLE | DATA NOT AVAILABLE | DATA NOT AVAILABLE | DATA NOT AVAILABLE | DATA NOT AVAILABLE | DATA NOT AVAILABLE | DATA NOT AVAILABLE | DATA NOT AVAILABLE | DATA NOT AVAILABLE | DATA NOT AVAILABLE | DATA NOT AVAILABLE | DATA NOT AVAILABLE | NO | CONNECTED | 2.85 | 2.85 | 3 | 0.029 | 0.03 | 42307 | DATA NOT AVAILABLE | DATA NOT AVAILABLE | DATA NOT AVAILABLE | DATA NOT AVAILABLE | DATA NOT AVAILABLE | DATA NOT AVAILABLE | DATA NOT AVAILABLE | N | DATA NOT AVAILABLE | DATA NOT AVAILABLE | DATA NOT AVAILABLE | DATA NOT AVAILABLE | DATA NOT AVAILABLE | 44034
1470000622693 | [5 empty] | 1460000751295 | Safran landing systems services uk ltd | Cheltenham road | Messier Services | Cheltenham Road East, Churchdown | Gloucester | Gloucestershire | GL2 9QH | United Kingdom | 388091 | 222097 | Port Ham 132Kv S Stn | Castle Meads 33Kv S Stn | Rotol 33 11Kv S Stn | 11 | National Grid Electricity Distribution (West Midlands) Plc | Fossil - Other | Steam turbine (thermal power plant) | Yes | data not available | data not available | 0.576 | Solar | Photovoltaic | No | data not available | data not available | 0.065 | data not applicable | data not applicable | data not applicable | data not available | data not available | data not applicable | data not available | Connected | 0.641 | 1.5903 | 1.674 | 1.9 | 2 | 42822 | data not applicable | data not applicable | data not applicable | data not applicable | data not applicable | data not applicable | data not applicable | data not available | data not available | data not available | data not available | data not available | data not available | 45750
2394000099074 | [5 empty] | Data Not Available | Penny Hill Wind Farm | Penny Hill Wind Farm | Penny Hill Wind Farm | Harthill | Sheffield | South Yorkshire | S26 7YA | England | 449148 | 380443 | Thurcroft | Thurcroft | Pennyhill Windfarm | 66 | Northern Powergrid (Yorkshire) plc | Wind | Onshore wind turbines | No | Data Not Applicable | Data Not Applicable | 20.22 | Data Not Available | Data Not Available | Data Not Available | Data Not Available | Data Not Available | Data Not Available | Data Not Available | Data Not Available | Data Not Available | Data Not Available | Data Not Available | Data Not Available | No | Connected | 20.22 | 20.22 | 21.284 | Data Not Available | Data Not Available | 2013-03-18 00:00:00 | Data Not Applicable | Data Not Applicable | 21.284 | Data Not Applicable | Data Not Applicable | Data Not Available | Data Not Available | Data Not Available | Data Not Available | Data Not Available | Data Not Available | Data Not Available | Data Not Available | 2017-03-08 | 53.31864237926807, -1.263688555560548 |  | 2013-03-18 | Rotherham
2394000060226 | [5 empty] | Data Not Available | Maltby Colliery | Maltby Colliery | Tickhill Road | Maltby | Rotherham | South Yorkshire | S66 7QW | England | 454861 | 392308 | Thurcroft | Thurcroft | Maltby Colliery | 66 | Northern Powergrid (Yorkshire) plc | Waste | Gas turbine (OCGT) | No | Data Not Applicable | Data Not Applicable | 10 | Data Not Available | Data Not Available | Data Not Available | Data Not Available | Data Not Available | Data Not Available | Data Not Available | Data Not Available | Data Not Available | Data Not Available | Data Not Available | Data Not Available | No | Connected | 10 | 10 | 10.526 | Data Not Available | Data Not Available | 2011-11-10 00:00:00 | Data Not Applicable | Data Not Applicable | 10.526 | Data Not Applicable | Data Not Applicable | Data Not Available | Data Not Available | Data Not Available | Data Not Available | Data Not Available | Data Not Available | Data Not Available | Data Not Available | 2017-03-08 | 53.424721260232694, -1.1758832936099222 |  | 2011-11-10 | Rotherham
2394000123736 | [5 empty] | Data Not Available | Park Spring Wind Farm | Park Spring Wind Farm | Park Spring Wind Farm | Little Houghton | Barnsley | South Yorkshire | S72 0GX | England | 442238 | 405793 | West Melton Section 3 | West Melton | Houghton Main | 11 | Northern Powergrid (Yorkshire) plc | Wind | Onshore wind turbines | No | Data Not Applicable | Data Not Applicable | 8.55 | Data Not Available | Data Not Available | Data Not Available | Data Not Available | Data Not Available | Data Not Available | Data Not Available | Data Not Available | Data Not Available | Data Not Available | Data Not Available | Data Not Available | No | Connected | 8.55 | 8.55 | 9 | Data Not Available | Data Not Available | 2015-07-07 00:00:00 | Data Not Applicable | Data Not Applicable | 9 | Data Not Applicable | Data Not Applicable | 2015-01-01 00:00:00 | Data Not Available | Data Not Available | Data Not Available | Data Not Available | Data Not Available | Data Not Available | Data Not Available | 2017-03-08 | 53.5470818636953, -1.3640177794601487 | 2015-01-01 | 2015-07-07 | Barnsley
Data Not Applicable | [5 empty] | Data Not Available | Park Spring Wind Farm | Park Spring Wind Farm | Park Spring Wind Farm | Little Houghton | Barnsley | South Yorkshire | S72 0GX | England | 442238 | 405793 | West Melton Section 3 | West Melton | Houghton Main | 11 | Northern Powergrid (Yorkshire) plc | Wind | Onshore wind turbines | No | Data Not Applicable | Data Not Applicable | 8.5 | Data Not Available | Data Not Available | Data Not Available | Data Not Available | Data Not Available | Data Not Available | Data Not Available | Data Not Available | Data Not Available | Data Not Available | Data Not Available | Data Not Available | No | Accepted To Connect | Data Not Applicable | Data Not Applicable | Data Not Applicable | Data Not Applicable | Data Not Applicable | Data Not Applicable | 8.5 | 8.5 | 8.947 | Data Not Available | Data Not Available | Data Not Available | Data Not Available | Data Not Available | Data Not Available | Data Not Available | Data Not Available | Data Not Available | Data Not Available | 2017-03-08 | 53.5470818636953, -1.3640177794601487 |  |  | Barnsley
2300000930377 | [5 empty] | Data Not Available | Huddersfield Incinerator | Huddersfield Incinerator | Huddersfield Incinerator | Vine Street | Huddersfield | West Yorkshire | HD1 6NT | England | 414804 | 417817 | Skelton Grange | Saint Andrews Road 132/33kV | Emerald Street | 33 | Northern Powergrid (Yorkshire) plc | Waste | Steam turbine (thermal power plant) | No | Data Not Applicable | Data Not Applicable | 10.6 | Data Not Available | Data Not Available | Data Not Available | Data Not Available | Data Not Available | Data Not Available | Data Not Available | Data Not Available | Data Not Available | Data Not Available | Data Not Available | Data Not Available | No | Connected | 10.6 | 10.6 | 11.158 | Data Not Available | Data Not Available | 2002-02-11 00:00:00 | Data Not Applicable | Data Not Applicable | 11.158 | Data Not Applicable | Data Not Applicable | Data Not Available | Data Not Available | Data Not Available | Data Not Available | Data Not Available | Data Not Available | Data Not Available | Data Not Available | 2017-03-08 | 53.65663982289968, -1.7774766615692843 |  | 2002-02-11 | Kirklees
2394000025054 | [5 empty] | Data Not Available | Levitt Hagg Waste Recycling | Levitt Hagg Waste Recycling | Mill Lane | Warmsworth | Doncaster | South Yorkshire | DN4 9RG | England | 454104 | 400751 | Thurcroft | Thurcroft | Edlington | 11 | Northern Powergrid (Yorkshire) plc | Waste | Steam turbine (thermal power plant) | No | Data Not Applicable | Data Not Applicable | 5.7 | Data Not Available | Data Not Available | Data Not Available | Data Not Available | Data Not Available | Data Not Available | Data Not Available | Data Not Available | Data Not Available | Data Not Available | Data Not Available | Data Not Available | No | Connected | 5.7 | 5.7 | 6 | Data Not Available | Data Not Available | 2010-04-01 00:00:00 | Data Not Applicable | Data Not Applicable | 6 | Data Not Applicable | Data Not Applicable | Data Not Available | Data Not Available | Data Not Available | Data Not Available | Data Not Available | Data Not Available | Data Not Available | Data Not Available | 2017-03-08 | 53.50068121854293, -1.185823734097791 |  | 2010-04-01 | Doncaster
1640000063200 | [5 empty] | 1640000063195 | SAICA PAPER UK LIMITED | CARRINGTON PAPER MILL | MANCHESTER ROAD | CARRINGTON | MANCHESTER | GREATER MANCHESTER | M31 4QN | ENGLAND | 372430 | 391927 | CARRINGTON ENWL SGTS 1B 2B 4 7 | - | - | 132 | ELECTRICITY NORTH WEST LIMITED | FOSSIL - GAS | ENGINE (COMBUSTION / RECIPROCATING) | YES | 0 | 0.5 | 37.5 |  |  |  | 0 | 0 | 0 |  |  |  | 0 | 0 | 0 | NO | CONNECTED | 37.5 | 37.4965 | 39.47 | 29.051 | 30.58 | 2011-08-11 |  |  |  | 0 | 0 |  |  | NO | NO |  |  |  |  | 2021-12-06 | 53.42341133433245, -2.4163405560857223
2394000125840 | [5 empty] | Data Not Available | Ikea Distribution Centre | Ikea Distribution Centre | Yorkshire Way | Armthorpe | Doncaster | South Yorkshire | DN3 3FB | England | 463688 | 405096 | West Melton / Thorpe Marsh | Doncaster B/Thorpe Marsh | West Moor Park | 11 | Northern Powergrid (Yorkshire) plc | Solar | Photovoltaic | No | Data Not Applicable | Data Not Applicable | 2.4 | Data Not Available | Data Not Available | Data Not Available | Data Not Available | Data Not Available | Data Not Available | Data Not Available | Data Not Available | Data Not Available | Data Not Available | Data Not Available | Data Not Available | No | Connected | 2.4 | 1.658 | 1.745 | Data Not Available | Data Not Available | 2015-11-06 00:00:00 | Data Not Applicable | Data Not Applicable | 2.526 | Data Not Applicable | Data Not Applicable | 2015-01-01 00:00:00 | Data Not Available | Data Not Available | Data Not Available | Data Not Available | Data Not Available | Data Not Available | Data Not Available | 2017-03-08 | 53.53865928297478, -1.040478891833148 | 2015-01-01 | 2015-11-06 | Doncaster
2394000115888 | [5 empty] | Data Not Available | Thorne Colliery Solar | Thorne Colliery Solar | Thorne Colliery | Moorends | Doncaster | South Yorkshire | DN8 4JU | England | 469225 | 416253 | West Melton / Thorpe Marsh | Doncaster B/Thorpe Marsh | Thorne | 11 | Northern Powergrid (Yorkshire) plc | Solar | Photovoltaic | No | Data Not Applicable | Data Not Applicable | 3.5 | Data Not Available | Data Not Available | Data Not Available | Data Not Available | Data Not Available | Data Not Available | Data Not Available | Data Not Available | Data Not Available | Data Not Available | Data Not Available | Data Not Available | No | Connected | 3.5 | 3.5 | 3.684 | Data Not Available | Data Not Available | 2015-07-07 00:00:00 | Data Not Applicable | Data Not Applicable | 3.684 | Data Not Applicable | Data Not Applicable | 2015-01-01 00:00:00 | Data Not Available | Data Not Available | Data Not Available | Data Not Available | Data Not Available | Data Not Available | Data Not Available | 2017-03-08 | 53.63822549906039, -0.9544739806112998 | 2015-01-01 | 2015-07-07 | Doncaster
2300000846014 | [5 empty] | 2300000846005 | Bootham Lane Landfill Site | Bootham Lane Landfill Site | Bootham Lane Landfill Site | Stainforth | Doncaster | South Yorkshire | DN 75 | England | 464984 | 411335 | West Melton / Thorpe Marsh | Doncaster B/Thorpe Marsh | Stainforth | 11 | Northern Powergrid (Yorkshire) plc | Waste | Gas turbine (OCGT) | No | Data Not Applicable | Data Not Applicable | 2.28 | Data Not Available | Data Not Available | Data Not Available | Data Not Available | Data Not Available | Data Not Available | Data Not Available | Data Not Available | Data Not Available | Data Not Available | Data Not Available | Data Not Available | No | Connected | 2.28 | 0.855 | 0.9 | Data Not Available | Data Not Available | 2001-05-02 00:00:00 | Data Not Applicable | Data Not Applicable | 2.4 | Data Not Applicable | Data Not Applicable | Data Not Available | Data Not Available | Data Not Available | Data Not Available | Data Not Available | Data Not Available | Data Not Available | Data Not Available | 2017-03-08 | 53.59457067137416, -1.0196310491474037 |  | 2001-05-02 | Doncaster
2394000085364 | [5 empty] | Data Not Available | Prosper De Mulder Ltd | Prosper De Mulder Ltd | Prosper De Mulder LTD | Ings Road | Doncaster | South Yorkshire | DN5 9SW | England | 458307 | 404983 | West Melton / Thorpe Marsh | Doncaster B/Thorpe Marsh | ICI Fibres | 11 | Northern Powergrid (Yorkshire) plc | Waste | Gas turbine (OCGT) | No | Data Not Applicable | Data Not Applicable | 3.61 | Data Not Available | Data Not Available | Data Not Available | Data Not Available | Data Not Available | Data Not Available | Data Not Available | Data Not Available | Data Not Available | Data Not Available | Data Not Available | Data Not Available | No | Connected | 3.61 | 2.689 | 2.831 | Data Not Available | Data Not Available | 2011-06-28 00:00:00 | Data Not Applicable | Data Not Applicable | 3.8 | Data Not Applicable | Data Not Applicable | Data Not Available | Data Not Available | Data Not Available | Data Not Available | Data Not Available | Data Not Available | Data Not Available | Data Not Available | 2017-03-08 | 53.53826738937577, -1.1216831439902608 |  | 2011-06-28 | Doncaster
2394000026721 | [5 empty] | Data Not Available | Houghton Main Colliery Site | Houghton Main Colliery Site | Former Houghton Main Colliery Site | Park Spring Road | Barnsley | South Yorkshire | S70 1 | England | 442238 | 405793 | West Melton Section 3 | West Melton | Houghton Main | 11 | Northern Powergrid (Yorkshire) plc | Waste | Gas turbine (OCGT) | No | Data Not Applicable | Data Not Applicable | 5.7 | Data Not Available | Data Not Available | Data Not Available | Data Not Available | Data Not Available | Data Not Available | Data Not Available | Data Not Available | Data Not Available | Data Not Available | Data Not Available | Data Not Available | No | Connected | 5.7 | 3.8 | 4 | Data Not Available | Data Not Available | 2012-02-01 00:00:00 | Data Not Applicable | Data Not Applicable | 6 | Data Not Applicable | Data Not Applicable | Data Not Available | Data Not Available | Data Not Available | Data Not Available | Data Not Available | Data Not Available | Data Not Available | Data Not Available | 2017-03-08 | 53.5470818636953, -1.3640177794601487 |  | 2012-02-01 | Barnsley
2394000067203 | [5 empty] | Data Not Available | Marr Wind Farm | Marr Wind Farm | Hangman Stone Road | Marr | Doncaster | South Yorkshire | DN5 7 | England | 447257 | 403886 | West Melton / Thorpe Marsh | Doncaster B/Thorpe Marsh | Barnburgh | 11 | Northern Powergrid (Yorkshire) plc | Wind | Onshore wind turbines | No | Data Not Applicable | Data Not Applicable | 8 | Data Not Available | Data Not Available | Data Not Available | Data Not Available | Data Not Available | Data Not Available | Data Not Available | Data Not Available | Data Not Available | Data Not Available | Data Not Available | Data Not Available | No | Connected | 8 | 8 | 8.421 | Data Not Available | Data Not Available | 2011-11-28 00:00:00 | Data Not Applicable | Data Not Applicable | 8.421 | Data Not Applicable | Data Not Applicable | Data Not Available | Data Not Available | Data Not Available | Data Not Available | Data Not Available | Data Not Available | Data Not Available | Data Not Available | 2017-03-08 | 53.52951582837444, -1.2885647309417902 |  | 2011-11-28 | Barnsley
2394000116701 | [5 empty] | Data Not Available | Askern Colliery Solar | Askern Colliery Solar | Campsall Road | Askern | Doncaster | South Yorkshire | DN6 0BT | England | 455958 | 413919 | West Melton / Thorpe Marsh | Doncaster B/Thorpe Marsh | Askern | 11 | Northern Powergrid (Yorkshire) plc | Solar | Photovoltaic | No | Data Not Applicable | Data Not Applicable | 4.98 | Data Not Available | Data Not Available | Data Not Available | Data Not Available | Data Not Available | Data Not Available | Data Not Available | Data Not Available | Data Not Available | Data Not Available | Data Not Available | Data Not Available | No | Connected | 4.98 | 4.98 | 5.242 | Data Not Available | Data Not Available | 2015-07-07 00:00:00 | Data Not Applicable | Data Not Applicable | 5.242 | Data Not Applicable | Data Not Applicable | 2015-01-01 00:00:00 | Data Not Available | Data Not Available | Data Not Available | Data Not Available | Data Not Available | Data Not Available | Data Not Available | 2017-03-08 | 53.61883297254206, -1.15552406446786 | 2015-01-01 | 2015-07-07 | Doncaster
1160001076673 | [5 empty] | 1160000741043 | Sainsbury's supermarkets limited | Sainsburys regional distribution centre | Sainsburys Regional Distribution Centre | Nectar Way, Swan Valley | Northampton | Northamptonshire | NN4 9BX | United Kingdom | 472049 | 258172 | Grendon 132Kv S Stn | Northampton 33Kv S Stn | Pineham 33 11Kv S Stn | 11 | National Grid Electricity Distribution (East Midlands) Plc | Fossil - Gas | Engine (combustion / reciprocating) | No | data not available | data not available | 4.8 | Stored Energy (all stored energy irrespective of the original energy source) | Storage - Thermal | Yes | data not available | data not available | 1.287 | Solar | Photovoltaic | No | data not available | data not available | 1.2 | data not available | Connected | 7.287 | 0.00475 | 0.005 | 1.1875 | 1.25 | 43132 | data not applicable | data not applicable | data not applicable | data not applicable | data not applicable | data not applicable | data not applicable | data not available | data not available | data not available | data not available | data not available | data not available | 45750
Data Not Applicable | [5 empty] | Data Not Available | Harbour Farm PV | Harbour Farm PV | Harbour Farm | Haven Side | Hedon | North Yorkshire | HU12 8RS | England | 518748 | 427996 | Saltend North | Saltend 132/33kV | Harbour Farm PV | 33 | Northern Powergrid (Yorkshire) plc | Solar | Photovoltaic | No | Data Not Applicable | Data Not Applicable | 42 | Data Not Available | Data Not Available | Data Not Available | Data Not Available | Data Not Available | Data Not Available | Data Not Available | Data Not Available | Data Not Available | Data Not Available | Data Not Available | Data Not Available | No | Accepted To Connect | Data Not Applicable | Data Not Applicable | Data Not Applicable | Data Not Applicable | Data Not Applicable | Data Not Applicable | 42 | 42 | 44.211 | Data Not Available | Data Not Available | 2022-06-24 00:00:00 | Data Not Available | Data Not Available | Data Not Available | Data Not Available | Data Not Available | Data Not Available | Data Not Available | 2022-07-06 | 53.73484115952705, -0.20128754429415338 | 2022-06-24 |  | East Riding of Yorkshire
2394000081500 | [5 empty] | Data Not Available | Leeds North, Regional Bio Power | Leeds North, Regional Bio Power | North Leeds Generation | Buslingthorpe Green | Leeds | West Yorkshire | LS7 2AP | England | 430222 | 435359 | Skelton Grange | Leeds North | Buslingthorpe Green | 11 | Northern Powergrid (Yorkshire) plc | Waste | Gas turbine (OCGT) | No | Data Not Applicable | Data Not Applicable | 1.9 | Data Not Available | Data Not Available | Data Not Available | Data Not Available | Data Not Available | Data Not Available | Data Not Available | Data Not Available | Data Not Available | Data Not Available | Data Not Available | Data Not Available | No | Connected | 1.9 | 1.9 | 2 | Data Not Available | Data Not Available | 2011-10-01 00:00:00 | Data Not Applicable | Data Not Applicable | 2 | Data Not Applicable | Data Not Applicable | Data Not Available | Data Not Available | Data Not Available | Data Not Available | Data Not Available | Data Not Available | Data Not Available | Data Not Available | 2017-03-08 | 53.813642958255315, -1.5424857478742533 |  | 2011-10-01 | Leeds
2394000124767 | [5 empty] | Data Not Available | Yarburgh Grove Renewable Energy Station | Yarburgh Grove Renewable Energy Station | Yarburgh Grove Farm | Yarburgh | Louth | Lincolnshire | LN11 0NU | England | 534294 | 392072 | Keadby | Wold Newton | Keddington Road | 11 | Northern Powergrid (Yorkshire) plc | Solar | Photovoltaic | No | Data Not Applicable | Data Not Applicable | 7.5 | Data Not Available | Data Not Available | Data Not Available | Data Not Available | Data Not Available | Data Not Available | Data Not Available | Data Not Available | Data Not Available | Data Not Available | Data Not Available | Data Not Available | No | Connected | 7.5 | 7.5 | 7.895 | Data Not Available | Data Not Available | 2015-09-12 00:00:00 | Data Not Applicable | Data Not Applicable | 7.895 | Data Not Applicable | Data Not Applicable | 2015-01-01 00:00:00 | Data Not Available | Data Not Available | Data Not Available | Data Not Available | Data Not Available | Data Not Available | Data Not Available | 2017-03-08 | 53.408380485666584, 0.018800594620398656 | 2015-01-01 | 2015-09-12 | East Lindsey
2394000122500 | [5 empty] | Data Not Available | Grange Wind Farm | Grange Wind Farm | Grange Wind Farm | Flixborough | Scunthorpe | Lincolnshire | DN15 8RY | England | 485727 | 415831 | Keadby | Scunthorpe North | Grange Windfarm | 33 | Northern Powergrid (Yorkshire) plc | Wind | Onshore wind turbines | No | Data Not Applicable | Data Not Applicable | 12.171 | Data Not Available | Data Not Available | Data Not Available | Data Not Available | Data Not Available | Data Not Available | Data Not Available | Data Not Available | Data Not Available | Data Not Available | Data Not Available | Data Not Available | No | Connected | 12.171 | 12.171 | 12.812 | Data Not Available | Data Not Available | 2015-10-20 00:00:00 | Data Not Applicable | Data Not Applicable | 12.812 | Data Not Applicable | Data Not Applicable | Data Not Available | Data Not Available | Data Not Available | Data Not Available | Data Not Available | Data Not Available | Data Not Available | Data Not Available | 2017-03-08 | 53.63199453639372, -0.7050672242947122 |  | 2015-10-20 | North Lincolnshire
2394000056790 | [5 empty] | Data Not Available | Bagmoor Wind Farm | Bagmoor Wind Farm | Bagmoor Wind Farm | Normanby | Scunthorpe | Lincolnshire | DN15 9HU | England | 488594 | 416724 | Keadby | Scunthorpe North | Bagmoor Windfarm | 33 | Northern Powergrid (Yorkshire) plc | Wind | Onshore wind turbines | No | Data Not Applicable | Data Not Applicable | 16 | Data Not Available | Data Not Available | Data Not Available | Data Not Available | Data Not Available | Data Not Available | Data Not Available | Data Not Available | Data Not Available | Data Not Available | Data Not Available | Data Not Available | No | Connected | 16 | 16 | 16.842 | Data Not Available | Data Not Available | 2009-05-01 00:00:00 | Data Not Applicable | Data Not Applicable | 16.842 | Data Not Applicable | Data Not Applicable | Data Not Available | Data Not Available | Data Not Available | Data Not Available | Data Not Available | Data Not Available | Data Not Available | Data Not Available | 2017-03-08 | 53.639542132837995, -0.6614698191024029 |  | 2009-05-01 | North Lincolnshire
1170001017122 | [5 empty] | 1170000893328 | Sainsbury's supermarkets limited | Sainsburys dc6 | Sainsbury'S Northampton Dc | Style Way, Pineham Industrial Estate | Northampton | Northamptonshire | NN4 9EX | United Kingdom | 470482 | 258551 | Grendon 132Kv S Stn | Northampton 33Kv S Stn | Pineham 33 11Kv S Stn | 11 | National Grid Electricity Distribution (East Midlands) Plc | Fossil - Gas | Engine (combustion / reciprocating) | No | data not available | data not available | 2 | Stored Energy (all stored energy irrespective of the original energy source) | Storage - Thermal | Yes | data not available | data not available | 1.6 | data not applicable | data not applicable | data not applicable | data not available | data not available | data not applicable | data not available | Connected | 3.6 | 0.9025 | 0.95 | 2.8025 | 2.95 | 43411 | data not applicable | data not applicable | data not applicable | data not applicable | data not applicable | data not applicable | data not applicable | data not available | data not available | data not available | data not available | data not available | data not available | 45750
2300000843565 | [5 empty] | Data Not Available | Winterton Landfill | Winterton Landfill | Coleby Road | West Halton | Scunthorpe | Lincolnshire | DN15 9AP | England | 490372 | 421066 | Keadby | Santon | South Ferriby | 11 | Northern Powergrid (Yorkshire) plc | Waste | Gas turbine (OCGT) | No | Data Not Applicable | Data Not Applicable | 2.375 | Data Not Available | Data Not Available | Data Not Available | Data Not Available | Data Not Available | Data Not Available | Data Not Available | Data Not Available | Data Not Available | Data Not Available | Data Not Available | Data Not Available | No | Connected | 2.375 | 2.375 | 2.5 | Data Not Available | Data Not Available | 2001-03-27 00:00:00 | Data Not Applicable | Data Not Applicable | 2.5 | Data Not Applicable | Data Not Applicable | Data Not Available | Data Not Available | Data Not Available | Data Not Available | Data Not Available | Data Not Available | Data Not Available | Data Not Available | 2017-03-08 | 53.67825406308829, -0.6333240447923068 |  | 2001-03-27 | North Lincolnshire
2394000102693 | [5 empty] | Data Not Available | Keadby Wind Farm | Keadby Wind Farm | North Moor Farm | Keadby | Scunthorpe | Lincolnshire | DN17 3EL | England | 483272 | 411959 | Keadby | Keadby Windfarm | Keadby Windfarm Direct | 132 | Northern Powergrid (Yorkshire) plc | Wind | Onshore wind turbines | No | Data Not Applicable | Data Not Applicable | 68 | Data Not Available | Data Not Available | Data Not Available | Data Not Available | Data Not Available | Data Not Available | Data Not Available | Data Not Available | Data Not Available | Data Not Available | Data Not Available | Data Not Available | No | Connected | 68 | 68 | 71.579 | Data Not Available | Data Not Available | 2013-09-05 00:00:00 | Data Not Applicable | Data Not Applicable | 71.579 | Data Not Applicable | Data Not Applicable | Data Not Available | Data Not Available | Data Not Available | Data Not Available | Data Not Available | Data Not Available | Data Not Available | Data Not Available | 2017-03-08 | 53.597596192601095, -0.7432166788833998 |  | 2013-09-05 | North Lincolnshire
Data Not Available | [5 empty] | Data Not Available | Saint Gobain Glass UK Limited (Non-Exporting) | Saint Gobain Glass UK Limited (Non-Exporting) | Weeland Road | Eggborough | Goole | North Yorkshire | DN14 0FD | England | 456829 | 423600 | Ferrybridge A | Ferrybridge A | Saint Gobain Glass | 66 | Northern Powergrid (Yorkshire) plc | Fossil - Gas | Engine (combustion / reciprocating) | No | Data Not Applicable | Data Not Applicable | 16 | Data Not Available | Data Not Available | Data Not Available | Data Not Available | Data Not Available | Data Not Available | Data Not Available | Data Not Available | Data Not Available | Data Not Available | Data Not Available | Data Not Available | No | Connected | 16 | 0 | 0 | Data Not Available | Data Not Available | 2024-01-08 00:00:00 | Data Not Applicable | Data Not Applicable | 16.842 | Data Not Applicable | Data Not Applicable | 2017-12-01 00:00:00 | Data Not Available | Data Not Available | Data Not Available | Data Not Available | Data Not Available | Data Not Available | Data Not Available | 2024-08-19 | 53.70574399006263, -1.140590552836889 | 2017-12-01 | 2024-01-08 | North Yorkshire
DATA NOT AVAILABLE | [5 empty] | 1630000692620 | SALFORD ROYAL NHS FOUNDATION TRUST | WORTHINGTON HOUSE | STOTT LANE |  | SALFORD | GREATER MANCHESTER | M6 8WH | ENGLAND | 378744 | 399162 | KEARSLEY 132 GSP | FREDERICK RD | WEASTE | 6.6 | ELECTRICITY NORTH WEST LIMITED | FOSSIL - OIL | ENGINE (COMBUSTION / RECIPROCATING) | YES | 0 | 0 | 3.1 | FOSSIL - GAS | ENGINE (COMBUSTION / RECIPROCATING) |  | 0 | 0 | 2.9592 |  |  |  | 0 | 0 | 0 | NO | CONNECTED | 6.0592 | 0 | 0 | 5.225 | 5.5 | 2009-10-01 |  |  |  | 0 | 0 |  |  | NO | NO |  |  |  |  | 2021-12-06 | 53.488735500525216, -2.321820745617288
1574200335241 | [5 empty] | 1580001713590 | Saltholme Gas North | RSPB Saltholme | RSPB Saltholme | Cowpen Bewley Road | Billingham | County Durham | TS23 4EX | England | 448863 | 523086 | Saltholme | Saltholme Gas North | Saltholme Gas North Direct | 132 | Northern Powergrid (Northeast) plc | Fossil - Gas | Engine (combustion / reciprocating) | No | Data Not Applicable | Data Not Applicable | 49.95 | Data Not Available | Data Not Available | Data Not Available | Data Not Available | Data Not Available | Data Not Available | Data Not Available | Data Not Available | Data Not Available | Data Not Available | Data Not Available | Data Not Available | No | Connected | 49.95 | 49.95 | 52.579 | Data Not Available | Data Not Available | 2021-01-29 00:00:00 | Data Not Applicable | Data Not Applicable | 52.579 | Data Not Applicable | Data Not Applicable | 2018-11-20 12:17:00 | Data Not Available | Data Not Available | Data Not Available | Data Not Available | Data Not Available | Data Not Available | Data Not Available | 2019-11-18 | 54.600595060140265, -1.2451653374980935 | 2018-11-20 | 2021-01-29 | Stockton-on-Tees
1574200335250 | [5 empty] | 1580001713605 | Saltholme Gas South | RSPB Saltholme | RSPB Saltholme | Cowpen Bewley Road | Billingham | County Durham | TS23 4EX | England | 448863 | 523086 | Saltholme | Saltholme Gas South | Saltholme Gas South Direct | 132 | Northern Powergrid (Northeast) plc | Fossil - Gas | Engine (combustion / reciprocating) | No | Data Not Applicable | Data Not Applicable | 49.95 | Data Not Available | Data Not Available | Data Not Available | Data Not Available | Data Not Available | Data Not Available | Data Not Available | Data Not Available | Data Not Available | Data Not Available | Data Not Available | Data Not Available | No | Connected | 49.95 | 49.95 | 52.579 | Data Not Available | Data Not Available | 2021-01-29 00:00:00 | Data Not Applicable | Data Not Applicable | 52.579 | Data Not Applicable | Data Not Applicable | 2018-11-20 12:17:00 | Data Not Available | Data Not Available | Data Not Available | Data Not Available | Data Not Available | Data Not Available | Data Not Available | 2019-11-18 | 54.600595060140265, -1.2451653374980935 | 2018-11-20 | 2021-01-29 | Stockton-on-Tees
2394000067550 | [5 empty] | Data Not Available | Sandhill | Sandhill | Garton Road | Kirkburn | Driffield | North Yorkshire | YO25 9DR | England | 498372 | 456132 | Creyke Beck | Driffield/Beverley Group | Kirkburn | 11 | Northern Powergrid (Yorkshire) plc | Biofuel - Landfill gas | Engine (combustion / reciprocating) | No | Data Not Applicable | Data Not Applicable | 3.23 | Data Not Available | Data Not Available | Data Not Available | Data Not Available | Data Not Available | Data Not Available | Data Not Available | Data Not Available | Data Not Available | Data Not Available | Data Not Available | Data Not Available | Yes | Connected | 3.23 | 3.126 | 3.291 | Data Not Available | Data Not Available | 2011-01-01 00:00:00 | Data Not Applicable | Data Not Applicable | 3.4 | Data Not Applicable | Data Not Applicable | Data Not Available | Data Not Available | Data Not Available | Data Not Available | Data Not Available | Data Not Available | Data Not Available | Data Not Available | 2024-12-16 | 53.99187399117797, -0.5010458659287236 |  | 2011-01-01 | East Riding of Yorkshire
2394000080231 | [5 empty] | Data Not Available | Tedder Hill Wind Farm | Tedder Hill Wind Farm | Tedder Hill Wind Farm | Halsham | Hull | North Yorkshire | HU12 0BT | England | 529896 | 427932 | Saltend North | Hull East 132/33kV | Withernsea | 11 | Northern Powergrid (Yorkshire) plc | Wind | Onshore wind turbines | No | Data Not Applicable | Data Not Applicable | 6.555 | Data Not Available | Data Not Available | Data Not Available | Data Not Available | Data Not Available | Data Not Available | Data Not Available | Data Not Available | Data Not Available | Data Not Available | Data Not Available | Data Not Available | No | Connected | 6.555 | 6.555 | 6.9 | Data Not Available | Data Not Available | 2013-03-27 00:00:00 | Data Not Applicable | Data Not Applicable | 6.9 | Data Not Applicable | Data Not Applicable | Data Not Available | Data Not Available | Data Not Available | Data Not Available | Data Not Available | Data Not Available | Data Not Available | Data Not Available | 2017-03-08 | 53.731611839298395, -0.03241833681907861 |  | 2013-03-27 | East Riding of Yorkshire
2394000110462 | [5 empty] | 2394000124474 | Far Marsh Wind Farm | Far Marsh Wind Farm | Marsh Farm | Ottringham | Hull | North Yorkshire | HU12 0AN | England | 524738 | 421356 | Saltend North | Hull East 132/33kV | Patrington Road | 11 | Northern Powergrid (Yorkshire) plc | Wind | Onshore wind turbines | No | Data Not Applicable | Data Not Applicable | 1.425 | Data Not Available | Data Not Available | Data Not Available | Data Not Available | Data Not Available | Data Not Available | Data Not Available | Data Not Available | Data Not Available | Data Not Available | Data Not Available | Data Not Available | No | Connected | 1.425 | 1.425 | 1.5 | Data Not Available | Data Not Available | 2015-09-04 00:00:00 | Data Not Applicable | Data Not Applicable | 1.5 | Data Not Applicable | Data Not Applicable | 2015-01-01 00:00:00 | Data Not Available | Data Not Available | Data Not Available | Data Not Available | Data Not Available | Data Not Available | Data Not Available | 2017-03-08 | 53.673795925546905, -0.11320417266156238 | 2015-01-01 | 2015-09-04 | East Riding of Yorkshire
1470000508780, 1470000508790 | [5 empty] | 1428193500004, 1429193500006 | Sandwell and birmingham hospitals nhs trust | Sandwell general hospital | Sandwell District General Hospita Export | Lyndon | West bromwich | West Midlands | B71 4HJ | United Kingdom | 400918 | 292164 | Ocker Hill C 132Kv S Stn | data not available | Black Lake 132/11Kv | 11 | National Grid Electricity Distribution (West Midlands) Plc | Fossil - Oil | Engine (combustion / reciprocating) | No | data not available | data not available | 1.8 | data not applicable | data not applicable | data not applicable | data not available | data not available | data not applicable | data not applicable | data not applicable | data not applicable | data not available | data not available | data not applicable | data not available | Connected | 1.8 | 3.42 | 3.6 | 4.94 | 5.2 | 42248 | data not applicable | data not applicable | data not applicable | data not applicable | data not applicable | data not applicable | data not applicable | data not available | data not available | data not available | data not available | data not available | data not available | 45750
2394000099056 | [5 empty] | 239000009906 | Blackburn Meadows Power Station BESS | Alsing Road | Alsing Road | Tinsley | Sheffield | South Yorkshire | S9 1HF | England | 439452 | 391621 | West Melton / Thorpe Marsh | Blackburn Meadows B | Alsing Road | 33 | Northern Powergrid (Yorkshire) plc | Stored Energy (all stored energy irrespective of the original energy source) | Storage - Electrochemical Classic Batteries -Lithium Ion (Li–ion) | No | Data Not Available | Data Not Available | 10 | Data Not Available | Data Not Available | Data Not Available | Data Not Available | Data Not Available | Data Not Available | Data Not Available | Data Not Available | Data Not Available | Data Not Available | Data Not Available | Data Not Available | No | Connected | 10 | 32 | 33.684 | Data Not Available | Data Not Available | Data Not Available | Data Not Applicable | Data Not Applicable | 10.526 | Data Not Applicable | Data Not Applicable | Data Not Available | Data Not Available | Data Not Available | Data Not Available | Data Not Available | Data Not Available | Data Not Available | Data Not Available | 2017-03-08 | 53.41992074375361, -1.4078370739125363 |  |  | Sheffield
1470000970881 | [5 empty] | 1470000970872 | Sandwell power ltd | Sandwell power ltd, yard 40 bilport lane industrial estate | Yard 40 | Bilport Lane Industrial Estate, Bilport Lane | Wednesbury | data not available | WS10 0NT | United Kingdom | 398702 | 294036 | Ocker Hill C 132Kv S Stn | Ocker Hill B 132Kv S Stn | Sandwell Power | 33 | National Grid Electricity Distribution (West Midlands) Plc | Biofuel - Biogas from anaerobic digestion (excluding landfill & sewage) | Engine (combustion / reciprocating) | No | data not available | data not available | 25.686 | data not applicable | data not applicable | data not applicable | data not available | data not available | data not applicable | data not applicable | data not applicable | data not applicable | data not available | data not available | data not applicable | data not available | Connected | 25.686 | 19.95 | 21 | 0.6365 | 0.67 | 44409 | data not applicable | data not applicable | data not applicable | data not applicable | data not applicable | data not applicable | data not applicable | data not available | data not available | data not available | data not available | data not available | data not available | 45750
Data Not Applicable | [5 empty] | Data Not Available | Network Rail East Ardsley | Network Rail East Ardsley | Station Road | East Ardsley | Wakefield | West Yorkshire | WF3 2FE | England | 430651 | 426364 | Skelton Grange | Station Lane | Station Lane Direct | 25 | Northern Powergrid (Yorkshire) plc | Other | Other | No | Data Not Applicable | Data Not Applicable | 2 | Data Not Available | Data Not Available | Data Not Available | Data Not Available | Data Not Available | Data Not Available | Data Not Available | Data Not Available | Data Not Available | Data Not Available | Data Not Available | Data Not Available | No | Accepted To Connect | Data Not Applicable | Data Not Applicable | Data Not Applicable | Data Not Applicable | Data Not Applicable | Data Not Applicable | 2 | 2 | 2.105 | Data Not Available | Data Not Available | 2019-01-16 00:00:00 | Data Not Available | Data Not Available | Data Not Available | Data Not Available | Data Not Available | Data Not Available | Data Not Available | 2019-04-09 | 53.73277359985115, -1.5368608280477782 | 2019-01-16 |  | Leeds
Data Not Applicable | [5 empty] | Data Not Available | Non-Exporting Backup Gens, Emley Moor TV Transmitter | Non-Exporting Backup Gens, Emley Moor TV Transmitter | Jagger Lane | Emley Moor | Huddersfield | West Yorkshire | HD8 9TQ | England | 422200 | 412956 | West Melton Section 3 | Barugh 132/66kV | Scissett | 11 | Northern Powergrid (Yorkshire) plc | Fossil - Oil | Engine (combustion / reciprocating) | No | Data Not Applicable | Data Not Applicable | 2.5 | Data Not Available | Data Not Available | Data Not Available | Data Not Available | Data Not Available | Data Not Available | Data Not Available | Data Not Available | Data Not Available | Data Not Available | Data Not Available | Data Not Available | No | Accepted To Connect | Data Not Applicable | Data Not Applicable | Data Not Applicable | Data Not Applicable | Data Not Applicable | Data Not Applicable | 2.5 | 2.5 | 2.632 | Data Not Available | Data Not Available | 2018-08-21 00:00:00 | Data Not Available | Data Not Available | Data Not Available | Data Not Available | Data Not Available | Data Not Available | Data Not Available | 2018-09-10 | 53.61268891554496, -1.6659149262876696 | 2018-08-21 |  | Kirklees
2394000136920 | [5 empty] | Data Not Available | ABP Sheds | ABP Sheds | ABP Goole North | East Parade | Goole | North Yorkshire | DN14 5RB | England | 474791 | 423527 | Camblesforth | Camblesforth | Goole | 11 | Northern Powergrid (Yorkshire) plc | Solar | Photovoltaic | No | Data Not Applicable | Data Not Applicable | 1 | Data Not Available | Data Not Available | Data Not Available | Data Not Available | Data Not Available | Data Not Available | Data Not Available | Data Not Available | Data Not Available | Data Not Available | Data Not Available | Data Not Available | No | Connected | 1 | 1 | 1.053 | Data Not Available | Data Not Available | Data Not Available | Data Not Applicable | Data Not Applicable | 1.053 | Data Not Applicable | Data Not Applicable | 2018-01-10 14:24:00 | Data Not Available | Data Not Available | Data Not Available | Data Not Available | Data Not Available | Data Not Available | Data Not Available | 2024-09-11 | 53.70282804435061, -0.8685581057180444 | 2018-01-10 |  | East Riding of Yorkshire
Data Not Applicable | [5 empty] | Data Not Available | Queens Road Turbine | Queens Road Turbine | Queens Road | Queens Road | Immingham | Lincolnshire | DN40 1QU | England | 519938 | 414913 | Grimsby West | Queens Road Steam Turbine | Queens Road Steam Turbine Direct | 132 | Northern Powergrid (Yorkshire) plc | Waste | Steam turbine (thermal power plant) | No | Data Not Applicable | Data Not Applicable | 49.95 | Data Not Available | Data Not Available | Data Not Available | Data Not Available | Data Not Available | Data Not Available | Data Not Available | Data Not Available | Data Not Available | Data Not Available | Data Not Available | Data Not Available | No | Accepted To Connect | Data Not Applicable | Data Not Applicable | Data Not Applicable | Data Not Applicable | Data Not Applicable | Data Not Applicable | 49.95 | 49.95 | 52.579 | Data Not Available | Data Not Available | 2017-11-14 00:00:00 | Data Not Available | Data Not Available | Data Not Available | Data Not Available | Data Not Available | Data Not Available | Data Not Available | 2018-04-13 | 53.617036306375105, -0.1883081791702626 | 2017-11-14 |  | North East Lincolnshire
2394000141521 | [5 empty] | 2380002605694 | Green Lane BESS, Thurcroft | Green Lane BESS, Thurcroft | Green Lane | Energy Storage Scheme | Thurcroft | South Yorkshire | S66 9JE | England | 448510 | 389807 | Thurcroft | Thurcroft | Green Lane BESS | 66 | Northern Powergrid (Yorkshire) plc | Stored Energy (all stored energy irrespective of the original energy source) | Storage - Electrochemical Classic Batteries -Lithium Ion (Li–ion) | No | Data Not Available | Data Not Available | 49.9 | Data Not Available | Data Not Available | Data Not Available | Data Not Available | Data Not Available | Data Not Available | Data Not Available | Data Not Available | Data Not Available | Data Not Available | Data Not Available | Data Not Available | No | Connected | 49.9 | 49.9 | 52.526 | Data Not Available | Data Not Available | 2020-09-02 00:00:00 | Data Not Applicable | Data Not Applicable | 52.526 | Data Not Applicable | Data Not Applicable | 2017-10-03 00:00:00 | Data Not Available | Data Not Available | Data Not Available | Data Not Available | Data Not Available | Data Not Available | Data Not Available | 2018-04-13 | 53.40286369309627, -1.2718320050650487 | 2017-10-03 | 2020-09-02 | Rotherham
2394000136406 | [5 empty] | 2376550555019 | BESS, Bemis Elsham Ltd | BESS, Bemis Elsham Ltd | Bemis Elsham LTD | The Flarepath | Brigg | Lincolnshire | DN20 0SP | England | 504405 | 413343 | Keadby | Santon | Wrawby | 11 | Northern Powergrid (Yorkshire) plc | Stored Energy (all stored energy irrespective of the original energy source) | Storage - Electrochemical Classic Batteries -Lithium Ion (Li–ion) | No | Data Not Available | Data Not Available | 1.5 | Data Not Available | Data Not Available | Data Not Available | Data Not Available | Data Not Available | Data Not Available | Data Not Available | Data Not Available | Data Not Available | Data Not Available | Data Not Available | Data Not Available | No | Connected | 1.5 | 0.19 | 0.2 | 1.71 | 1.8 | 2017-12-29 14:46:00 | Data Not Applicable | Data Not Applicable | 1.579 | Data Not Applicable | Data Not Applicable | 2018-02-13 00:00:00 | Data Not Available | Data Not Available | Data Not Available | Data Not Available | Data Not Available | Data Not Available | Data Not Available | 2024-09-11 | 53.60625302496851, -0.42354923904832725 | 2018-02-13 | 2017-12-29 | North Lincolnshire
data not available | [5 empty] | data not applicable | Santander | William St Britoil. Gen2 | Ground Floor | 301 St Vincents St | Glasgow | Glasgow City | G2 5HN | Scotland | 258188 | 665564 | West George Street | data not applicable | West George St B | data not available | SP Distribution Ltd | Fossil - Oil | Engine (combustion / reciprocating) | No | 0 | 0 | 3 | data not applicable | data not applicable | No | 0 | 0 | 0 | data not applicable | data not applicable | No | 0 | 0 | 0 | No | Connected | 3 | 3 | data not available | 0 | 0 | 39230 | data not applicable | data not available | data not available | data not available | data not available | data not available | data not available | N | N | data not available | N | data not available | data not available | 44026 | data not available | 34
Data Not Applicable | [5 empty] | Data Not Available | Stillingfleet Colliery Generation Additional | Stillingfleet Colliery Generation Additional | Stilingfleet Colliery | Escrick Road | York | North Yorkshire | YO19 6SG | England | 459133 | 440830 | Drax | Osgodby 1/2 | Stillingfleet | 33 | Northern Powergrid (Yorkshire) plc | Waste | Gas turbine (OCGT) | No | Data Not Applicable | Data Not Applicable | 5.3 | Data Not Available | Data Not Available | Data Not Available | Data Not Available | Data Not Available | Data Not Available | Data Not Available | Data Not Available | Data Not Available | Data Not Available | Data Not Available | Data Not Available | No | Accepted To Connect | Data Not Applicable | Data Not Applicable | Data Not Applicable | Data Not Applicable | Data Not Applicable | Data Not Applicable | 5.3 | 5.3 | 5.579 | Data Not Available | Data Not Available | 2019-11-04 00:00:00 | Data Not Available | Data Not Available | Data Not Available | Data Not Available | Data Not Available | Data Not Available | Data Not Available | 2020-04-11 | 53.860332557253614, -1.1023946537353955 | 2019-11-04 |  | North Yorkshire
Data Not Applicable | [5 empty] | Data Not Available | Ealand Solar Farm | Ealand Solar Farm | Ealand Solar Farm | Chapel Lane | Keadby | Lincolnshire | DN17 3EL | England | 483272 | 411959 | Keadby | Keadby | Ealand Solar Farm | 33 | Northern Powergrid (Yorkshire) plc | Solar | Photovoltaic | No | Data Not Applicable | Data Not Applicable | 49.999 | Data Not Available | Data Not Available | Data Not Available | Data Not Available | Data Not Available | Data Not Available | Data Not Available | Data Not Available | Data Not Available | Data Not Available | Data Not Available | Data Not Available | No | Accepted To Connect | Data Not Applicable | Data Not Applicable | Data Not Applicable | Data Not Applicable | Data Not Applicable | Data Not Applicable | 49.999 | 49.999 | 52.631 | Data Not Available | Data Not Available | 2020-12-08 00:00:00 | Data Not Available | Data Not Available | Data Not Available | Data Not Available | Data Not Available | Data Not Available | Data Not Available | 2021-02-10 | 53.597596192601095, -0.7432166788833998 | 2020-12-08 |  | North Lincolnshire
Data Not Applicable | [5 empty] | Data Not Available | Sandall Stones W2E | Sandall Stones W2E | Land Off Sandall Stones Road | Kirk Sandall Industrial Estate | Doncaster | South Yorkshire | DN3 1QR | England | 460823 | 407205 | West Melton / Thorpe Marsh | Doncaster B/Thorpe Marsh | Sandall Stones W2E | 66 | Northern Powergrid (Yorkshire) plc | Waste | Gas turbine (OCGT) | No | Data Not Applicable | Data Not Applicable | 30 | Data Not Available | Data Not Available | Data Not Available | Data Not Available | Data Not Available | Data Not Available | Data Not Available | Data Not Available | Data Not Available | Data Not Available | Data Not Available | Data Not Available | No | Accepted To Connect | Data Not Applicable | Data Not Applicable | Data Not Applicable | Data Not Applicable | Data Not Applicable | Data Not Applicable | 30 | 30 | 31.579 | Data Not Available | Data Not Available | 2020-05-18 00:00:00 | Data Not Available | Data Not Available | Data Not Available | Data Not Available | Data Not Available | Data Not Available | Data Not Available | 2020-06-08 | 53.55795216832812, -1.0832934157351364 | 2020-05-18 |  | Doncaster
Data Not Applicable | [5 empty] | Data Not Available | Hull Royal Infirmary CHP | Hull Royal Infirmary | Hull Royal Infirmary | Anlaby Road | Hull | North Yorkshire | HU3 2JZ | England | 508277 | 428848 | Creyke Beck | Hull South | Clarendon Street | 11 | Northern Powergrid (Yorkshire) plc | Fossil - Gas | Steam turbine (thermal power plant) | Yes | Data Not Applicable | Data Not Applicable | 1.5 | Data Not Available | Data Not Available | Data Not Available | Data Not Available | Data Not Available | Data Not Available | Data Not Available | Data Not Available | Data Not Available | Data Not Available | Data Not Available | Data Not Available | No | Accepted To Connect | Data Not Applicable | Data Not Applicable | Data Not Applicable | Data Not Applicable | Data Not Applicable | Data Not Applicable | 1.5 | 1.5 | 1.579 | Data Not Available | Data Not Available | 2020-02-24 00:00:00 | Data Not Available | Data Not Available | Data Not Available | Data Not Available | Data Not Available | Data Not Available | Data Not Available | 2020-03-20 | 53.744772327782805, -0.35965228682420086 | 2020-02-24 |  | Kingston upon Hull, City of
Data Not Applicable | [5 empty] | 2300000674055 | Custom Solar | Port House Solar | Port House | Northern Gateway | Hull | North Yorkshire | HU9 5NS | England | 513185 | 429357 | Saltend North | Hull East 132/33kV | King George Dock | 11 | Northern Powergrid (Yorkshire) plc | Solar | Photovoltaic | No | Data Not Applicable | Data Not Applicable | 6 | Data Not Available | Data Not Available | Data Not Available | Data Not Available | Data Not Available | Data Not Available | Data Not Available | Data Not Available | Data Not Available | Data Not Available | Data Not Available | Data Not Available | No | Accepted To Connect | Data Not Applicable | Data Not Applicable | Data Not Applicable | Data Not Applicable | Data Not Applicable | Data Not Applicable | 6 | 6 | 6.316 | 9.5 | 10 | 2019-04-24 00:00:00 | Data Not Available | Data Not Available | Data Not Available | Data Not Available | Data Not Available | Data Not Available | Data Not Available | 2024-09-09 | 53.748303994682125, -0.28508091813258357 | 2019-04-24 |  | Kingston upon Hull, City of
Data Not Applicable | [5 empty] | Data Not Available | Harlaxton IDNO - Doncaster Inland Port - Additional | Harlaxton IDNO - Doncaster Inland Port - Additional | West End Lane | New Rossington | Doncaster | South Yorkshire | DN11 0PY | England | 460647 | 398587 | West Melton / Thorpe Marsh | Mallard Way | Doncaster Inland Port | 11 | Northern Powergrid (Yorkshire) plc | Solar | Photovoltaic | No | Data Not Applicable | Data Not Applicable | 8 | Data Not Available | Data Not Available | Data Not Available | Data Not Available | Data Not Available | Data Not Available | Data Not Available | Data Not Available | Data Not Available | Data Not Available | Data Not Available | Data Not Available | No | Accepted To Connect | Data Not Applicable | Data Not Applicable | Data Not Applicable | Data Not Applicable | Data Not Applicable | Data Not Applicable | 8 | 8 | 8.421 | Data Not Available | Data Not Available | 2019-10-19 00:00:00 | Data Not Available | Data Not Available | Data Not Available | Data Not Available | Data Not Available | Data Not Available | Data Not Available | 2019-11-03 | 53.48052050917946, -1.0876150865145462 | 2019-10-19 |  | Doncaster
data not available | [5 empty] | data not applicable | Santander | William St Britoil. Gen1 | Ground Floor | 301 St Vincents St | Glasgow | Glasgow City | G2 5HN | Scotland | 258188 | 665564 | West George Street | data not applicable | West George St B | data not available | SP Distribution Ltd | Fossil - Oil | Engine (combustion / reciprocating) | No | 0 | 0 | 3 | data not applicable | data not applicable | No | 0 | 0 | 0 | data not applicable | data not applicable | No | 0 | 0 | 0 | No | Connected | 3 | 3 | data not available | 0 | 0 | 39230 | data not applicable | data not available | data not available | data not available | data not available | data not available | data not available | N | N | data not available | N | data not available | data not available | 44026 | data not available | 33
2394000137809 | [5 empty] | Data Not Available | Bankwood Lane Industrial | Bankwood Lane Industrial | Bankwood Lane Industrial Estate | Rossington | Doncaster | South Yorkshire | DN11 0PS | England | 460673 | 398826 | West Melton / Thorpe Marsh | Doncaster B/Thorpe Marsh | West End Lane | 11 | Northern Powergrid (Yorkshire) plc | Waste | Gas turbine (OCGT) | No | Data Not Applicable | Data Not Applicable | 3.8 | Data Not Available | Data Not Available | Data Not Available | Data Not Available | Data Not Available | Data Not Available | Data Not Available | Data Not Available | Data Not Available | Data Not Available | Data Not Available | Data Not Available | No | Connected | 3.8 | 3.8 | 4 | Data Not Available | Data Not Available | 2018-10-01 00:00:00 | Data Not Applicable | Data Not Applicable | 4 | Data Not Applicable | Data Not Applicable | 2017-06-19 00:00:00 | Data Not Available | Data Not Available | Data Not Available | Data Not Available | Data Not Available | Data Not Available | Data Not Available | 2017-07-11 | 53.48266548160762, -1.0871772677592157 | 2017-06-19 | 2018-10-01 | Doncaster
2394200144124 | [5 empty] | 2380002660393 | Balby Carr Bank | Balby Carr Bank | Balby Carr Bank | Mallard Way | Doncaster | South Yorkshire | DN4 8BE | England | 456806 | 401631 | West Melton / Thorpe Marsh | Mallard Way | Balby Generation | 33 | Northern Powergrid (Yorkshire) plc | Waste | Gas turbine (OCGT) | No | Data Not Applicable | Data Not Applicable | 20 | Data Not Available | Data Not Available | Data Not Available | Data Not Available | Data Not Available | Data Not Available | Data Not Available | Data Not Available | Data Not Available | Data Not Available | Data Not Available | Data Not Available | No | Connected | 20 | 10 | 10.526 | Data Not Available | Data Not Available | 2018-06-01 00:00:00 | Data Not Applicable | Data Not Applicable | 21.053 | Data Not Applicable | Data Not Applicable | 2017-07-27 00:00:00 | Data Not Available | Data Not Available | Data Not Available | Data Not Available | Data Not Available | Data Not Available | Data Not Available | 2017-08-03 | 53.508305865294815, -1.1449354698152365 | 2017-07-27 | 2018-06-01 | Doncaster
2394000122477 | [5 empty] | Data Not Available | Thrybergh Weir | Thrybergh Weir | Thrybergh | Kilnhurst | Mexborough | South Yorkshire | S64 5TJ | England | 445875 | 396545 | West Melton Section 3 | West Melton | Kilnhurst | 11 | Northern Powergrid (Yorkshire) plc | Stored Energy (all stored energy irrespective of the original energy source) | Storage - Electrochemical Classic Batteries -Lithium Ion (Li–ion) | No | Data Not Available | Data Not Available | 1.2 | Data Not Available | Data Not Available | Data Not Available | Data Not Available | Data Not Available | Data Not Available | Data Not Available | Data Not Available | Data Not Available | Data Not Available | Data Not Available | Data Not Available | No | Connected | 1.2 | 1.2 | 1.263 | Data Not Available | Data Not Available | 2017-11-25 00:00:00 | Data Not Applicable | Data Not Applicable | 1.263 | Data Not Applicable | Data Not Applicable | Data Not Available | Data Not Available | Data Not Available | Data Not Available | Data Not Available | Data Not Available | Data Not Available | Data Not Available | 2017-12-06 | 53.46365886233975, -1.3104823330554842 |  | 2017-11-25 | Rotherham
1620000828134 | [5 empty] | 1620000828143 | SAPPI (UK) LTD | BLACKBURN MILL | LIVESEY BRANCH ROAD | FENISCOWLES | BLACKBURN | LANCASHIRE | BB2 5HX | ENGLAND | 364626 | 424786 | PENWORTHAM EAST GSP / ROCHDALE SGT 1 GROUP | LOWER DARWEN | - | 132 | ELECTRICITY NORTH WEST LIMITED | FOSSIL - GAS | ENGINE (COMBUSTION / RECIPROCATING) | NO | 0 | 0 | 78.75 |  |  |  | 0 | 0 | 0 |  |  |  | 0 | 0 | 0 | NO | CONNECTED | 78.75 | 71.25 | 75 | 0.95 | 1 | 2001-05-01 |  |  |  | 0 | 0 |  |  | NO | NO |  |  |  |  | 2021-12-06 | 53.718277596038156, -2.5375044898994816
Data Not Applicable | [5 empty] | Data Not Available | Melton West Buisness Park Hybrid | Melton West Buisness Park Hybrid | Melton West Business Park | Wyke Way | Melton | North Yorkshire | YO8 5AF | England | 462558 | 432859 | Creyke Beck | Hull West | Gibson Lane | 11 | Northern Powergrid (Yorkshire) plc | Wind | Onshore wind turbines | No | Data Not Applicable | Data Not Applicable | 4.2 | Photovoltaic | Photovoltaic | No | Data Not Applicable | Data Not Applicable | 2.7 | Storage - Electrochemical Classic Batteries -Lithium Ion (Li–ion) | Storage - Electrochemical Classic Batteries -Lithium Ion (Li–ion) | No | Data Not Available | Data Not Available | 1 | Yes | Accepted To Connect | Data Not Applicable | Data Not Applicable | Data Not Applicable | Data Not Applicable | Data Not Applicable | Data Not Applicable | 7.9 | 7.9 | 8.316 | 3.8 | 4 | 2023-11-30 00:00:00 | Data Not Available | Data Not Available | Data Not Available | Data Not Available | Data Not Available | Data Not Available | Data Not Available | 2024-12-19 | 53.78829908434493, -1.0519450176330474 | 2023-11-30 |  | North Yorkshire
Data Not Applicable | [5 empty] | 1580001845472 | NHS Diagnostic Centre Diesel | NHS Diagnostic Centre Diesel | 2 Cameron Walk | Metro Centre | Gateshead | Tyne and Wear | NE11 9TY | England | 423741 | 561147 | Stella North | Dunston | Dunston 66/11kV | 0.4 | Northern Powergrid (Northeast) plc | Fossil - Oil | Steam turbine (thermal power plant) | Yes | Data Not Applicable | Data Not Applicable | 1 | Data Not Available | Data Not Available | Data Not Available | Data Not Available | Data Not Available | Data Not Available | Data Not Available | Data Not Available | Data Not Available | Data Not Available | Data Not Available | Data Not Available | Yes | Accepted To Connect | Data Not Applicable | Data Not Applicable | Data Not Applicable | Data Not Applicable | Data Not Applicable | Data Not Applicable | 1 | 1 | 1.053 | 0 | 0 | 2024-11-25 00:00:00 | Data Not Available | Data Not Available | Data Not Available | Data Not Available | Data Not Available | Data Not Available | Data Not Available | 2024-12-09 | 54.94442202879783, -1.6309170764724048 | 2024-11-25 |  | Gateshead
DATA NOT AVAILABLE | [5 empty] | 1620000279707 | SCA HYGIENE PRODUCTS MANCHESTER LTD | WORTHINGTON HOUSE, STOTT LANE | TRAFFORD PARK ROAD | TRAFFORD PARK | MANCHESTER | GREATER MANCHESTER | M17 1EQ | ENGLAND | 378924 | 397975 | CARRINGTON ENWL SGTS 1B 2B 4 7 | BARTON | TRAFFORD PARK NORTH | 11 | ELECTRICITY NORTH WEST LIMITED | FOSSIL - OIL | ENGINE (COMBUSTION / RECIPROCATING) | YES | 0 | 0 | 1.2 |  |  |  | 0 | 0 | 0 |  |  |  | 0 | 0 | 0 | NO | CONNECTED | 1.2 | 0 | 0 | 15.2 | 16 | 1999-04-01 |  |  |  | 0 | 0 |  |  | NO | NO |  |  |  |  | 2021-12-06 | 53.47807367847974, -2.3190278656037386
1574000327090 | [5 empty] | 1580001480063 | Thormanby Mill Farm Waste | Thormanby Mill Farm Waste | Thormanby Mill Farm | Thormanby Mill Farm | Thormanby | North Yorkshire | YO61 4NN | England | 449174 | 474953 | Knaresborough | Husthwaite | Husthwaite 33/11kV | 11 | Northern Powergrid (Northeast) plc | Waste | Steam turbine (thermal power plant) | No | Data Not Applicable | Data Not Applicable | 2 | Data Not Available | Data Not Available | Data Not Available | Data Not Available | Data Not Available | Data Not Available | Data Not Available | Data Not Available | Data Not Available | Data Not Available | Data Not Available | Data Not Available | No | Connected | 2 | 2 | 2.105 | 0.19 | 0.2 | 2016-09-05 00:00:00 | Data Not Applicable | Data Not Applicable | 2.105 | Data Not Applicable | Data Not Applicable | Data Not Available | Data Not Available | Data Not Available | Data Not Available | Data Not Available | Data Not Available | Data Not Available | Data Not Available | 2024-12-03 | 54.16802778160869, -1.2482951035250804 |  | 2016-09-05 | North Yorkshire
1620000401378 | [5 empty] | 1620000401378 | SCA HYGIENE PRODUCTS UK LIMITED | PADDOCK ROAD | PADDOCK ROAD |  | SKELMERSDALE | LANCASHIRE | WN8 9PD | ENGLAND | 349639 | 404070 | WASHWAY FARM GSP / KIRKBY GSP GROUP | ORRELL | PRIVATE SUBSTATION | 11 | ELECTRICITY NORTH WEST LIMITED | FOSSIL - GAS | ENGINE (COMBUSTION / RECIPROCATING) | YES | 0 | 0 | 6.3 |  |  |  | 0 | 0 | 0 |  |  |  | 0 | 0 | 0 | NO | CONNECTED | 6.3 | 0 | 0 | 8.55 | 9 | 1999-06-01 |  |  |  | 0 | 0 |  |  | NO | NO |  |  |  |  | 2021-12-06 | 53.530859879768066, -2.7612265361921566
Data Not Applicable | [5 empty] | Data Not Available | Tees Valley Additional PV | Tees Valley Energy Recovery | Grangetown Prairie | Land east of John Boyle Road and west of Tees Dock | Grangetown | North Yorkshire | TS6 6TY | England | 454030 | 521256 | Norton | North Tees | Tees Valley Energy | 66 | Northern Powergrid (Northeast) plc | Waste | Steam turbine (thermal power plant) | No | Data Not Applicable | Data Not Applicable | 5 | Data Not Available | Data Not Available | Data Not Available | Data Not Available | Data Not Available | Data Not Available | Data Not Available | Data Not Available | Data Not Available | Data Not Available | Data Not Available | Data Not Available | No | Accepted To Connect | Data Not Applicable | Data Not Applicable | Data Not Applicable | Data Not Applicable | Data Not Applicable | Data Not Applicable | 5 | 5 | 5.263 | 3.99 | 4.2 | 2024-06-26 00:00:00 | Data Not Available | Data Not Available | Data Not Available | Data Not Available | Data Not Available | Data Not Available | Data Not Available | 2024-07-05 | 54.583626153315954, -1.165530481070525 | 2024-06-26 |  | Redcar and Cleveland
Data Not Applicable | [5 empty] | Data Not Available | CRT Keadby 2 BESS | CRT Keadby 2 BESS | Ealand Road | Keadby | Scunthorpe | Lincolnshire | DN17 3ER | England | 482472 | 411528 | Keadby 3 (Future) | CRT Keadby 2 BESS | CRT Keadby 2 BESS Direct | 132 | Northern Powergrid (Yorkshire) plc | Stored Energy (all stored energy irrespective of the original energy source) | Storage - Electrochemical Classic Batteries -Lithium Ion (Li–ion) | No | 480 | 2 | 240 | Data Not Available | Data Not Available | Data Not Available | Data Not Applicable | Data Not Applicable | Data Not Available | Data Not Available | Data Not Available | Data Not Available | Data Not Applicable | Data Not Applicable | Data Not Available | No | Accepted To Connect | Data Not Applicable | Data Not Applicable | Data Not Applicable | Data Not Applicable | Data Not Applicable | Data Not Applicable | 240 | 240 | 252.632 | 239.97 | 252.6 | 2024-10-02 00:00:00 | Data Not Available | Data Not Available | Data Not Available | Data Not Available | Data Not Available | Data Not Available | Data Not Available | 2025-04-09 | 53.59384946824397, -0.7554155093243571 | 2024-10-02 |  | North Lincolnshire
Data Not Applicable | [5 empty] | Data Not Available | Hawthorne House Farm PV | Hawthorne House Farm PV | Hawthorne House Farm | Weeton Lane | Harewood | North Yorkshire | LS17 9LP | England | 430561 | 447011 | Ferrybridge B | Bramham | Dunkeswick | 11 | Northern Powergrid (Yorkshire) plc | Solar | Photovoltaic | No | Data Not Applicable | Data Not Applicable | 9.2 | Data Not Available | Data Not Available | Data Not Available | Data Not Applicable | Data Not Applicable | Data Not Available | Data Not Available | Data Not Available | Data Not Available | Data Not Applicable | Data Not Applicable | Data Not Available | No | Accepted To Connect | Data Not Applicable | Data Not Applicable | Data Not Applicable | Data Not Applicable | Data Not Applicable | Data Not Applicable | 9.2 | 9.2 | 9.684 | 0.38 | 0.4 | 2025-02-10 00:00:00 | Data Not Available | Data Not Available | Data Not Available | Data Not Available | Data Not Available | Data Not Available | Data Not Available | 2025-03-06 | 53.91834625725712, -1.5361810604131216 | 2025-02-10 |  | Harrogate
Data Not Applicable | [5 empty] | Data Not Available | Western School PV | Western School PV | Western School | Cambridge Road | Grimsby | Lincolnshire | DN34 5TA | England | 524735 | 408411 | Grimsby West | Yarborough Road 132/33kV | Yarborough Road 33/11kV | 11 | Northern Powergrid (Yorkshire) plc | Solar | Photovoltaic | No | Data Not Applicable | Data Not Applicable | 1 | Data Not Available | Data Not Available | Data Not Available | Data Not Applicable | Data Not Applicable | Data Not Available | Data Not Available | Data Not Available | Data Not Available | Data Not Applicable | Data Not Applicable | Data Not Available | No | Accepted To Connect | Data Not Applicable | Data Not Applicable | Data Not Applicable | Data Not Applicable | Data Not Applicable | Data Not Applicable | 1 | 1 | 1.053 | 0.86 | 0.905 | 2025-01-10 00:00:00 | Data Not Available | Data Not Available | Data Not Available | Data Not Available | Data Not Available | Data Not Available | Data Not Available | 2025-02-06 | 53.557506943730864, -0.11842834988177113 | 2025-01-10 |  | North East Lincolnshire
Data Not Applicable | [5 empty] | Data Not Available | Immingham Docks Additional Wind | Immingham Docks Additional Wind | Associated British Ports | Immingham Dock | Immingham | Lincolnshire | DN40 2LZ | England | 519875 | 416226 | Grimsby West | Immingham | Queens Road | 11 | Northern Powergrid (Yorkshire) plc | Wind | Onshore wind turbines | No | Data Not Applicable | Data Not Applicable | 17 | Data Not Available | Data Not Available | Data Not Available | Data Not Available | Data Not Available | Data Not Available | Data Not Available | Data Not Available | Data Not Available | Data Not Available | Data Not Available | Data Not Available | No | Accepted To Connect | Data Not Applicable | Data Not Applicable | Data Not Applicable | Data Not Applicable | Data Not Applicable | Data Not Applicable | 17 | 17 | 17.895 | 23.75 | 25 | 2024-09-16 00:00:00 | Data Not Available | Data Not Available | Data Not Available | Data Not Available | Data Not Available | Data Not Available | Data Not Available | 2024-10-07 | 53.62884634665864, -0.18875504030424067 | 2024-09-16 |  | North East Lincolnshire
2394200295240 | [5 empty] | 2380002896630 | Mill Close Hybrid | Mill Close Hybrid | Mill Close | Rotherham | Rotherham | South Yorkshire | S60 1BZ | England | 442133 | 391837 | West Melton / Thorpe Marsh | Blackburn Meadows B | Templeborough 33/11kV | 11 | Northern Powergrid (Yorkshire) plc | Solar | Photovoltaic | No | Data Not Applicable | Data Not Applicable | 0.92 | Storage - Electrochemical Classic Batteries -Lithium Ion (Li–ion) | Storage - Electrochemical Classic Batteries -Lithium Ion (Li–ion) | No | Data Not Available | Data Not Available | 1.2 | Data Not Available | Data Not Available | Data Not Available | Data Not Available | Data Not Available | Data Not Available | No | Connected | 2.12 | 2.12 | 2.232 | 1.425 | 1.5 | 2024-09-06 00:00:00 | Data Not Applicable | Data Not Applicable | 2.232 | Data Not Applicable | Data Not Applicable | 2022-03-11 00:00:00 | Data Not Available | Data Not Available | Data Not Available | Data Not Available | Data Not Available | Data Not Available | Data Not Available | 2024-12-19 | 53.421655427518104, -1.3674702591974799 | 2022-03-11 | 2024-09-06 | Rotherham
Data Not Applicable | [5 empty] | 2300000542828 | Burstwick CHP | Burstwick CHP | Suncrop Burstwick | Burstwick | Burstwick | East Riding of Yorkshire | HU12 9EB | England | 522748 | 428172 | Saltend North | Saltend 132/33kV | Ellifoot Lane | 11 | Northern Powergrid (Yorkshire) plc | Fossil - Gas | Steam turbine (thermal power plant) | Yes | Data Not Applicable | Data Not Applicable | 5.35 | Data Not Available | Data Not Available | Data Not Available | Data Not Available | Data Not Available | Data Not Available | Data Not Available | Data Not Available | Data Not Available | Data Not Available | Data Not Available | Data Not Available | No | Accepted To Connect | Data Not Applicable | Data Not Applicable | Data Not Applicable | Data Not Applicable | Data Not Applicable | Data Not Applicable | 5.35 | 5.35 | 5.632 | 0.38 | 0.4 | 2024-10-18 00:00:00 | Data Not Available | Data Not Available | Data Not Available | Data Not Available | Data Not Available | Data Not Available | Data Not Available | 2024-11-05 | 53.7354971622567, -0.14061327794865383 | 2024-10-18 |  | East Riding of Yorkshire
Data Not Applicable | [5 empty] | Data Not Available | Wetherby Road PV | Wetherby Road | Wetherby Road | Leeds | Leeds | West Yorkshire | LS17 8LY | England | 435124 | 438908 | Ferrybridge B | Whinmoor | Roman Avenue | 11 | Northern Powergrid (Yorkshire) plc | Solar | Photovoltaic | No | Data Not Applicable | Data Not Applicable | 1.218 | Data Not Available | Data Not Available | Data Not Available | Data Not Available | Data Not Available | Data Not Available | Data Not Available | Data Not Available | Data Not Available | Data Not Available | Data Not Available | Data Not Available | No | Accepted To Connect | Data Not Applicable | Data Not Applicable | Data Not Applicable | Data Not Applicable | Data Not Applicable | Data Not Applicable | 1.218 | 1.218 | 1.282 | 1.478 | 1.556 | 2024-10-07 00:00:00 | Data Not Available | Data Not Available | Data Not Available | Data Not Available | Data Not Available | Data Not Available | Data Not Available | 2024-11-05 | 53.84523278308451, -1.4676359171428628 | 2024-10-07 |  | Leeds
Data Not Applicable | [5 empty] | Data Not Available | Highfield Farm PV | Highfield Farm | Highfield Farm | York Road | Knaresborough | West Yorkshire | HG5 0SU | England | 437073 | 457122 | Knaresborough | Wormald Green 132/33kV | Coneythorpe | 11 | Northern Powergrid (Northeast) plc | Solar | Photovoltaic | No | Data Not Applicable | Data Not Applicable | 1.126 | Data Not Available | Data Not Available | Data Not Available | Data Not Available | Data Not Available | Data Not Available | Data Not Available | Data Not Available | Data Not Available | Data Not Available | Data Not Available | Data Not Available | No | Accepted To Connect | Data Not Applicable | Data Not Applicable | Data Not Applicable | Data Not Applicable | Data Not Applicable | Data Not Applicable | 1.1256 | 1.126 | 1.185 | 1.235 | 1.3 | 2024-06-23 00:00:00 | Data Not Available | Data Not Available | Data Not Available | Data Not Available | Data Not Available | Data Not Available | Data Not Available | 2024-07-05 | 54.00879294146492, -1.4358125134490405 | 2024-06-23 |  | Harrogate
Data Not Available | [5 empty] | 1592001111168 | Scarborough Hosptial Diesel | Scarborough Hospital, Woodlands Drive, Scarborough Cancelled | Scarborough Hospital | Woodlands Drive | Scarborough | North Yorkshire | YO12 6QL | England | 501906 | 488540 | Osbaldwick | Scarborough Grid | Newby | 11 | Northern Powergrid (Northeast) plc | Fossil - Oil | Steam turbine (thermal power plant) | No | Data Not Applicable | Data Not Applicable | 4.568 | Data Not Available | Data Not Available | Data Not Available | Data Not Available | Data Not Available | Data Not Available | Data Not Available | Data Not Available | Data Not Available | Data Not Available | Data Not Available | Data Not Available | Yes | Connected | 4.568 | 0 | 0 | 1.9 | 2 | 2025-03-24 00:00:00 | Data Not Applicable | Data Not Applicable | 4.808 | Data Not Applicable | Data Not Applicable | 2024-11-27 00:00:00 | Data Not Available | Data Not Available | Data Not Available | Data Not Available | Data Not Available | Data Not Available | Data Not Available | 2024-12-09 | 54.2823472643284, -0.436234425202825 | 2024-11-27 | 2025-03-24 | North Yorkshire
1574200423873 | [5 empty] | 1580001818734 | Hull Road BESS | Hull Road BESS | Hull Road | Data Not Available | York | North Yorkshire | YO19 5HE | England | 465315 | 451880 | Osbaldwick | Hull Road BESS | Hull Road BESS Direct | 132 | Northern Powergrid (Northeast) plc | Stored Energy (all stored energy irrespective of the original energy source) | Storage - Electrochemical Classic Batteries -Lithium Ion (Li–ion) | No | Data Not Available | Data Not Available | 49.9 | Data Not Available | Data Not Available | Data Not Available | Data Not Available | Data Not Available | Data Not Available | Data Not Available | Data Not Available | Data Not Available | Data Not Available | Data Not Available | Data Not Available | No | Connected | 49.9 | 49.9 | 52.526 | 49.9 | 52.526 | 2024-04-03 00:00:00 | Data Not Applicable | Data Not Applicable | 52.526 | Data Not Applicable | Data Not Applicable | 2020-07-06 00:00:00 | Data Not Available | Data Not Available | Data Not Available | Data Not Available | Data Not Available | Data Not Available | Data Not Available | 2024-09-11 | 53.95889317086703, -1.0060606649084392 | 2020-07-06 | 2024-04-03 | York
1574300360030 | [5 empty] | 1570000360027 | Ray Wind Farm Additional BESS | Ray Wind Farm Additional BESS | Ray Wind Farm | Kirkwhelpington | Hexham | Northumberland | NE19 2RJ | England | 395603 | 588982 | Fourstones 33kV | Fourstones 33kV | Ray Fell Windfarm | 33 | Northern Powergrid (Northeast) plc | Stored Energy (all stored energy irrespective of the original energy source) | Storage - Electrochemical Classic Batteries -Lithium Ion (Li–ion) | No | Data Not Available | Data Not Available | 20 | Data Not Available | Data Not Available | Data Not Available | Data Not Available | Data Not Available | Data Not Available | Data Not Available | Data Not Available | Data Not Available | Data Not Available | Data Not Available | Data Not Available | No | Connected | 20 | 20 | 21.053 | Data Not Available | Data Not Available | 2023-04-28 00:00:00 | Data Not Applicable | Data Not Applicable | 21.053 | Data Not Applicable | Data Not Applicable | 2020-10-22 00:00:00 | Data Not Available | Data Not Available | Data Not Available | Data Not Available | Data Not Available | Data Not Available | Data Not Available | 2024-09-18 | 55.1950875264567, -2.070612065260471 | 2020-10-22 | 2023-04-28 | Northumberland
2394000134914 | [5 empty] | Data Not Available | Scawby Brook Expansion | Brigg Power Station | Brigg Power Station | Scawby | Brigg | Lincolnshire | DN20 9LT | England | 499019 | 406056 | Keadby | Scawby Brook | Scawby Brook Direct | 132 | Northern Powergrid (Yorkshire) plc | Fossil - Gas | Engine (combustion / reciprocating) | No | Data Not Applicable | Data Not Applicable | 48.5 | Data Not Available | Data Not Available | Data Not Available | Data Not Available | Data Not Available | Data Not Available | Data Not Available | Data Not Available | Data Not Available | Data Not Available | Data Not Available | Data Not Available | Yes | Connected | 48.5 | 50.526 | 53.185 | Data Not Available | Data Not Available | 2018-05-15 00:00:00 | Data Not Applicable | Data Not Applicable | 51.053 | Data Not Applicable | Data Not Applicable | 2017-05-15 00:00:00 | Data Not Available | Data Not Available | Data Not Available | Data Not Available | Data Not Available | Data Not Available | Data Not Available | 2017-11-22 | 53.54182183296527, -0.5072272910340984 | 2017-05-15 | 2018-05-15 | North Lincolnshire
data not available | [5 empty] | data not applicable | Scotgen (Dumfries) Ltd | Dargavel Biomass | Dargavel Energy From Waste Facility | Lockerbie Road | Dumfries | Dumfries and Galloway | DG1 3PG | Scotland | 301274 | 577413 | Dumfries | data not applicable | HEATHHALL (11kV) | 11 | SP Distribution Ltd | Biomass | Other | No | 0 | 0 | 6.5 | data not applicable | data not applicable | No | 0 | 0 | 0 | data not applicable | data not applicable | No | 0 | 0 | 0 | No | Connected | 6.5 | 6.8 | 7.1579 | 0 | 0 | 40993 | data not applicable | data not applicable | data not applicable | data not applicable | data not applicable | data not available | data not available | N | N | data not available | N | data not available | data not available | 45019 | data not available | 247
1900090834472 | [5 empty] | Data not available | SCOTIA GAS NETWORKS LIMITED | SEGAS HOUSE | 2 LEESONS HILL | ST PAULS CRAY | ORPINGTON | KENT | BR5 2TN | England | 547011 | 168510 | Littlebrook SGT | Dartford Grid A 33kV | Ruxley 11kV | 11 | South Eastern Power Networks (SPN) | Fossil - Gas | Gas turbine (OCGT) |  |  |  | 7.5 | [12 empty] | No | Connected | 7.5 | 7.5 | 7.895 |  |  | 2012-11-05 | [13 empty] | 2021-06-14 | 1.138 | 51.3728 | 51.3727948765989, 1.13797166021482 | SPN-S000000008417 | Fossil fuel
data not available | [5 empty] | data not available | SCOTTISH & SOUTHERN ENERGY | Salt Union | Salt Union Percival Lane | Runcorn | Runcorn | Wirral | WA7 4UX | England | 349752 | 381882 | FROD / INCE (FROD) | data not available | data not available | 33 | SP Manweb plc | Fossil - Gas | Steam-gas turbine (CCGT) | Yes | 0 | 0 | 49 | data not applicable | data not applicable | No | 0 | 0 | 0 | data not applicable | data not applicable | No | 0 | 0 | 0 | data not available | Connected | 49 | 57 | 60 | 5 | 5.2632 | data not available | data not applicable | data not applicable | data not applicable | data not applicable | data not applicable | data not available | data not applicable | N | N | data not available | N | data not available | data not available | 44088 | data not available | 682
Data Not Applicable | [5 empty] | Data Not Available | Broadway House Farm PV | Broadway House Farm | Broadway House Farm | Church Lane | Bedlington | Northumberland | NE22 5RS | England | 425975 | 581272 | Blyth 66kV | Blyth 66kV | Broadway House Farm PV | 66 | Northern Powergrid (Northeast) plc | Solar | Photovoltaic | No | Data Not Applicable | Data Not Applicable | 50 | Data Not Available | Data Not Available | Data Not Available | Data Not Available | Data Not Available | Data Not Available | Data Not Available | Data Not Available | Data Not Available | Data Not Available | Data Not Available | Data Not Available | No | Accepted To Connect | Data Not Applicable | Data Not Applicable | Data Not Applicable | Data Not Applicable | Data Not Applicable | Data Not Applicable | 50 | 50 | 52.632 | Data Not Available | Data Not Available | 2021-09-15 00:00:00 | Data Not Available | Data Not Available | Data Not Available | Data Not Available | Data Not Available | Data Not Available | Data Not Available | 2024-05-07 | 55.12515204620555, -1.5942215625257903 | 2021-09-15 |  | Northumberland
2394200239219 | [5 empty] | Data Not Available | Scurf Dyke Solar | Scurf Dyke Solar | Scurf Dyke Farm | Cranswick | Driffield | North Yorkshire | YO25 9RD | England | 504623 | 450831 | Creyke Beck | Scurf Dyke Solar | Scurf Dyke Solar Direct | 132 | Northern Powergrid (Yorkshire) plc | Solar | Photovoltaic | No | Data Not Applicable | Data Not Applicable | 49.999 | Data Not Available | Data Not Available | Data Not Available | Data Not Available | Data Not Available | Data Not Available | Data Not Available | Data Not Available | Data Not Available | Data Not Available | Data Not Available | Data Not Available | No | Connected | 49.999 | 49.999 | 52.631 | Data Not Available | Data Not Available | 2023-10-24 00:00:00 | Data Not Applicable | Data Not Applicable | 52.631 | Data Not Applicable | Data Not Applicable | 2019-11-01 00:00:00 | Data Not Available | Data Not Available | Data Not Available | Data Not Available | Data Not Available | Data Not Available | Data Not Available | 2019-11-11 | 53.943022213027994, -0.40755705145166476 | 2019-11-01 | 2023-10-24 | East Riding of Yorkshire
Data Not Applicable | [5 empty] | Data Not Available | Longbeck Road | Longbeck Road | Longbeck Road | Marske-by-the-sea | Redcar | North Yorkshire | TS11 6EZ | England | 462807 | 522225 | Lackenby | Lackenby | Redcar | 11 | Northern Powergrid (Northeast) plc | Solar | Photovoltaic | No | Data Not Applicable | Data Not Applicable | 1.62 | Data Not Available | Data Not Available | Data Not Available | Data Not Available | Data Not Available | Data Not Available | Data Not Available | Data Not Available | Data Not Available | Data Not Available | Data Not Available | Data Not Available | No | Accepted To Connect | Data Not Applicable | Data Not Applicable | Data Not Applicable | Data Not Applicable | Data Not Applicable | Data Not Applicable | 1.62 | 1.62 | 1.705 | Data Not Available | Data Not Available | 2023-10-24 00:00:00 | Data Not Available | Data Not Available | Data Not Available | Data Not Available | Data Not Available | Data Not Available | Data Not Available | 2024-05-07 | 54.59132104423757, -1.0295407493643225 | 2023-10-24 |  | Redcar and Cleveland
Data Not Applicable | [5 empty] | Data Not Available | Fox Cover PV | Fox Cover PV | Fox Cover Industrial Estate | Fox Cover Industrial Estate | Seaham | County Durham | SR7 7DN | England | 442662 | 547842 | Hawthorn Pit Grid | Hawthorn Pit Grid | Stoney Cut | 20 | Northern Powergrid (Northeast) plc | Solar | Photovoltaic | No | Data Not Applicable | Data Not Applicable | 8 | Data Not Available | Data Not Available | Data Not Available | Data Not Available | Data Not Available | Data Not Available | Data Not Available | Data Not Available | Data Not Available | Data Not Available | Data Not Available | Data Not Available | No | Accepted To Connect | Data Not Applicable | Data Not Applicable | Data Not Applicable | Data Not Applicable | Data Not Applicable | Data Not Applicable | 8 | 8 | 8.421 | Data Not Available | Data Not Available | 2023-09-19 00:00:00 | Data Not Available | Data Not Available | Data Not Available | Data Not Available | Data Not Available | Data Not Available | Data Not Available | 2024-05-07 | 54.82361228757658, -1.337527936088395 | 2023-09-19 |  | County Durham
1800060299847 | [5 empty] | data not applicable | Scottish Water | Deerdykes WWTW | Dunswood Road | data not available | Cumbernauld | North Lanarkshire | G67 3EN | Scotland | 277924 | 676998 | Cumbernauld | data not applicable | CONDORRAT (11kV) | 11 | SP Distribution Ltd | Biofuel - Landfill gas | Steam-gas turbine (CCGT) | No | data not available | data not available | 1.996 | data not applicable | data not applicable | No | 0 | 0 | 0 | data not applicable | data not applicable | No | 0 | 0 | 0 | No | Connected | 1.996 | 2.5 | 2.6316 | 0 | 0 | 40195 | data not applicable | data not applicable | data not applicable | data not applicable | data not applicable | data not available | data not available | N | N | data not available | N | data not available | data not available | 44088 | data not available | 249
1574000243324 | [5 empty] | Data Not Available | Symmetry Park | Symmetry Park | Symmetry Park | Morton Park Way | Darlington | County Durham | DL1 4BF | England | 432295 | 514818 | Norton | Darlington Central | Darlington Central 33/11kV | 11 | Northern Powergrid (Northeast) plc | Solar | Photovoltaic | No | Data Not Applicable | Data Not Applicable | 5.15 | Data Not Available | Data Not Available | Data Not Available | Data Not Available | Data Not Available | Data Not Available | Data Not Available | Data Not Available | Data Not Available | Data Not Available | Data Not Available | Data Not Available | No | Connected | 5.15 | 5.15 | 5.421 | Data Not Available | Data Not Available | 2024-10-07 00:00:00 | Data Not Applicable | Data Not Applicable | 5.421 | Data Not Applicable | Data Not Applicable | 2023-01-17 00:00:00 | Data Not Available | Data Not Available | Data Not Available | Data Not Available | Data Not Available | Data Not Available | Data Not Available | 2024-11-07 | 54.52762173540444, -1.5025126650588667 | 2023-01-17 | 2024-10-07 | Darlington
Data Not Applicable | [5 empty] | Data Not Available | Washington Services BESS | Washington Services BESS | Washington Northbound Service Area | A1(M) Northbound J64 | Birtley | County Durham | DH3 2SJ | England | 428383 | 555216 | Stella South | Ravensworth | Birtley Grove 66/11kV | 11 | Northern Powergrid (Northeast) plc | Stored Energy (all stored energy irrespective of the original energy source) | Storage - Electrochemical Classic Batteries -Lithium Ion (Li–ion) | No | Data Not Available | Data Not Available | 2.85 | Data Not Available | Data Not Available | Data Not Available | Data Not Available | Data Not Available | Data Not Available | Data Not Available | Data Not Available | Data Not Available | Data Not Available | Data Not Available | Data Not Available | No | Accepted To Connect | Data Not Applicable | Data Not Applicable | Data Not Applicable | Data Not Applicable | Data Not Applicable | Data Not Applicable | 2.85 | 2.85 | 3 | Data Not Available | Data Not Available | 2022-11-08 00:00:00 | Data Not Available | Data Not Available | Data Not Available | Data Not Available | Data Not Available | Data Not Available | Data Not Available | 2024-05-07 | 54.890884600907164, -1.5590372200883051 | 2022-11-08 |  | Gateshead
Data Not Applicable | [5 empty] | Data Not Available | Eskamhorn Farm PV | Eskamhorn Farm PV | Eskamhorn Farm | Ings Lane | Carlton | East Riding of Yorkshire | DN14 9NH | England | 467080 | 423050 | Camblesforth | Camblesforth | Eskamhorn Farm PV | 66 | Northern Powergrid (Yorkshire) plc | Solar | Photovoltaic | No | Data Not Applicable | Data Not Applicable | 20 | Data Not Available | Data Not Available | Data Not Available | Data Not Applicable | Data Not Applicable | Data Not Available | Data Not Available | Data Not Available | Data Not Available | Data Not Applicable | Data Not Applicable | Data Not Available | Yes | Accepted To Connect | Data Not Applicable | Data Not Applicable | Data Not Applicable | Data Not Applicable | Data Not Applicable | Data Not Applicable | 20 | 20 | 21.053 | 0.01 | 0.01 | 2024-09-17 00:00:00 | Data Not Available | Data Not Available | Data Not Available | Data Not Available | Data Not Available | Data Not Available | Data Not Available | 2025-04-09 | 53.699587215085046, -0.9854445795037468 | 2024-09-17 |  | North Yorkshire
Data Not Applicable | [5 empty] | Data Not Available | New Holme Wood Lane Solar and BESS | Holme Wood Lane Solar and BESS | land to east of Armthorpe | Holme Wood Lane | Armthorpe | South Yorkshire | DN3 3EH | England | 465682 | 405542 | West Melton / Thorpe Marsh | Doncaster B/Thorpe Marsh | New Holme Wood Lane Solar & BESS | 66 | Northern Powergrid (Yorkshire) plc | Solar | Photovoltaic | No | Data Not Applicable | Data Not Applicable | 42 | Storage - Electrochemical Classic Batteries -Lithium Ion (Li–ion) | Storage - Electrochemical Classic Batteries -Lithium Ion (Li–ion) | No | 84 | 2 | 42 | Data Not Available | Data Not Available | Data Not Available | Data Not Applicable | Data Not Applicable | Data Not Available | Yes | Accepted To Connect | Data Not Applicable | Data Not Applicable | Data Not Applicable | Data Not Applicable | Data Not Applicable | Data Not Applicable | 84 | 84 | 88.421 | 34.2 | 36 | 2025-03-17 00:00:00 | Data Not Available | Data Not Available | Data Not Available | Data Not Available | Data Not Available | Data Not Available | Data Not Available | 2025-04-04 | 53.54242238421169, -1.010302709843972 | 2025-03-17 |  | Doncaster
Data Not Applicable | [5 empty] | Data Not Available | Sheriff Hutton 80MW Hybrid | Sheriff Hutton 80MW Hybrid | UK113-S Sheriff Hutton | Land South of Cornborough Road | North Yorkshire | North Yorkshire | YO32 5TZ | England | 463015 | 466025 | Osbaldwick | Sheriff Hutton 80MW Hybrid | Sheriff Hutton 80MW Hybrid | 132 | Northern Powergrid (Northeast) plc | Solar | Photovoltaic | No | Data Not Applicable | Data Not Applicable | 80 | Storage - Electrochemical Classic Batteries -Lithium Ion (Li–ion) | Storage - Electrochemical Classic Batteries -Lithium Ion (Li–ion) | No | Data Not Available | Data Not Available | 80 | Data Not Available | Data Not Available | Data Not Available | Data Not Available | Data Not Available | Data Not Available | Yes | Accepted To Connect | Data Not Applicable | Data Not Applicable | Data Not Applicable | Data Not Applicable | Data Not Applicable | Data Not Applicable | 160 | 160 | 168.421 | 76 | 80 | 2024-09-16 00:00:00 | Data Not Available | Data Not Available | Data Not Available | Data Not Available | Data Not Available | Data Not Available | Data Not Available | 2024-12-19 | 54.08628990213494, -1.0381805088285003 | 2024-09-16 |  | North Yorkshire
Data Not Applicable | [5 empty] | Data Not Available | The Barn PV farm | The Barn PV farm | High Castledene Farm | Kinitsley | Consett | County Durham | DH8 7TN | England | 412723 | 549714 | Stella South | Annfield | The Barn PV farm | 66 | Northern Powergrid (Northeast) plc | Solar | Photovoltaic | No | Data Not Applicable | Data Not Applicable | 49.5 | Data Not Available | Data Not Available | Data Not Available | Data Not Available | Data Not Available | Data Not Available | Data Not Available | Data Not Available | Data Not Available | Data Not Available | Data Not Available | Data Not Available | Yes | Accepted To Connect | Data Not Applicable | Data Not Applicable | Data Not Applicable | Data Not Applicable | Data Not Applicable | Data Not Applicable | 49.5 | 49.5 | 52.105 | Data Not Available | Data Not Available | 2023-06-05 00:00:00 | Data Not Available | Data Not Available | Data Not Available | Data Not Available | Data Not Available | Data Not Available | Data Not Available | 2023-06-13 | 54.84208219440239, -1.8034143139525136 | 2023-06-05 |  | County Durham
Data Not Applicable | [5 empty] | Data Not Available | Greenswell Hybrid | Greenswell Hybrid | North of High Moorsley Farm | High Moorsley | Houghton Le Spring | Tyne and Wear | DH5 0RJ | England | 433636 | 545924 | Hawthorn Pit Grid | Hawthorn Pit Grid | Greenswell Hybrid | 66 | Northern Powergrid (Northeast) plc | Solar | Photovoltaic | No | Data Not Applicable | Data Not Applicable | 35 | Storage - Electrochemical Classic Batteries -Lithium Ion (Li–ion) | Storage - Electrochemical Classic Batteries -Lithium Ion (Li–ion) | No | Data Not Available | Data Not Available | 9.9 | Data Not Available | Data Not Available | Data Not Available | Data Not Available | Data Not Available | Data Not Available | Yes | Accepted To Connect | Data Not Applicable | Data Not Applicable | Data Not Applicable | Data Not Applicable | Data Not Applicable | Data Not Applicable | 44.9 | 44.9 | 47.263 | 9.405 | 9.9 | 2023-09-26 00:00:00 | Data Not Available | Data Not Available | Data Not Available | Data Not Available | Data Not Available | Data Not Available | Data Not Available | 2024-12-19 | 54.807062015805, -1.4782245417058337 | 2023-09-26 |  | Sunderland
Data Not Applicable | [5 empty] | Data Not Available | Turnstall Solar Farm | Turnstall Solar Farm | East Appleton Farm | East Appleton | Richmond | North Yorkshire | DL10 7QE | England | 423562 | 495837 | Norton | Leeming Bar/Skeeby | Turnstall Solar Farm | 33 | Northern Powergrid (Northeast) plc | Solar | Photovoltaic | No | Data Not Applicable | Data Not Applicable | 22.5 | Data Not Available | Data Not Available | Data Not Available | Data Not Available | Data Not Available | Data Not Available | Data Not Available | Data Not Available | Data Not Available | Data Not Available | Data Not Available | Data Not Available | Yes | Accepted To Connect | Data Not Applicable | Data Not Applicable | Data Not Applicable | Data Not Applicable | Data Not Applicable | Data Not Applicable | 22.5 | 22.5 | 23.684 | Data Not Available | Data Not Available | 2023-04-05 00:00:00 | Data Not Available | Data Not Available | Data Not Available | Data Not Available | Data Not Available | Data Not Available | Data Not Available | 2023-05-12 | 54.357522566790855, -1.6389476642560559 | 2023-04-05 |  | North Yorkshire
Data Not Applicable | [5 empty] | Data Not Available | Cross Lane BESS | Cross Lane BESS | Cross Lane | Cross Lane | Gateshead | Tyne and Wear | NE11 9HQ | England | 421783 | 562613 | Stella North | Cross Lane BESS | Cross Lane BESS Direct | 132 | Northern Powergrid (Northeast) plc | Stored Energy (all stored energy irrespective of the original energy source) | Storage - Electrochemical Classic Batteries -Lithium Ion (Li–ion) | No | 199.8 | 2 | 105.6 | Data Not Available | Data Not Available | Data Not Available | Data Not Available | Data Not Available | Data Not Available | Data Not Available | Data Not Available | Data Not Available | Data Not Available | Data Not Available | Data Not Available | Yes | Accepted To Connect | Data Not Applicable | Data Not Applicable | Data Not Applicable | Data Not Applicable | Data Not Applicable | Data Not Applicable | 105.6 | 105.6 | 111.158 | 95 | 100 | 2023-04-25 00:00:00 | Data Not Available | Data Not Available | Data Not Available | Data Not Available | Data Not Available | Data Not Available | Data Not Available | 2023-05-12 | 54.957684480953645, -1.6613715404760787 | 2023-04-25 |  | Gateshead
Data Not Applicable | [5 empty] | Data Not Available | Frisby Lane Solar Farm | Frisby Lane Solar Farm | Arbour Lane | Hooton Roberts | Rotherham | South Yorkshire | DN12 2AZ | England | 449443 | 397557 | Thurcroft | Thurcroft | Frisby Lane Solar Farm | 66 | Northern Powergrid (Yorkshire) plc | Solar | Photovoltaic | No | Data Not Applicable | Data Not Applicable | 30 | Data Not Available | Data Not Available | Data Not Available | Data Not Available | Data Not Available | Data Not Available | Data Not Available | Data Not Available | Data Not Available | Data Not Available | Data Not Available | Data Not Available | Yes | Accepted To Connect | Data Not Applicable | Data Not Applicable | Data Not Applicable | Data Not Applicable | Data Not Applicable | Data Not Applicable | 30 | 30 | 31.579 | Data Not Available | Data Not Available | 2023-07-26 00:00:00 | Data Not Available | Data Not Available | Data Not Available | Data Not Available | Data Not Available | Data Not Available | Data Not Available | 2023-08-14 | 53.47243235248575, -1.256585806740129 | 2023-07-26 |  | Rotherham
1700000000000 | [5 empty] | 1700000000000 | SCOTTISH WATER | LOCH TURRET WTW-EXP | DATA NOT AVAILABLE | DATA NOT AVAILABLE | CRIEFF | PERTHSHIRE | DATA NOT AVAILABLE | SCOTLAND | DATA NOT AVAILABLE | DATA NOT AVAILABLE | BRACO | DATA NOT APPLICABLE | CRIEFF | 11 | SCOTTISH HYDRO ELECTRIC POWER DISTRIBUTION PLC | HYDRO (TO BE CONFIRMED) | HYDRO POWER SYSTEM | NO | DATA NOT AVAILABLE | DATA NOT AVAILABLE | 1.9 | DATA NOT AVAILABLE | DATA NOT AVAILABLE | DATA NOT AVAILABLE | DATA NOT AVAILABLE | DATA NOT AVAILABLE | DATA NOT AVAILABLE | DATA NOT AVAILABLE | DATA NOT AVAILABLE | DATA NOT AVAILABLE | DATA NOT AVAILABLE | DATA NOT AVAILABLE | DATA NOT AVAILABLE | NO | CONNECTED | 1.9 | 1.9 | 2 | DATA NOT AVAILABLE | DATA NOT AVAILABLE | DATA NOT AVAILABLE | DATA NOT AVAILABLE | DATA NOT AVAILABLE | DATA NOT AVAILABLE | DATA NOT AVAILABLE | DATA NOT AVAILABLE | DATA NOT AVAILABLE | DATA NOT AVAILABLE | N | DATA NOT AVAILABLE | DATA NOT AVAILABLE | DATA NOT AVAILABLE | DATA NOT AVAILABLE | DATA NOT AVAILABLE | 44245
Data Not Applicable | [5 empty] | Data Not Available | BURNT HOUSE FARM Additional BESS | Burnt House Farm | Burnt House Farm | Nedderton | Bedlington | Northumberland | NE22 6AZ | England | 423411 | 583090 | Blyth 66kV | Blyth 66kV | Burnt House | 66 | Northern Powergrid (Northeast) plc | Stored Energy (all stored energy irrespective of the original energy source) | Storage - Electrochemical Classic Batteries -Lithium Ion (Li–ion) | No | 80 | 2 | 40 | Data Not Available | Data Not Available | Data Not Available | Data Not Available | Data Not Available | Data Not Available | Data Not Available | Data Not Available | Data Not Available | Data Not Available | Data Not Available | Data Not Available | Yes | Accepted To Connect | Data Not Applicable | Data Not Applicable | Data Not Applicable | Data Not Applicable | Data Not Applicable | Data Not Applicable | 40 | 40 | 42.105 | 38 | 40 | 2024-04-24 00:00:00 | Data Not Available | Data Not Available | Data Not Available | Data Not Available | Data Not Available | Data Not Available | Data Not Available | 2024-05-07 | 55.14161533039873, -1.634277781039662 | 2024-04-24 |  | Northumberland
Data Not Applicable | [5 empty] | Data Not Available | Carr Edge Farm BESS | Carr Edge Farm BESS | Land at Carr Edge Farm | Newbrough | Hexham | Northumberland | NE47 5EA | England | 387692 | 569777 | Fourstones 33kV | Fourstones 33kV | Carr Edge Farm BESS | 33 | Northern Powergrid (Northeast) plc | Stored Energy (all stored energy irrespective of the original energy source) | Storage - Electrochemical Classic Batteries -Lithium Ion (Li–ion) | No | Data Not Available | Data Not Available | 112 | Data Not Available | Data Not Available | Data Not Available | Data Not Available | Data Not Available | Data Not Available | Data Not Available | Data Not Available | Data Not Available | Data Not Available | Data Not Available | Data Not Available | Yes | Accepted To Connect | Data Not Applicable | Data Not Applicable | Data Not Applicable | Data Not Applicable | Data Not Applicable | Data Not Applicable | 112 | 112 | 117.895 | Data Not Available | Data Not Available | 2023-11-28 00:00:00 | Data Not Available | Data Not Available | Data Not Available | Data Not Available | Data Not Available | Data Not Available | Data Not Available | 2024-08-15 | 55.02237703107956, -2.194042555810861 | 2023-11-28 |  | Northumberland
Data Not Applicable | [5 empty] | Data Not Available | Maiden Hill Farm BESS | Maiden Hill Farm BESS | MAIDEN HILL FARM | LEAD ROAD | RYTON | County Durham | NE40 4JJ | England | 412755 | 561103 | Stella South | Maiden Hill Farm BESS | Maiden Hill Farm BESS Direct | 132 | Northern Powergrid (Northeast) plc | Stored Energy (all stored energy irrespective of the original energy source) | Storage - Electrochemical Classic Batteries -Lithium Ion (Li–ion) | No | Data Not Available | Data Not Available | 99.4 | Data Not Available | Data Not Available | Data Not Available | Data Not Available | Data Not Available | Data Not Available | Data Not Available | Data Not Available | Data Not Available | Data Not Available | Data Not Available | Data Not Available | Yes | Accepted To Connect | Data Not Applicable | Data Not Applicable | Data Not Applicable | Data Not Applicable | Data Not Applicable | Data Not Applicable | 99.4 | 99.4 | 104.632 | Data Not Available | Data Not Available | 2024-02-14 00:00:00 | Data Not Available | Data Not Available | Data Not Available | Data Not Available | Data Not Available | Data Not Available | Data Not Available | 2024-03-07 | 54.94442590157851, -1.802416404742578 | 2024-02-14 |  | Gateshead
Data Not Applicable | [5 empty] | Data Not Available | Southburn House Hybrid | Southburn House Hybrid | Southburn House Solar | Land at SOUTHBURN | DRIFFIELD | North Yorkshire | YO25 9ED | England | 498866 | 454421 | Creyke Beck | Driffield/Beverley Group | Southburn House Hybrid | 66 | Northern Powergrid (Yorkshire) plc | Solar | Photovoltaic | No | Data Not Applicable | Data Not Applicable | 15.625 | Storage - Electrochemical Classic Batteries -Lithium Ion (Li–ion) | Storage - Electrochemical Classic Batteries -Lithium Ion (Li–ion) | No | Data Not Available | Data Not Available | 30.5 | Onshore wind turbines | Onshore wind turbines | No | Data Not Applicable | Data Not Applicable | 15.625 | Yes | Accepted To Connect | Data Not Applicable | Data Not Applicable | Data Not Applicable | Data Not Applicable | Data Not Applicable | Data Not Applicable | 62.5 | 62.5 | 65.789 | Data Not Available | Data Not Available | 2023-09-29 00:00:00 | Data Not Available | Data Not Available | Data Not Available | Data Not Available | Data Not Available | Data Not Available | Data Not Available | 2024-12-19 | 53.976407225755274, -0.4940685088320751 | 2023-09-29 |  | East Riding of Yorkshire
Data Not Applicable | [5 empty] | Data Not Available | Fylands Bridge PV | Fylands Bridge PV | Fylands Bridge | Fylands Bridge | Bishop Auckland | County Durham | DL14 6RS | England | 420539 | 527487 | Poppleton | Poppleton | Fylands Bridge PV | 66 | Northern Powergrid (Northeast) plc | Solar | Photovoltaic | No | Data Not Applicable | Data Not Applicable | 41.04 | Data Not Available | Data Not Available | Data Not Available | Data Not Available | Data Not Available | Data Not Available | Data Not Available | Data Not Available | Data Not Available | Data Not Available | Data Not Available | Data Not Available | Yes | Accepted To Connect | Data Not Applicable | Data Not Applicable | Data Not Applicable | Data Not Applicable | Data Not Applicable | Data Not Applicable | 41.04 | 41.04 | 43.2 | Data Not Available | Data Not Available | 2024-02-14 00:00:00 | Data Not Available | Data Not Available | Data Not Available | Data Not Available | Data Not Available | Data Not Available | Data Not Available | 2024-03-07 | 54.64208371594128, -1.6832729438449325 | 2024-02-14 |  | County Durham
Data Not Applicable | [5 empty] | Data Not Available | Porch House Farm BESS | Porch House Farm BESS | Porch House Farm | East Street, Hett | Durham | County Durham | DH6 5LP | England | 428134 | 536694 | Spennymoor GSP | Porch House Farm BESS | Porch House Farm BESS Direct | 132 | Northern Powergrid (Northeast) plc | Stored Energy (all stored energy irrespective of the original energy source) | Storage - Electrochemical Classic Batteries -Lithium Ion (Li–ion) | No | Data Not Available | Data Not Available | 118.8 | Data Not Available | Data Not Available | Data Not Available | Data Not Available | Data Not Available | Data Not Available | Data Not Available | Data Not Available | Data Not Available | Data Not Available | Data Not Available | Data Not Available | Yes | Accepted To Connect | Data Not Applicable | Data Not Applicable | Data Not Applicable | Data Not Applicable | Data Not Applicable | Data Not Applicable | 118.8 | 118.8 | 125.053 | 94.43 | 99.4 | 2024-01-04 00:00:00 | Data Not Available | Data Not Available | Data Not Available | Data Not Available | Data Not Available | Data Not Available | Data Not Available | 2024-02-09 | 54.724456587240624, -1.5647106882226296 | 2024-01-04 |  | County Durham
Data Not Applicable | [5 empty] | Data Not Available | NEL Hull BESS | NEL Hull BESS | Land off A6123 | Parkgate | Rotherham | South Yorkshire | S62 6BX | England | 444096 | 395176 | West Melton / Thorpe Marsh | NEL Hull BESS | NEL Hull BESS Direct | 132 | Northern Powergrid (Yorkshire) plc | Stored Energy (all stored energy irrespective of the original energy source) | Storage - Electrochemical Classic Batteries -Lithium Ion (Li–ion) | No | Data Not Available | Data Not Available | 99.9 | Data Not Available | Data Not Available | Data Not Available | Data Not Available | Data Not Available | Data Not Available | Data Not Available | Data Not Available | Data Not Available | Data Not Available | Data Not Available | Data Not Available | Yes | Accepted To Connect | Data Not Applicable | Data Not Applicable | Data Not Applicable | Data Not Applicable | Data Not Applicable | Data Not Applicable | 99.9 | 99.9 | 105.158 | Data Not Available | Data Not Available | 2023-11-16 00:00:00 | Data Not Available | Data Not Available | Data Not Available | Data Not Available | Data Not Available | Data Not Available | Data Not Available | 2024-02-12 | 53.45150602108571, -1.3374677262200994 | 2023-11-16 |  | Rotherham
Data Not Applicable | [5 empty] | Data Not Available | Selby STOR BESS | Selby STOR BESS | Selby STOR | Whitemoor Business Park | Selby | North Yorkshire | YO8 6EG | England | 466447 | 435914 | Drax | Osgodby 1/2 | Whitemoor | 33 | Northern Powergrid (Yorkshire) plc | Stored Energy (all stored energy irrespective of the original energy source) | Storage - Electrochemical Classic Batteries -Lithium Ion (Li–ion) | No | Data Not Available | Data Not Available | 23.8 | Data Not Available | Data Not Available | Data Not Available | Data Not Available | Data Not Available | Data Not Available | Data Not Available | Data Not Available | Data Not Available | Data Not Available | Data Not Available | Data Not Available | Yes | Accepted To Connect | Data Not Applicable | Data Not Applicable | Data Not Applicable | Data Not Applicable | Data Not Applicable | Data Not Applicable | 23.8 | 23.8 | 25.053 | Data Not Available | Data Not Available | 2022-12-12 00:00:00 | Data Not Available | Data Not Available | Data Not Available | Data Not Available | Data Not Available | Data Not Available | Data Not Available | 2023-01-12 | 53.81527199810142, -0.9922677018223849 | 2022-12-12 |  | North Yorkshire
Data Not Applicable | [5 empty] | Data Not Available | Spaldington Airfield Solar | Spaldington Airfield Solar | Spaldington Airfield Wind Farm | Wood Lane | Brind | East Riding of Yorkshire | DN14 7NG | England | 475554 | 432238 | Drax | Osgodby 3/4 | Spaldington Airfield Windfarm | 33 | Northern Powergrid (Yorkshire) plc | Solar | Photovoltaic | No | Data Not Applicable | Data Not Applicable | 30 | Data Not Available | Data Not Available | Data Not Available | Data Not Available | Data Not Available | Data Not Available | Data Not Available | Data Not Available | Data Not Available | Data Not Available | Data Not Available | Data Not Available | Yes | Accepted To Connect | Data Not Applicable | Data Not Applicable | Data Not Applicable | Data Not Applicable | Data Not Applicable | Data Not Applicable | 30 | 30 | 31.579 | Data Not Available | Data Not Available | 2022-12-28 00:00:00 | Data Not Available | Data Not Available | Data Not Available | Data Not Available | Data Not Available | Data Not Available | Data Not Available | 2023-01-12 | 53.780997571802416, -0.8548769801103243 | 2022-12-28 |  | East Riding of Yorkshire
Data Not Applicable | [5 empty] | Data Not Available | Wrawby Solar Farm | Wrawby Solar Farm | Melton Road Farm | Melton Road | Brigg | Lincolnshire | DN20 8ST | England | 503609 | 409587 | Keadby | Keadby | Wrawby Solar Farm | 33 | Northern Powergrid (Yorkshire) plc | Solar | Photovoltaic | No | Data Not Applicable | Data Not Applicable | 30 | Data Not Available | Data Not Available | Data Not Available | Data Not Available | Data Not Available | Data Not Available | Data Not Available | Data Not Available | Data Not Available | Data Not Available | Data Not Available | Data Not Available | Yes | Accepted To Connect | Data Not Applicable | Data Not Applicable | Data Not Applicable | Data Not Applicable | Data Not Applicable | Data Not Applicable | 30 | 30 | 31.579 | Data Not Available | Data Not Available | 2022-10-27 00:00:00 | Data Not Available | Data Not Available | Data Not Available | Data Not Available | Data Not Available | Data Not Available | Data Not Available | 2022-11-07 | 53.572663473003864, -0.4368206191798899 | 2022-10-27 |  | North Lincolnshire
Data Not Applicable | [5 empty] | Data Not Available | Nordens Barn Farm | Nordens Barn Farm | Nordens Barn Farm | Nordens Barn Farm | Leeds | West Yorkshire | LS25 9AU | England | 450603 | 432700 | Drax | Osgodby 1/2 | Nordens Barn Farm | 33 | Northern Powergrid (Yorkshire) plc | Solar | Photovoltaic | No | Data Not Applicable | Data Not Applicable | 15 | Data Not Available | Data Not Available | Data Not Available | Data Not Available | Data Not Available | Data Not Available | Data Not Available | Data Not Available | Data Not Available | Data Not Available | Data Not Available | Data Not Available | Yes | Accepted To Connect | Data Not Applicable | Data Not Applicable | Data Not Applicable | Data Not Applicable | Data Not Applicable | Data Not Applicable | 15 | 15 | 15.789 | Data Not Available | Data Not Available | 2021-06-10 00:00:00 | Data Not Available | Data Not Available | Data Not Available | Data Not Available | Data Not Available | Data Not Available | Data Not Available | 2021-07-09 | 53.788166945576634, -1.233409879196333 | 2021-06-10 |  | North Yorkshire
Data Not Applicable | [5 empty] | Data Not Available | Kenly 3 Solar | Kenly 3 Solar | Kenley House Farm | Ferry Road | Hull | East Riding of Yorkshire | HU7 5XY | England | 508249 | 437287 | Creyke Beck | Kenley House Generation Hub | Kenley House Generation Hub Direct | 132 | Northern Powergrid (Yorkshire) plc | Solar | Photovoltaic | No | Data Not Applicable | Data Not Applicable | 30 | Data Not Available | Data Not Available | Data Not Available | Data Not Available | Data Not Available | Data Not Available | Data Not Available | Data Not Available | Data Not Available | Data Not Available | Data Not Available | Data Not Available | Yes | Accepted To Connect | Data Not Applicable | Data Not Applicable | Data Not Applicable | Data Not Applicable | Data Not Applicable | Data Not Applicable | 30 | 30 | 31.579 | Data Not Available | Data Not Available | 2022-09-25 00:00:00 | Data Not Available | Data Not Available | Data Not Available | Data Not Available | Data Not Available | Data Not Available | Data Not Available | 2022-10-11 | 53.82059654203094, -0.3571174677165533 | 2022-09-25 |  | East Riding of Yorkshire
Data Not Applicable | [5 empty] | Data Not Available | Leeds South BESS | Leeds South BESS | Leeds South BESS | Land off Buslingthorpe Lane | Leeds | West Yorkshire | LS7 2HG | England | 430040 | 435592 | Skelton Grange | Leeds North | Leeds South BESS | 33 | Northern Powergrid (Yorkshire) plc | Stored Energy (all stored energy irrespective of the original energy source) | Storage - Electrochemical Classic Batteries -Lithium Ion (Li–ion) | No | Data Not Available | Data Not Available | 49.9 | Data Not Available | Data Not Available | Data Not Available | Data Not Available | Data Not Available | Data Not Available | Data Not Available | Data Not Available | Data Not Available | Data Not Available | Data Not Available | Data Not Available | Yes | Accepted To Connect | Data Not Applicable | Data Not Applicable | Data Not Applicable | Data Not Applicable | Data Not Applicable | Data Not Applicable | 49.9 | 49.9 | 52.526 | Data Not Available | Data Not Available | 2022-08-11 00:00:00 | Data Not Available | Data Not Available | Data Not Available | Data Not Available | Data Not Available | Data Not Available | Data Not Available | 2022-08-11 | 53.815747584339654, -1.5452271171847782 | 2022-08-11 |  | Leeds
Data Not Available | [5 empty] | Data Not Available | BSB Transport BESS | BSB Transport BESS | BSB Transport LTD | Trondheim Way | Grimsby | Lincolnshire | DN41 8FD | England | 520406 | 413832 | Grimsby West | BSB BESS | BSB BESS Direct | 132 | Northern Powergrid (Yorkshire) plc | Stored Energy (all stored energy irrespective of the original energy source) | Storage - Electrochemical Classic Batteries -Lithium Ion (Li–ion) | No | Data Not Available | Data Not Available | 80 | Data Not Available | Data Not Available | Data Not Available | Data Not Available | Data Not Available | Data Not Available | Data Not Available | Data Not Available | Data Not Available | Data Not Available | Data Not Available | Data Not Available | Yes | Connected | 80 | 80 | 84.211 | 76 | 80 | 2024-12-11 00:00:00 | Data Not Applicable | Data Not Applicable | 84.211 | Data Not Applicable | Data Not Applicable | 2021-07-01 00:00:00 | Data Not Available | Data Not Available | Data Not Available | Data Not Available | Data Not Available | Data Not Available | Data Not Available | 2025-01-09 | 53.607217663411824, -0.18165444338609082 | 2021-07-01 | 2024-12-11 | North East Lincolnshire
Data Not Applicable | [5 empty] | Data Not Available | Econergy | Netherlands Way Volta | Netherlands Way | Stallingborough | Grimsby | Lincolnshire | DN41 8DT | England | 520732 | 414280 | Grimsby West | Netherlands Way | Eco Energy Direct | 33 | Northern Powergrid (Yorkshire) plc | Stored Energy (all stored energy irrespective of the original energy source) | Storage - Electrochemical Classic Batteries -Lithium Ion (Li–ion) | No | Data Not Available | Data Not Available | 80 | Data Not Available | Data Not Available | Data Not Available | Data Not Available | Data Not Available | Data Not Available | Data Not Available | Data Not Available | Data Not Available | Data Not Available | Data Not Available | Data Not Available | Yes | Accepted To Connect | Data Not Applicable | Data Not Applicable | Data Not Applicable | Data Not Applicable | Data Not Applicable | Data Not Applicable | 80 | 80 | 84.211 | 76 | 80 | 2019-07-30 00:00:00 | Data Not Available | Data Not Available | Data Not Available | Data Not Available | Data Not Available | Data Not Available | Data Not Available | 2024-08-19 | 53.61116742156803, -0.1765566063570633 | 2019-07-30 |  | North East Lincolnshire
Data Not Applicable | [5 empty] | Data Not Available | Humberston BESS | Humberston BESS | LAND TO THE REAR OF | HUMBERSTON SUBSTATION | HUMBERSTON | Lincolnshire | DN36 4RJ | England | 529329 | 406419 | Grimsby West | Grimsby West | Humberston BESS | 33 | Northern Powergrid (Yorkshire) plc | Stored Energy (all stored energy irrespective of the original energy source) | Storage - Electrochemical Classic Batteries -Lithium Ion (Li–ion) | No | Data Not Available | Data Not Available | 49.99 | Data Not Available | Data Not Available | Data Not Available | Data Not Available | Data Not Available | Data Not Available | Data Not Available | Data Not Available | Data Not Available | Data Not Available | Data Not Available | Data Not Available | Yes | Accepted To Connect | Data Not Applicable | Data Not Applicable | Data Not Applicable | Data Not Applicable | Data Not Applicable | Data Not Applicable | 49.99 | 49.99 | 52.621 | Data Not Available | Data Not Available | 2022-01-21 00:00:00 | Data Not Available | Data Not Available | Data Not Available | Data Not Available | Data Not Available | Data Not Available | Data Not Available | 2022-02-07 | 53.538501984497124, -0.04994200579564736 | 2022-01-21 |  | North East Lincolnshire
Data Not Applicable | [5 empty] | Data Not Available | Clock and Grimeston Farm Solar & BESS | Clock and Grimeston Farm Solar & BESS | Clock and Grimston Farm | Elvington Lane | York | North Yorkshire | YO19 5LU | England | 465723 | 450309 | Osbaldwick | Clock and Grimeston Farm | Clock and Grimeston Farm Direct | 132 | Northern Powergrid (Northeast) plc | Stored Energy (all stored energy irrespective of the original energy source) | Storage - Electrochemical Classic Batteries -Lithium Ion (Li–ion) | No | 100 | 1 | 100 | Photovoltaic | Photovoltaic | No | Data Not Applicable | Data Not Applicable | 100 | Data Not Available | Data Not Available | Data Not Available | Data Not Available | Data Not Available | Data Not Available | Yes | Accepted To Connect | Data Not Applicable | Data Not Applicable | Data Not Applicable | Data Not Applicable | Data Not Applicable | Data Not Applicable | 200 | 200 | 210.526 | 78.85 | 83 | 2022-11-21 00:00:00 | Data Not Available | Data Not Available | Data Not Available | Data Not Available | Data Not Available | Data Not Available | Data Not Available | 2025-02-18 | 53.94472402728361, -1.0001813100622774 | 2022-11-21 |  | York
Data Not Applicable | [5 empty] | Data Not Available | Fylands Bridge BESS | Fylands Bridge BESS | Land Off A688 | Next to Fylands Bridge Substation | Bishop Auckland | County Durham | DL14 6RS | England | 420539 | 527487 | Spennymoor GSP | Spennymoor 132/66kV | Fylands Bridge BESS | 66 | Northern Powergrid (Northeast) plc | Stored Energy (all stored energy irrespective of the original energy source) | Storage - Electrochemical Classic Batteries -Lithium Ion (Li–ion) | No | Data Not Available | Data Not Available | 50.7 | Data Not Available | Data Not Available | Data Not Available | Data Not Available | Data Not Available | Data Not Available | Data Not Available | Data Not Available | Data Not Available | Data Not Available | Data Not Available | Data Not Available | Yes | Accepted To Connect | Data Not Applicable | Data Not Applicable | Data Not Applicable | Data Not Applicable | Data Not Applicable | Data Not Applicable | 50.7 | 50.7 | 53.368 | 15.2 | 16 | 2023-02-06 00:00:00 | Data Not Available | Data Not Available | Data Not Available | Data Not Available | Data Not Available | Data Not Available | Data Not Available | 2023-03-09 | 54.64208371594128, -1.6832729438449325 | 2023-02-06 |  | County Durham
Data Not Applicable | [5 empty] | Data Not Available | Ludborough Solar Farm | Ludborough Solar Farm | Lincoln Gate | Lincoln Gate | Ludborough | Lincolnshire | DN36 5SG | England | 529355 | 395452 | Keadby | Ludborough Solar Farm | Ludborough Solar Farm Direct | 132 | Northern Powergrid (Yorkshire) plc | Solar | Photovoltaic | No | Data Not Applicable | Data Not Applicable | 98 | Data Not Available | Data Not Available | Data Not Available | Data Not Available | Data Not Available | Data Not Available | Data Not Available | Data Not Available | Data Not Available | Data Not Available | Data Not Available | Data Not Available | Yes | Accepted To Connect | Data Not Applicable | Data Not Applicable | Data Not Applicable | Data Not Applicable | Data Not Applicable | Data Not Applicable | 98 | 98 | 103.158 | Data Not Available | Data Not Available | 2022-05-09 00:00:00 | Data Not Available | Data Not Available | Data Not Available | Data Not Available | Data Not Available | Data Not Available | Data Not Available | 2023-06-29 | 53.43997658420768, -0.05406559595019494 | 2022-05-09 |  | East Lindsey
Data Not Applicable | [5 empty] | Data Not Available | Keadby BESS | Keadby BESS | Salisbury House Farm | Keadby | Scunthorpe | Lincolnshire | DN17 3EY | England | 483432 | 412144 | Keadby | Keadby BESS | Keadby BESS Direct | 132 | Northern Powergrid (Yorkshire) plc | Stored Energy (all stored energy irrespective of the original energy source) | Storage - Electrochemical Classic Batteries -Lithium Ion (Li–ion) | No | Data Not Available | Data Not Available | 99 | Data Not Available | Data Not Available | Data Not Available | Data Not Available | Data Not Available | Data Not Available | Data Not Available | Data Not Available | Data Not Available | Data Not Available | Data Not Available | Data Not Available | Yes | Accepted To Connect | Data Not Applicable | Data Not Applicable | Data Not Applicable | Data Not Applicable | Data Not Applicable | Data Not Applicable | 99 | 99 | 104.211 | Data Not Available | Data Not Available | 2021-12-15 00:00:00 | Data Not Available | Data Not Available | Data Not Available | Data Not Available | Data Not Available | Data Not Available | Data Not Available | 2023-06-29 | 53.59923321156902, -0.7407502546231012 | 2021-12-15 |  | North Lincolnshire
Data Not Applicable | [5 empty] | Data Not Available | Wakefield B BESS | Wakefield B BESS | Land adjacent to Wakefield B substation | Doncaster road | Wakefield | West Yorkshire | WF1 5DB | England | 435094 | 419479 | Skelton Grange | Wakefield B BESS | Wakefield B BESS Direct | 132 | Northern Powergrid (Yorkshire) plc | Stored Energy (all stored energy irrespective of the original energy source) | Storage - Electrochemical Classic Batteries -Lithium Ion (Li–ion) | No | Data Not Available | Data Not Available | 99.9 | Data Not Available | Data Not Available | Data Not Available | Data Not Available | Data Not Available | Data Not Available | Data Not Available | Data Not Available | Data Not Available | Data Not Available | Data Not Available | Data Not Available | Yes | Accepted To Connect | Data Not Applicable | Data Not Applicable | Data Not Applicable | Data Not Applicable | Data Not Applicable | Data Not Applicable | 99.9 | 99.9 | 105.158 | Data Not Available | Data Not Available | 2021-06-25 00:00:00 | Data Not Available | Data Not Available | Data Not Available | Data Not Available | Data Not Available | Data Not Available | Data Not Available | 2023-06-29 | 53.670614144521494, -1.4702926109993464 | 2021-06-25 |  | Wakefield
Data Not Available | [5 empty] | Data Not Available | Mauxhall Farm PV | Mauxhall Farm PV | Immingham Road | Stallingborough | Grimsby | Lincolnshire | DN41 8BS | England | 519071 | 413325 | Grimsby West | Immingham | Mauxhall Farm PV | 33 | Northern Powergrid (Yorkshire) plc | Solar | Photovoltaic | No | Data Not Applicable | Data Not Applicable | 25 | Data Not Available | Data Not Available | Data Not Available | Data Not Available | Data Not Available | Data Not Available | Data Not Available | Data Not Available | Data Not Available | Data Not Available | Data Not Available | Data Not Available | Yes | Connected | 25 | 25 | 26.316 | Data Not Available | Data Not Available | 2024-07-24 00:00:00 | Data Not Applicable | Data Not Applicable | 26.316 | Data Not Applicable | Data Not Applicable | 2020-01-07 00:00:00 | Data Not Available | Data Not Available | Data Not Available | Data Not Available | Data Not Available | Data Not Available | Data Not Available | 2025-03-19 | 53.60296761375885, -0.202014175316033 | 2020-01-07 | 2024-07-24 | North East Lincolnshire
2394000095804 | [5 empty] | Data Not Available | Roos Wind Farm | Roos Wind Farm | Roos Wind Farm | Rectory Road | Roos | North Yorkshire | HU12 0LA | England | 528844 | 429775 | Saltend North | Hull East 132/33kV | Roos Windfarm | 33 | Northern Powergrid (Yorkshire) plc | Wind | Onshore wind turbines | No | Data Not Applicable | Data Not Applicable | 17.1 | Data Not Available | Data Not Available | Data Not Available | Data Not Available | Data Not Available | Data Not Available | Data Not Available | Data Not Available | Data Not Available | Data Not Available | Data Not Available | Data Not Available | Yes | Connected | 17.1 | 17.1 | 18 | Data Not Available | Data Not Available | 2012-11-19 00:00:00 | Data Not Applicable | Data Not Applicable | 18 | Data Not Applicable | Data Not Applicable | Data Not Available | Data Not Available | Data Not Available | Data Not Available | Data Not Available | Data Not Available | Data Not Available | Data Not Available | 2017-03-08 | 53.748427832729604, -0.047587770474487645 |  | 2012-11-19 | East Riding of Yorkshire
Data Not Applicable | [5 empty] | Data Not Available | Brafferton Solar Farm | Brafferton Solar Farm | Brafferton Solar Farm | Boroughbridge Road | York | North Yorkshire | YO61 2QB | England | 443725 | 470517 | Knaresborough | Brafferton Solar Farm | Brafferton Solar Farm Direct | 132 | Northern Powergrid (Northeast) plc | Solar | Photovoltaic | No | Data Not Applicable | Data Not Applicable | 50 | Data Not Available | Data Not Available | Data Not Available | Data Not Available | Data Not Available | Data Not Available | Data Not Available | Data Not Available | Data Not Available | Data Not Available | Data Not Available | Data Not Available | Yes | Accepted To Connect | Data Not Applicable | Data Not Applicable | Data Not Applicable | Data Not Applicable | Data Not Applicable | Data Not Applicable | 50 | 50 | 52.632 | Data Not Available | Data Not Available | 2022-06-24 00:00:00 | Data Not Available | Data Not Available | Data Not Available | Data Not Available | Data Not Available | Data Not Available | Data Not Available | 2022-11-05 | 54.12865405594829, -1.3323926006536544 | 2022-06-24 |  | North Yorkshire
Data Not Applicable | [5 empty] | Data Not Available | Scotswood Road BESS | Scotswood Road BESS | Scotswood Road BESS | Scotswood Road | Newcastle Upon Tyne | Tyne and Wear | NE15 8SF | England | 417916 | 564838 | Stella North | Scotswood Road BESS | Scotswood Road BESS Direct | 132 | Northern Powergrid (Northeast) plc | Stored Energy (all stored energy irrespective of the original energy source) | Storage - Electrochemical Classic Batteries -Lithium Ion (Li–ion) | No | Data Not Available | Data Not Available | 49.9 | Data Not Available | Data Not Available | Data Not Available | Data Not Available | Data Not Available | Data Not Available | Data Not Available | Data Not Available | Data Not Available | Data Not Available | Data Not Available | Data Not Available | Yes | Accepted To Connect | Data Not Applicable | Data Not Applicable | Data Not Applicable | Data Not Applicable | Data Not Applicable | Data Not Applicable | 49.9 | 49.9 | 52.526 | Data Not Available | Data Not Available | 2022-11-21 00:00:00 | Data Not Available | Data Not Available | Data Not Available | Data Not Available | Data Not Available | Data Not Available | Data Not Available | 2022-12-09 | 54.977831569854835, -1.7216189484447841 | 2022-11-21 |  | Newcastle upon Tyne
Data Not Applicable | [5 empty] | Data Not Available | Bluestone Farm PV | Bluestone Farm PV | BLUESTONE FARM | LOWLANDS | BISHOP AUCKLAND | County Durham | DL13 5AW | England | 413391 | 525242 | Spennymoor GSP | Toronto | Bluestone Farm PV | 66 | Northern Powergrid (Northeast) plc | Solar | Photovoltaic | No | Data Not Applicable | Data Not Applicable | 42.75 | Data Not Available | Data Not Available | Data Not Available | Data Not Available | Data Not Available | Data Not Available | Data Not Available | Data Not Available | Data Not Available | Data Not Available | Data Not Available | Data Not Available | Yes | Accepted To Connect | Data Not Applicable | Data Not Applicable | Data Not Applicable | Data Not Applicable | Data Not Applicable | Data Not Applicable | 42.75 | 42.75 | 45 | Data Not Available | Data Not Available | 2021-04-06 00:00:00 | Data Not Available | Data Not Available | Data Not Available | Data Not Available | Data Not Available | Data Not Available | Data Not Available | 2024-11-07 | 54.62214742479041, -1.794129326310102 | 2021-04-06 |  | County Durham
Data Not Applicable | [5 empty] | Data Not Available | Sweet Briar Farm | Sweet Briar Farm | Sweet Briar Farm Solar Plant | Land Around Carr Road | Ulceby | Lincolnshire | DN39 6TX | England | 511873 | 415868 | Grimsby West | Immingham | Sweet Briar Farm | 33 | Northern Powergrid (Yorkshire) plc | Solar | Photovoltaic | No | Data Not Applicable | Data Not Applicable | 30 | Data Not Available | Data Not Available | Data Not Available | Data Not Available | Data Not Available | Data Not Available | Data Not Available | Data Not Available | Data Not Available | Data Not Available | Data Not Available | Data Not Available | Yes | Accepted To Connect | Data Not Applicable | Data Not Applicable | Data Not Applicable | Data Not Applicable | Data Not Applicable | Data Not Applicable | 30 | 30 | 31.579 | Data Not Available | Data Not Available | 2023-05-12 00:00:00 | Data Not Available | Data Not Available | Data Not Available | Data Not Available | Data Not Available | Data Not Available | Data Not Available | 2023-06-13 | 53.62739905617969, -0.3098278487039605 | 2023-05-12 |  | North Lincolnshire
Data Not Applicable | [5 empty] | Data Not Available | Fordstead Ln 180MW BESS | Fordstead Ln 180MW BESS | Fordstead Ln | Fordstead Ln | Doncaster | South Yorkshire | DN3 1ET | England | 460316 | 409613 | West Melton / Thorpe Marsh | Doncaster B/Thorpe Marsh | Fordstead Lane BESS | 66 | Northern Powergrid (Yorkshire) plc | Stored Energy (all stored energy irrespective of the original energy source) | Storage - Electrochemical Classic Batteries -Lithium Ion (Li–ion) | No | Data Not Available | Data Not Available | 180 | Data Not Available | Data Not Available | Data Not Available | Data Not Available | Data Not Available | Data Not Available | Data Not Available | Data Not Available | Data Not Available | Data Not Available | Data Not Available | Data Not Available | Yes | Accepted To Connect | Data Not Applicable | Data Not Applicable | Data Not Applicable | Data Not Applicable | Data Not Applicable | Data Not Applicable | 180 | 180 | 189.474 | Data Not Available | Data Not Available | 2023-01-27 00:00:00 | Data Not Available | Data Not Available | Data Not Available | Data Not Available | Data Not Available | Data Not Available | Data Not Available | 2023-02-10 | 53.57965166084791, -1.0904818673985632 | 2023-01-27 |  | Doncaster
Data Not Applicable | [5 empty] | Data Not Available | Belasis Avenue BESS | Belasis Avenue BESS | Land South side of Belasis Avenue | Belasis Avenue | Billingham | County Durham | TS23 1LQ | England | 447554 | 523011 | Saltholme | Belasis Avenue BESS | Belasis Avenue BESS Direct | 132 | Northern Powergrid (Northeast) plc | Stored Energy (all stored energy irrespective of the original energy source) | Storage - Electrochemical Classic Batteries -Lithium Ion (Li–ion) | No | Data Not Available | Data Not Available | 100.92 | Data Not Available | Data Not Available | Data Not Available | Data Not Available | Data Not Available | Data Not Available | Data Not Available | Data Not Available | Data Not Available | Data Not Available | Data Not Available | Data Not Available | Yes | Accepted To Connect | Data Not Applicable | Data Not Applicable | Data Not Applicable | Data Not Applicable | Data Not Applicable | Data Not Applicable | 100.92 | 100.92 | 106.232 | Data Not Available | Data Not Available | 2022-11-16 00:00:00 | Data Not Available | Data Not Available | Data Not Available | Data Not Available | Data Not Available | Data Not Available | Data Not Available | 2022-12-09 | 54.60004569465775, -1.2654375918787577 | 2022-11-16 |  | Stockton-on-Tees
Data Not Applicable | [5 empty] | Data Not Available | Hedley Hope Wind | Hedley Hope Farm | Hedley Hope Farm | Towlaw | Bishop Auckland | County Durham | DL13 4PR | England | 414842 | 540599 | Spennymoor GSP | Toronto | Hedley Hope Wind Farm Direct | 66 | Northern Powergrid (Northeast) plc | Wind | Onshore wind turbines | No | Data Not Applicable | Data Not Applicable | 49.5 | Data Not Available | Data Not Available | Data Not Available | Data Not Applicable | Data Not Applicable | Data Not Available | Data Not Available | Data Not Available | Data Not Available | Data Not Applicable | Data Not Applicable | Data Not Available | Yes | Accepted To Connect | Data Not Applicable | Data Not Applicable | Data Not Applicable | Data Not Applicable | Data Not Applicable | Data Not Applicable | 49.5 | 49.5 | 52.105 | 1.9 | 2 | 2024-12-20 00:00:00 | Data Not Available | Data Not Available | Data Not Available | Data Not Available | Data Not Available | Data Not Available | Data Not Available | 2025-01-16 | 54.76011352701136, -1.7708826025085702 | 2024-12-20 |  | County Durham
1800061224053 | [5 empty] | data not applicable | Scottish Water Horizons Limited | Dalmarnock WWTW | Dalmarnock Waste Water Treatment Works | Swanson St | Glasgow | Glasgow City | G40 4HW | Scotland | 261209 | 662695 | Dalmarnock | data not applicable | ASHGROVE STREET (11kV) | 11 | SP Distribution Ltd | Other | Steam-gas turbine (CCGT) | Yes | 0 | 0 | 1 | data not applicable | data not applicable | No | 0 | 0 | 0 | data not applicable | data not applicable | No | 0 | 0 | 0 | Yes | Connected | 1 | 1 | 1.0526 | 0 | 0 | data not available | data not applicable | data not applicable | data not applicable | data not applicable | data not applicable | data not available | data not available | N | N | data not available | N | 216284 | data not available | 44859 | data not available | 242
Data Not Applicable | [5 empty] | Data Not Available | Birdstall Estate Hybrid | Birdstall Estate Hybrid | Birdsall Estate Solar Farm | North-east of | Malton | North Yorkshire | YO17 8ED | England | 482593 | 472657 | Osbaldwick | Malton Grid | Birdstall Estate Hybrid | 66 | Northern Powergrid (Northeast) plc | Solar | Photovoltaic | No | Data Not Applicable | Data Not Applicable | 49.9 | Storage - Electrochemical Classic Batteries -Lithium Ion (Li–ion) | Storage - Electrochemical Classic Batteries -Lithium Ion (Li–ion) | No | Data Not Available | Data Not Available | 49.9 | Data Not Available | Data Not Available | Data Not Available | Data Not Available | Data Not Available | Data Not Available | Yes | Accepted To Connect | Data Not Applicable | Data Not Applicable | Data Not Applicable | Data Not Applicable | Data Not Applicable | Data Not Applicable | 99.8 | 99.8 | 105.053 | Data Not Available | Data Not Available | 2024-05-03 00:00:00 | Data Not Available | Data Not Available | Data Not Available | Data Not Available | Data Not Available | Data Not Available | Data Not Available | 2024-12-19 | 54.14311689030779, -0.7371516619662861 | 2024-05-03 |  | North Yorkshire
Data Not Applicable | [5 empty] | Data Not Available | HRS Phase 2 BESS | HRS Phase 2 BESS | HRS Stather Road | Flixborough | Scunthorpe | Lincolnshire | DN15 8SE | England | 486103 | 414724 | Keadby | Scunthorpe North | HRS Phase 2 | 33 | Northern Powergrid (Yorkshire) plc | Stored Energy (all stored energy irrespective of the original energy source) | Storage - Electrochemical Classic Batteries -Lithium Ion (Li–ion) | No | 96 | 3 | 32 | Data Not Available | Data Not Available | Data Not Available | Data Not Applicable | Data Not Applicable | Data Not Available | Data Not Available | Data Not Available | Data Not Available | Data Not Applicable | Data Not Applicable | Data Not Available | Yes | Accepted To Connect | Data Not Applicable | Data Not Applicable | Data Not Applicable | Data Not Applicable | Data Not Applicable | Data Not Applicable | 32 | 32 | 33.684 | 31.996 | 33.68 | 2023-10-06 00:00:00 | Data Not Available | Data Not Available | Data Not Available | Data Not Available | Data Not Available | Data Not Available | Data Not Available | 2025-04-09 | 53.621985527506105, -0.6996885750860007 | 2023-10-06 |  | North Lincolnshire
Data Not Applicable | [5 empty] | Data Not Available | Guisborough BESS | Guisborough BESS | Land at Howlbeck Mill | Guisbrough | Guisbrough | North Yorkshire | TS14 6QX | England | 460682 | 516888 | Lackenby | Lackenby | Guisborough BESS Direct | 66 | Northern Powergrid (Northeast) plc | Stored Energy (all stored energy irrespective of the original energy source) | Storage - Electrochemical Classic Batteries -Lithium Ion (Li–ion) | No | Data Not Available | Data Not Available | 28 | Data Not Available | Data Not Available | Data Not Available | Data Not Available | Data Not Available | Data Not Available | Data Not Available | Data Not Available | Data Not Available | Data Not Available | Data Not Available | Data Not Available | Yes | Accepted To Connect | Data Not Applicable | Data Not Applicable | Data Not Applicable | Data Not Applicable | Data Not Applicable | Data Not Applicable | 28 | 28 | 29.474 | 266 | 280 | 2024-09-26 00:00:00 | Data Not Available | Data Not Available | Data Not Available | Data Not Available | Data Not Available | Data Not Available | Data Not Available | 2024-10-07 | 54.54362399512762, -1.06352094046193 | 2024-09-26 |  | Redcar and Cleveland
Data Not Applicable | [5 empty] | Data Not Available | Birtley BESS | Birtley BESS | Northeast Concrete | Longshank Lane | Gateshead | Tyne and Wear | DH3 1JG | England | 426450 | 556773 | Stella South | Ravensworth | Birtley BESS | 66 | Northern Powergrid (Northeast) plc | Stored Energy (all stored energy irrespective of the original energy source) | Storage - Electrochemical Classic Batteries -Lithium Ion (Li–ion) | No | Data Not Available | Data Not Available | 71 | Data Not Available | Data Not Available | Data Not Available | Data Not Available | Data Not Available | Data Not Available | Data Not Available | Data Not Available | Data Not Available | Data Not Available | Data Not Available | Data Not Available | Yes | Accepted To Connect | Data Not Applicable | Data Not Applicable | Data Not Applicable | Data Not Applicable | Data Not Applicable | Data Not Applicable | 71 | 71 | 74.737 | 70.965 | 74.7 | 2024-03-06 00:00:00 | Data Not Available | Data Not Available | Data Not Available | Data Not Available | Data Not Available | Data Not Available | Data Not Available | 2024-09-09 | 54.90498148157916, -1.5890294350339838 | 2024-03-06 |  | Gateshead
Data Not Applicable | [5 empty] | Data Not Available | Crosby Le Moor Farm Solar | Crosby Le Moor Farm Solar | Land at Crosby Le Moor Farm | Neap House Road | Scunthorpe | Lincolnshire | DN15 8TX | England | 485203 | 412719 | Keadby | Scunthorpe North | Crosby Le Moor Farm Solar Direct | 33 | Northern Powergrid (Yorkshire) plc | Solar | Photovoltaic | No | Data Not Applicable | Data Not Applicable | 30 | Data Not Available | Data Not Available | Data Not Available | Data Not Available | Data Not Available | Data Not Available | Data Not Available | Data Not Available | Data Not Available | Data Not Available | Data Not Available | Data Not Available | Yes | Accepted To Connect | Data Not Applicable | Data Not Applicable | Data Not Applicable | Data Not Applicable | Data Not Applicable | Data Not Applicable | 30 | 30 | 31.579 | 0 | 0 | 2024-08-19 00:00:00 | Data Not Available | Data Not Available | Data Not Available | Data Not Available | Data Not Available | Data Not Available | Data Not Available | 2024-09-06 | 53.60411565599483, -0.713839448442815 | 2024-08-19 |  | North Lincolnshire
Data Not Applicable | [5 empty] | Data Not Available | Netherlands Way Gas | Netherlands Way Gas | OLD RAIL YARD | NETHERLANDS WAY | STALLINGBOROUGH | West Yorkshire | LS9 0PS | England | 433626 | 432153 | Grimsby West | Netherlands Way | Netherlands Way Gas | 33 | Northern Powergrid (Yorkshire) plc | Fossil - Gas | Engine (combustion / reciprocating) | No | Data Not Applicable | Data Not Applicable | 60 | Data Not Available | Data Not Available | Data Not Available | Data Not Available | Data Not Available | Data Not Available | Data Not Available | Data Not Available | Data Not Available | Data Not Available | Data Not Available | Data Not Available | Yes | Accepted To Connect | Data Not Applicable | Data Not Applicable | Data Not Applicable | Data Not Applicable | Data Not Applicable | Data Not Applicable | 60 | 60 | 63.158 | 14.25 | 15 | 2021-03-02 00:00:00 | Data Not Available | Data Not Available | Data Not Available | Data Not Available | Data Not Available | Data Not Available | Data Not Available | 2024-08-15 | 53.78462051504909, -1.491138461374015 | 2021-03-02 |  | Leeds
Data Not Applicable | [5 empty] | Data Not Available | Whitwell BESS & SPV | Whitwell Bess | Whitwell Bess | Carr Farm, Harthill | Sheffield | West Yorkshire | S26 7YP | England | 449180 | 379436 | Thurcroft | Thurcroft | Whitwell BESS & SPV | 66 | Northern Powergrid (Yorkshire) plc | Solar | Photovoltaic | No | Data Not Applicable | Data Not Applicable | 50 | Storage - Electrochemical Classic Batteries -Lithium Ion (Li–ion) | Storage - Electrochemical Classic Batteries -Lithium Ion (Li–ion) | No | 128 | 2 | 64 | Data Not Available | Data Not Available | Data Not Available | Data Not Available | Data Not Available | Data Not Available | Yes | Accepted To Connect | Data Not Applicable | Data Not Applicable | Data Not Applicable | Data Not Applicable | Data Not Applicable | Data Not Applicable | 114 | 114 | 120 | 30.4 | 32 | 2024-06-03 00:00:00 | Data Not Available | Data Not Available | Data Not Available | Data Not Available | Data Not Available | Data Not Available | Data Not Available | 2025-02-17 | 53.30958855555692, -1.2633640279851153 | 2024-06-03 |  | Rotherham
Data Not Applicable | [5 empty] | Data Not Available | Wheatlands BESS Additional | Wheatlands BESS Additional | Land at Boroughbridge Road | Upper Poppleton | York | North Yorkshire | YO26 6QD | England | 456219 | 453258 | Poppleton | Poppleton | Wheatlands BESS | 33 | Northern Powergrid (Northeast) plc | Solar | Photovoltaic | No | Data Not Applicable | Data Not Applicable | 49.9 | Data Not Available | Data Not Available | Data Not Available | Data Not Applicable | Data Not Applicable | Data Not Available | Data Not Available | Data Not Available | Data Not Available | Data Not Applicable | Data Not Applicable | Data Not Available | Yes | Accepted To Connect | Data Not Applicable | Data Not Applicable | Data Not Applicable | Data Not Applicable | Data Not Applicable | Data Not Applicable | 49.9 | 49.9 | 52.526 | 0 | 0 | 2025-02-06 00:00:00 | Data Not Available | Data Not Available | Data Not Available | Data Not Available | Data Not Available | Data Not Available | Data Not Available | 2025-03-06 | 53.972343286824405, -1.1444154858792412 | 2025-02-06 |  | York
Data Not Available | [5 empty] | Data Not Available | Seal Organics 4 x 1MW (Non-Exporting) | Seal Organics 4 x 1MW (Non-Exporting) | Fine Organics | Seal Sands | Middlesbrough | County Durham | TS2 1UB | England | 453155 | 524250 | Saltholme | Seal Sands | Tees Industrial T1 T2 | 11 | Northern Powergrid (Northeast) plc | Fossil - Gas | Steam turbine (thermal power plant) | Yes | Data Not Applicable | Data Not Applicable | 4 | Data Not Available | Data Not Available | Data Not Available | Data Not Available | Data Not Available | Data Not Available | Data Not Available | Data Not Available | Data Not Available | Data Not Available | Data Not Available | Data Not Available | No | Connected | 4 | 0 | 0 | Data Not Available | Data Not Available | 2016-05-30 00:00:00 | Data Not Applicable | Data Not Applicable | 4.211 | Data Not Applicable | Data Not Applicable | Data Not Available | Data Not Available | Data Not Available | Data Not Available | Data Not Available | Data Not Available | Data Not Available | Data Not Available | 2022-02-01 | 54.61062227667879, -1.1785262684553823 |  | 2016-05-30 | Stockton-on-Tees
Data Not Applicable | [5 empty] | Data Not Available | Hawthorn Coke Works | Hawthorn Coke Works | Land Near Hawthorn Coke Works | Murton | Durham | County Durham | DH6 2RX | England | 438945 | 545405 | Hawthorn Pit Grid | Hawthorn Pit Grid | Hawthorn Coke Works | 66 | Northern Powergrid (Northeast) plc | Stored Energy (all stored energy irrespective of the original energy source) | Storage - Electrochemical Classic Batteries -Lithium Ion (Li–ion) | No | Data Not Available | Data Not Available | 100 | Data Not Available | Data Not Available | Data Not Available | Data Not Available | Data Not Available | Data Not Available | Data Not Available | Data Not Available | Data Not Available | Data Not Available | Data Not Available | Data Not Available | No | Accepted To Connect | Data Not Applicable | Data Not Applicable | Data Not Applicable | Data Not Applicable | Data Not Applicable | Data Not Applicable | 100 | 100 | 105.263 | 47.405 | 49.9 | 2023-05-04 00:00:00 | Data Not Available | Data Not Available | Data Not Available | Data Not Available | Data Not Available | Data Not Available | Data Not Available | 2023-03-21 | 54.80201533774162, -1.3957028729329168 | 2023-05-04 |  | County Durham
2394000131773 | [5 empty] | Data Not Available | Bishopthorpe Windfarm | Bishopthorpe Windfarm | Bishopthorpe Farm | Tetney | Grimsby | Lincolnshire | DN36 5NU | England | 531800 | 403817 | Grimsby West | Humberston | Bishopthorpe Windfarm | 33 | Northern Powergrid (Yorkshire) plc | Wind | Onshore wind turbines | No | Data Not Applicable | Data Not Applicable | 20 | Data Not Available | Data Not Available | Data Not Available | Data Not Available | Data Not Available | Data Not Available | Data Not Available | Data Not Available | Data Not Available | Data Not Available | Data Not Available | Data Not Available | No | Connected | 20 | 20 | 21.053 | Data Not Available | Data Not Available | 2016-10-12 00:00:00 | Data Not Applicable | Data Not Applicable | 21.053 | Data Not Applicable | Data Not Applicable | Data Not Available | Data Not Available | Data Not Available | Data Not Available | Data Not Available | Data Not Available | Data Not Available | Data Not Available | 2017-03-08 | 53.51451476826517, -0.013773953496013914 |  | 2016-10-12 | East Lindsey
2394000135129 | [5 empty] | 2394000135129 | Ferrybridge Multi-Fuel 2 | Ferrybridge Multi-Fuel 2 | Ferrybridge Multifuel | 2 Stranglands Lane | Knottingley | West Yorkshire | WF11 8RA | England | 447742 | 424502 | Ferrybridge B | Ferrybridge Multifuel | Ferrybridge Multifuel Direct | 132 | Northern Powergrid (Yorkshire) plc | Waste | Steam turbine (thermal power plant) | No | Data Not Applicable | Data Not Applicable | 77 | Data Not Available | Data Not Available | Data Not Available | Data Not Available | Data Not Available | Data Not Available | Data Not Available | Data Not Available | Data Not Available | Data Not Available | Data Not Available | Data Not Available | No | Connected | 77 | 77 | 81.053 | Data Not Available | Data Not Available | 2019-10-23 00:00:00 | Data Not Applicable | Data Not Applicable | 81.053 | Data Not Applicable | Data Not Applicable | Data Not Available | Data Not Available | Data Not Available | Data Not Available | Data Not Available | Data Not Available | Data Not Available | Data Not Available | 2017-03-08 | 53.71475860324068, -1.278095133311085 |  | 2019-10-23 | Wakefield
Data Not Applicable | [5 empty] | Data Not Available | Harehill Farm Hybrid | Harehill Farm Hybrid | Harehill Farm | Haswell | Durham | County Durham | DH6 2BA | England | 437288 | 541334 | Hartmoor | Hartmoor | Harehill Farm Hybrid | 66 | Northern Powergrid (Northeast) plc | Solar | Photovoltaic | No | Data Not Applicable | Data Not Applicable | 41.4 | Storage - Electrochemical Classic Batteries -Lithium Ion (Li–ion) | Storage - Electrochemical Classic Batteries -Lithium Ion (Li–ion) | No | 20.7 | 2 | 10.35 | Data Not Available | Data Not Available | Data Not Available | Data Not Available | Data Not Available | Data Not Available | No | Accepted To Connect | Data Not Applicable | Data Not Applicable | Data Not Applicable | Data Not Applicable | Data Not Applicable | Data Not Applicable | 49.9 | 49.9 | 52.526 | 29.925 | 31.5 | 2022-02-14 00:00:00 | Data Not Available | Data Not Available | Data Not Available | Data Not Available | Data Not Available | Data Not Available | Data Not Available | 2025-02-18 | 54.76555879781, -1.4219990493977746 | 2022-02-14 |  | County Durham
1640000703508 | [5 empty] | 1640000703492 | SECURE GENERATION LIMITED | MELROW NURSERY | RYDINGS LANE | RYDINGS LANE | SOUTHPORT | LANCASHIRE | PR9 8EB | ENGLAND | 341160 | 420914 | PENWORTHAM WEST GSP / STANAH GSP GROUP | WRIGHTINGTON | TARLETON | 11 | ELECTRICITY NORTH WEST LIMITED | FOSSIL - GAS | ENGINE (COMBUSTION / RECIPROCATING) | YES | 0 | 0 | 3.4 |  |  |  | 0 | 0 | 0 |  |  |  | 0 | 0 | 0 | NO | CONNECTED | 3.4 | 3.23 | 3.4 | 1.71 | 1.8 | 2017-11-01 |  |  |  | 0 | 0 |  |  | NO | YES |  |  |  |  | 2021-12-06 | 53.681356649597646, -2.8923130487646884
2394000056512 | [5 empty] | Data Not Available | Sedalcol Ltd (Whites Recycling) | Selby Energy Park | Selby Energy Park | Lowmoor Road | Selby | North Yorkshire | YO8 8EF | England | 461789 | 430701 | Drax | Osgodby 3/4 | Selby | 11 | Northern Powergrid (Yorkshire) plc | Fossil - Gas | Steam turbine (thermal power plant) | Yes | Data Not Applicable | Data Not Applicable | 4.75 | Data Not Available | Data Not Available | Data Not Available | Data Not Available | Data Not Available | Data Not Available | Data Not Available | Data Not Available | Data Not Available | Data Not Available | Data Not Available | Data Not Available | No | Connected | 4.75 | 4.75 | 5 | Data Not Available | Data Not Available | 2010-08-01 00:00:00 | Data Not Applicable | Data Not Applicable | 5 | Data Not Applicable | Data Not Applicable | Data Not Available | Data Not Available | Data Not Available | Data Not Available | Data Not Available | Data Not Available | Data Not Available | Data Not Available | 2017-03-08 | 53.76899728205196, -1.0640470641786444 |  | 2010-08-01 | North Yorkshire
Data Not Applicable | [5 empty] | Data Not Available | Washington Services | Washington Services | Washington Southbound Service Area A1(M) Northbound J64 | Portobellow Way | Birtley | County Durham | DH3 2SJ | England | 428383 | 555216 | Stella South | Ravensworth | Birtley Grove 66/20kV | 20 | Northern Powergrid (Northeast) plc | Stored Energy (all stored energy irrespective of the original energy source) | Storage - Electrochemical Classic Batteries -Lithium Ion (Li–ion) | No | Data Not Available | Data Not Available | 2.85 | Data Not Available | Data Not Available | Data Not Available | Data Not Available | Data Not Available | Data Not Available | Data Not Available | Data Not Available | Data Not Available | Data Not Available | Data Not Available | Data Not Available | No | Accepted To Connect | Data Not Applicable | Data Not Applicable | Data Not Applicable | Data Not Applicable | Data Not Applicable | Data Not Applicable | 2.85 | 2.85 | 3 | Data Not Available | Data Not Available | 2022-11-09 00:00:00 | Data Not Available | Data Not Available | Data Not Available | Data Not Available | Data Not Available | Data Not Available | Data Not Available | 2022-12-09 | 54.890884600907164, -1.5590372200883051 | 2022-11-09 |  | Gateshead
Data Not Applicable | [5 empty] | Data Not Available | Usworth House PV | Usworth House PV | Usworth House Farm | Springwell | Gateshead | Tyne and Wear | NE9 7PZ | England | 428894 | 558962 | West Boldon | West Boldon | Usworth House PV | 66 | Northern Powergrid (Northeast) plc | Solar | Photovoltaic | No | Data Not Applicable | Data Not Applicable | 28 | Data Not Available | Data Not Available | Data Not Available | Data Not Available | Data Not Available | Data Not Available | Data Not Available | Data Not Available | Data Not Available | Data Not Available | Data Not Available | Data Not Available | No | Accepted To Connect | Data Not Applicable | Data Not Applicable | Data Not Applicable | Data Not Applicable | Data Not Applicable | Data Not Applicable | 28 | 28 | 29.474 | Data Not Available | Data Not Available | 2022-03-01 00:00:00 | Data Not Available | Data Not Available | Data Not Available | Data Not Available | Data Not Available | Data Not Available | Data Not Available | 2022-06-14 | 54.924517060493734, -1.5506965083270488 | 2022-03-01 |  | Sunderland
Data Not Applicable | [5 empty] | Data Not Available | Newburn Bridge BESS | Newburn Bridge BESS | Land SW of Newburn Bridge | Parsons Haugh | Ryton | Tyne and Wear | NE15 8NR | England | 416208 | 564965 | Stella South | Newburn Bridge BESS | Newburn Bridge BESS Direct | 132 | Northern Powergrid (Northeast) plc | Stored Energy (all stored energy irrespective of the original energy source) | Storage - Electrochemical Classic Batteries -Lithium Ion (Li–ion) | No | Data Not Available | Data Not Available | 80 | Data Not Available | Data Not Available | Data Not Available | Data Not Available | Data Not Available | Data Not Available | Data Not Available | Data Not Available | Data Not Available | Data Not Available | Data Not Available | Data Not Available | No | Accepted To Connect | Data Not Applicable | Data Not Applicable | Data Not Applicable | Data Not Applicable | Data Not Applicable | Data Not Applicable | 80 | 80 | 84.211 | Data Not Available | Data Not Available | 2022-03-11 00:00:00 | Data Not Available | Data Not Available | Data Not Available | Data Not Available | Data Not Available | Data Not Available | Data Not Available | 2022-06-14 | 54.97903088977875, -1.748296675961767 | 2022-03-11 |  | Gateshead
Data Not Applicable | [5 empty] | Data Not Available | Keats Road BESS | Keats Road BESS | Off Lemington Road | Newburn | Newcastle Upon Tyne | Tyne and Wear | NE15 9RT | England | 417331 | 564887 | Stella North | Keats Road BESS | Keats Road BESS Direct | 132 | Northern Powergrid (Northeast) plc | Stored Energy (all stored energy irrespective of the original energy source) | Storage - Electrochemical Classic Batteries -Lithium Ion (Li–ion) | No | Data Not Available | Data Not Available | 50 | Data Not Available | Data Not Available | Data Not Available | Data Not Available | Data Not Available | Data Not Available | Data Not Available | Data Not Available | Data Not Available | Data Not Available | Data Not Available | Data Not Available | No | Accepted To Connect | Data Not Applicable | Data Not Applicable | Data Not Applicable | Data Not Applicable | Data Not Applicable | Data Not Applicable | 50 | 50 | 52.632 | Data Not Available | Data Not Available | 2022-04-26 00:00:00 | Data Not Available | Data Not Available | Data Not Available | Data Not Available | Data Not Available | Data Not Available | Data Not Available | 2022-06-14 | 54.97829244183193, -1.73075571460696 | 2022-04-26 |  | Newcastle upon Tyne
2394000056521 | [5 empty] | Data Not Available | Sedalcol Ltd (Whites Recycling) | Selby Energy Park | Selby Energy Park | Lowmoor Road | Selby | North Yorkshire | YO8 8EF | England | 462578 | 432563 | Drax | Osgodby 3/4 | Olympia Mills | 11 | Northern Powergrid (Yorkshire) plc | Fossil - Gas | Steam turbine (thermal power plant) | Yes | Data Not Applicable | Data Not Applicable | 3.325 | Data Not Available | Data Not Available | Data Not Available | Data Not Available | Data Not Available | Data Not Available | Data Not Available | Data Not Available | Data Not Available | Data Not Available | Data Not Available | Data Not Available | No | Connected | 3.325 | 4.75 | 5 | Data Not Available | Data Not Available | 2010-04-01 00:00:00 | Data Not Applicable | Data Not Applicable | 3.5 | Data Not Applicable | Data Not Applicable | Data Not Available | Data Not Available | Data Not Available | Data Not Available | Data Not Available | Data Not Available | Data Not Available | Data Not Available | 2017-03-08 | 53.78563660979293, -1.0517014692939053 |  | 2010-04-01 | North Yorkshire
Data Not Applicable | [5 empty] | Data Not Available | Fourstones Hybrid (Solar & BESS) | Fourstones Hybrid (Solar & BESS) | Land adjacent either side of B6319 | Warden | Fourstones | Northumberland | NE46 4BH | England | 390577 | 569317 | Fourstones 33kV | Fourstones 33kV | Fourstones Hybrid | 33 | Northern Powergrid (Northeast) plc | Stored Energy (all stored energy irrespective of the original energy source) | Storage - Electrochemical Classic Batteries -Lithium Ion (Li–ion) | No | Data Not Available | Data Not Available | 40 | Photovoltaic | Photovoltaic | No | Data Not Applicable | Data Not Applicable | 40 | Data Not Available | Data Not Available | Data Not Available | Data Not Available | Data Not Available | Data Not Available | No | Accepted To Connect | Data Not Applicable | Data Not Applicable | Data Not Applicable | Data Not Applicable | Data Not Applicable | Data Not Applicable | 80 | 80 | 84.211 | 30.4 | 32 | 2022-06-09 00:00:00 | Data Not Available | Data Not Available | Data Not Available | Data Not Available | Data Not Available | Data Not Available | Data Not Available | 2025-02-18 | 55.01830710086531, -2.148903298289986 | 2022-06-09 |  | Northumberland
2394000139452 | [5 empty] | Data Not Available | Selby Salads Limited | Selby Salads Limited | Brigg Lane | Camblesforth | Selby | North Yorkshire | YO8 8HD | England | 464975 | 426206 | Camblesforth | Camblesforth | Drax Primary | 11 | Northern Powergrid (Yorkshire) plc | Fossil - Gas | Steam turbine (thermal power plant) | Yes | Data Not Applicable | Data Not Applicable | 10.08 | Data Not Available | Data Not Available | Data Not Available | Data Not Available | Data Not Available | Data Not Available | Data Not Available | Data Not Available | Data Not Available | Data Not Available | Data Not Available | Data Not Available | Yes | Connected | 10.08 | 10.08 | 10.611 | Data Not Available | Data Not Available | 2019-10-01 00:00:00 | Data Not Applicable | Data Not Applicable | 10.611 | Data Not Applicable | Data Not Applicable | 2017-03-23 00:00:00 | Data Not Available | Data Not Available | Data Not Available | Data Not Available | Data Not Available | Data Not Available | Data Not Available | 2017-05-12 | 53.72821510123847, -1.0166617945073377 | 2017-03-23 | 2019-10-01 | North Yorkshire
Data Not Applicable | [5 empty] | Data Not Available | West Sleekburn BESS | West Sleekburn BESS | West Sleelburn | Bedlington | Bedlington | Northumberland | NE22 7DB | England | 429094 | 584978 | Blyth 66kV | Blyth 66kV | West Sleekburn BESS | 66 | Northern Powergrid (Northeast) plc | Stored Energy (all stored energy irrespective of the original energy source) | Storage - Electrochemical Classic Batteries -Lithium Ion (Li–ion) | No | Data Not Available | Data Not Available | 30 | Data Not Available | Data Not Available | Data Not Available | Data Not Available | Data Not Available | Data Not Available | Data Not Available | Data Not Available | Data Not Available | Data Not Available | Data Not Available | Data Not Available | No | Accepted To Connect | Data Not Applicable | Data Not Applicable | Data Not Applicable | Data Not Applicable | Data Not Applicable | Data Not Applicable | 30 | 30 | 31.579 | Data Not Available | Data Not Available | 2022-07-07 00:00:00 | Data Not Available | Data Not Available | Data Not Available | Data Not Available | Data Not Available | Data Not Available | Data Not Available | 2022-08-12 | 55.15828035330424, -1.5449352714428337 | 2022-07-07 |  | Northumberland
2394000131338 | [5 empty] | Data Not Available | Selby STOR | Selby STOR | UNIT 1 B East Common Lane | Barlow | Selby | North Yorkshire | YO8 8GA | England | 463051 | 431367 | Drax | Osgodby 3/4 | Selby STOR | 33 | Northern Powergrid (Yorkshire) plc | Fossil - Gas | Engine (combustion / reciprocating) | No | Data Not Applicable | Data Not Applicable | 16 | Data Not Available | Data Not Available | Data Not Available | Data Not Available | Data Not Available | Data Not Available | Data Not Available | Data Not Available | Data Not Available | Data Not Available | Data Not Available | Data Not Available | No | Connected | 16 | 16 | 16.842 | Data Not Available | Data Not Available | 2016-09-01 00:00:00 | Data Not Applicable | Data Not Applicable | 16.842 | Data Not Applicable | Data Not Applicable | Data Not Available | Data Not Available | Data Not Available | Data Not Available | Data Not Available | Data Not Available | Data Not Available | Data Not Available | 2017-03-08 | 53.77483151219295, -1.0447676634369576 |  | 2016-09-01 | North Yorkshire
1300050867755 | [5 empty] | data not available | Sembcorp Energy UK | Watson Street | Watson Street Works | St Helens | St Helens | Merseyside | WA9 5EA | England | 350919 | 394669 | RAINHILL | RAVENHEAD G1A1 / ST HELENS GT2B / WINDLE GT1 | BURTONHEAD ROAD (WATSON STREET T1 T2) | 33 | SP Manweb plc | Fossil - Gas | Steam-gas turbine (CCGT) | Yes | 0 | 0 | 10 | data not applicable | data not applicable | No | 0 | 0 | 0 | data not applicable | data not applicable | No | 0 | 0 | 0 | data not available | Connected | 10 | 10 | 10.5263 | data not applicable | data not applicable | 36517 | data not applicable | data not applicable | data not applicable | data not applicable | data not applicable | data not available | data not applicable | N | N | data not available | N | data not available | data not available | 44146 | data not available | 785
1300060655053 | [5 empty] | data not available | Sembcorp Energy UK | Greengate | Green Gate | Burtonhead Rd | St Helens | Merseyside | WA9 5DS | England | 351050 | 394527 | RAINHILL | BOLD G2B / RAVENHEAD G1A2 / ST HELENS GT2A | PILKINGTONS GREENGATE WRKS T1 / PILKINGTONS GREENGATE WRKS T2 | 33 | SP Manweb plc | Fossil - Gas | Steam-gas turbine (CCGT) | Yes | 0 | 0 | 10 | data not applicable | data not applicable | No | 0 | 0 | 0 | data not applicable | data not applicable | No | 0 | 0 | 0 | data not available | Connected | 10 | 10 | 10.5263 | data not applicable | data not applicable | 42673 | data not applicable | data not applicable | data not applicable | data not applicable | data not applicable | data not available | data not applicable | N | N | data not available | N | 613565899 | data not available | 44146 | data not available | 386
2394000011646 | [5 empty] | Data Not Available | Humberfield Landfill | Humberfield Landfill | Hull West Substation | A63 Roundabout Boothferry Road | Hull | North Yorkshire | HU13 0JA | England | 501455 | 426118 | Creyke Beck | Hull West | Humberfield Landfill Generation | 33 | Northern Powergrid (Yorkshire) plc | Waste | Gas turbine (OCGT) | No | Data Not Applicable | Data Not Applicable | 3.8 | Data Not Available | Data Not Available | Data Not Available | Data Not Available | Data Not Available | Data Not Available | Data Not Available | Data Not Available | Data Not Available | Data Not Available | Data Not Available | Data Not Available | No | Connected | 3.8 | 3.8 | 4 | Data Not Available | Data Not Available | 2012-04-01 00:00:00 | Data Not Applicable | Data Not Applicable | 4 | Data Not Applicable | Data Not Applicable | Data Not Available | Data Not Available | Data Not Available | Data Not Available | Data Not Available | Data Not Available | Data Not Available | Data Not Available | 2017-03-08 | 53.72161434553627, -0.46394788834805045 |  | 2012-04-01 | East Riding of Yorkshire
1300060655071 | [5 empty] | data not available | Sembcorp Energy UK | Cowley Hill | Cowley Hill Works | Albert Street | St Helens | Merseyside | WA9 5DS | England | 350951 | 396909 | RAINHILL | RAVENHEAD G1A1 / ST HELENS GT2B / WINDLE GT1 | PILKINGTONS PLATE | 33 | SP Manweb plc | Fossil - Gas | Steam-gas turbine (CCGT) | Yes | 0 | 0 | 10 | data not applicable | data not applicable | No | 0 | 0 | 0 | data not applicable | data not applicable | No | 0 | 0 | 0 | data not available | Connected | 10 | 10 | 10.5263 | data not applicable | data not applicable | 42643 | data not applicable | data not applicable | data not applicable | data not applicable | data not applicable | data not available | data not applicable | N | N | data not available | N | 613640484 | data not available | 44146 | data not available | 223
2394000019176 | [5 empty] | Data Not Available | Stillingfleet Colliery Generation | Stillingfleet Colliery Generation | Stillingfleet Colliery | Strillingfleet | York | North Yorkshire | Y04 6HX | England | 466548 | 426705 | Drax | Osgodby 1/2 | Stillingfleet | 33 | Northern Powergrid (Yorkshire) plc | Waste | Gas turbine (OCGT) | No | Data Not Applicable | Data Not Applicable | 3 | Data Not Available | Data Not Available | Data Not Available | Data Not Available | Data Not Available | Data Not Available | Data Not Available | Data Not Available | Data Not Available | Data Not Available | Data Not Available | Data Not Available | No | Connected | 3 | 6 | 6.316 | Data Not Available | Data Not Available | 2008-12-01 00:00:00 | Data Not Applicable | Data Not Applicable | 3.158 | Data Not Applicable | Data Not Applicable | Data Not Available | Data Not Available | Data Not Available | Data Not Available | Data Not Available | Data Not Available | Data Not Available | Data Not Available | 2017-03-08 | 53.7325015137193, -0.9927169028448322 |  | 2008-12-01 | North Yorkshire
2394000097068 | [5 empty] | Data Not Available | Sixpenny Wood Wind Farm | Sixpenny Wood Wind Farm | Junction B1320 | Spenny Wood Wind Farm | Goole | North Yorkshire | DN14 7XF | England | 479631 | 428549 | Drax | Osgodby 3/4 | Sixpenny Wood Windfarm | 33 | Northern Powergrid (Yorkshire) plc | Wind | Onshore wind turbines | No | Data Not Applicable | Data Not Applicable | 20.077 | Data Not Available | Data Not Available | Data Not Available | Data Not Available | Data Not Available | Data Not Available | Data Not Available | Data Not Available | Data Not Available | Data Not Available | Data Not Available | Data Not Available | No | Connected | 20.077 | 20.077 | 21.134 | Data Not Available | Data Not Available | 2012-11-08 00:00:00 | Data Not Applicable | Data Not Applicable | 21.134 | Data Not Applicable | Data Not Applicable | Data Not Available | Data Not Available | Data Not Available | Data Not Available | Data Not Available | Data Not Available | Data Not Available | Data Not Available | 2017-03-08 | 53.74724154138519, -0.7939695513760251 |  | 2012-11-08 | East Riding of Yorkshire
Data Not Applicable | [5 empty] | Data Not Available | Avenue Road PV | Avenue Road PV | Northumberland Healthcare NHS Foundation Trust | 1, Avenue Road | Seaton Delaval | Northumberland | NE25 0QJ | England | 430275 | 574977 | Blyth 66kV | Blyth 66kV | Seghill | 11 | Northern Powergrid (Northeast) plc | Solar | Photovoltaic | No | Data Not Applicable | Data Not Applicable | 2.5 | Data Not Available | Data Not Available | Data Not Available | Data Not Available | Data Not Available | Data Not Available | Data Not Available | Data Not Available | Data Not Available | Data Not Available | Data Not Available | Data Not Available | No | Accepted To Connect | Data Not Applicable | Data Not Applicable | Data Not Applicable | Data Not Applicable | Data Not Applicable | Data Not Applicable | 2.5 | 2.5 | 2.632 | Data Not Available | Data Not Available | 2024-01-12 00:00:00 | Data Not Available | Data Not Available | Data Not Available | Data Not Available | Data Not Available | Data Not Available | Data Not Available | 2024-02-09 | 55.0683440248048, -1.5274624403162769 | 2024-01-12 |  | Northumberland
2394000051054 | [5 empty] | Data Not Available | Loftsome Bridge Water Works | Loftsome Bridge Water Works | Loftsome Way | Howden | Google | North Yorkshire | DN14 7SW | England | 475175 | 428349 | Drax | Osgodby 3/4 | Thorpe Road | 0.4 | Northern Powergrid (Yorkshire) plc | Wind | Onshore wind turbines | No | Data Not Applicable | Data Not Applicable | 2.47 | Data Not Available | Data Not Available | Data Not Available | Data Not Available | Data Not Available | Data Not Available | Data Not Available | Data Not Available | Data Not Available | Data Not Available | Data Not Available | Data Not Available | No | Connected | 2.47 | 2.47 | 2.6 | Data Not Available | Data Not Available | 2010-04-01 00:00:00 | Data Not Applicable | Data Not Applicable | 2.6 | Data Not Applicable | Data Not Applicable | Data Not Available | Data Not Available | Data Not Available | Data Not Available | Data Not Available | Data Not Available | Data Not Available | Data Not Available | 2017-03-08 | 53.746104892823546, -0.8615729666144589 |  | 2010-04-01 | East Riding of Yorkshire
2394000053024 | [5 empty] | Data Not Available | Croda Chemicals Wind Turbine | Croda Chemicals Wind Turbine | CRODA CHEMICALS LTD | Oak Road | Hull | North Yorkshire | HU6 7PH | England | 509164 | 431732 | Creyke Beck | Beverley 132/33kV | First Avenue | 11 | Northern Powergrid (Yorkshire) plc | Wind | Onshore wind turbines | No | Data Not Applicable | Data Not Applicable | 1.995 | Data Not Available | Data Not Available | Data Not Available | Data Not Available | Data Not Available | Data Not Available | Data Not Available | Data Not Available | Data Not Available | Data Not Available | Data Not Available | Data Not Available | No | Connected | 1.995 | 2.09 | 2.2 | Data Not Available | Data Not Available | 2008-06-17 00:00:00 | Data Not Applicable | Data Not Applicable | 2.1 | Data Not Applicable | Data Not Applicable | Data Not Available | Data Not Available | Data Not Available | Data Not Available | Data Not Available | Data Not Available | Data Not Available | Data Not Available | 2017-03-08 | 53.77049820263498, -0.3451903558091039 |  | 2008-06-17 | Kingston upon Hull, City of
2394000093027 | [5 empty] | Data Not Available | Sancton Hill Wind Farm | Sancton Hill Wind Farm | Sancton Hilll Wind Farm | Market Weighton | Sacton | North Yorkshire | YO43 4RH | England | 490141 | 439290 | Creyke Beck | Beverley 132/33kV | Beverley Lane | 33 | Northern Powergrid (Yorkshire) plc | Wind | Onshore wind turbines | No | Data Not Applicable | Data Not Applicable | 10 | Data Not Available | Data Not Available | Data Not Available | Data Not Available | Data Not Available | Data Not Available | Data Not Available | Data Not Available | Data Not Available | Data Not Available | Data Not Available | Data Not Available | No | Connected | 10 | 9.5 | 10 | Data Not Available | Data Not Available | 2012-04-02 00:00:00 | Data Not Applicable | Data Not Applicable | 10.526 | Data Not Applicable | Data Not Applicable | Data Not Available | Data Not Available | Data Not Available | Data Not Available | Data Not Available | Data Not Available | Data Not Available | Data Not Available | 2017-03-08 | 53.84204487369223, -0.6315068789576896 |  | 2012-04-02 | East Riding of Yorkshire
2394000095831 | [5 empty] | 2394000095840 | Sober Hill Wind Farm | Sober Hill Wind Farm | Sober Hill Farm | Stoneknowle Hill | York | North Yorkshire | YO43 4TG | England | 493391 | 438401 | Creyke Beck | Beverley 132/33kV | Sober Hill | 33 | Northern Powergrid (Yorkshire) plc | Wind | Onshore wind turbines | No | Data Not Applicable | Data Not Applicable | 12.046 | Data Not Available | Data Not Available | Data Not Available | Data Not Available | Data Not Available | Data Not Available | Data Not Available | Data Not Available | Data Not Available | Data Not Available | Data Not Available | Data Not Available | No | Connected | 12.046 | 12.046 | 12.68 | Data Not Available | Data Not Available | 2013-03-20 00:00:00 | Data Not Applicable | Data Not Applicable | 12.68 | Data Not Applicable | Data Not Applicable | Data Not Available | Data Not Available | Data Not Available | Data Not Available | Data Not Available | Data Not Available | Data Not Available | Data Not Available | 2017-03-08 | 53.83348377936402, -0.5823990667907649 |  | 2013-03-20 | East Riding of Yorkshire
1470000461022 | [5 empty] | 1470000461031 | Severn trent green power (andigestion) limited | Wingmoor farm,stoke orchard,bishops cleeve,cheltenham gl52 7dg | Wingmoor Farm | Stoke Orchard Road, Bishops Cleeve | Cheltenham | Gloucestershire | GL52 7DG | United Kingdom | 393942 | 227368 | Port Ham 132Kv S Stn | Cheltenham 66Kv S Stn | Bishops Cleeve 66 11Kv S Stn | 11 | National Grid Electricity Distribution (West Midlands) Plc | Fossil - Gas | Engine (combustion / reciprocating) | No | data not available | data not available | 2.13 | Solar | Photovoltaic | No | data not available | data not available | 0.138 | data not applicable | data not applicable | data not applicable | data not available | data not available | data not applicable | data not available | Connected | 2.268 | 1.9997 | 2.105 | 0.285 | 0.3 | 42249 | data not applicable | data not applicable | data not applicable | data not applicable | data not applicable | data not applicable | data not applicable | data not available | data not available | data not available | data not available | data not available | data not available | 45750
2300000434723 | [5 empty] | Data Not Available | Anchor Nurseries | Anchor Nurseries | Thearne Lane | Woodmansey | Beverley | North Yorkshire | HU17 0SA | England | 506989 | 436446 | Creyke Beck | Beverley 132/33kV | Spark Mill Lane | 11 | Northern Powergrid (Yorkshire) plc | Waste | Gas turbine (OCGT) | No | Data Not Applicable | Data Not Applicable | 2.85 | Data Not Available | Data Not Available | Data Not Available | Data Not Available | Data Not Available | Data Not Available | Data Not Available | Data Not Available | Data Not Available | Data Not Available | Data Not Available | Data Not Available | No | Connected | 2.85 | 2.85 | 3 | Data Not Available | Data Not Available | 2000-09-01 00:00:00 | Data Not Applicable | Data Not Applicable | 3 | Data Not Applicable | Data Not Applicable | Data Not Available | Data Not Available | Data Not Available | Data Not Available | Data Not Available | Data Not Available | Data Not Available | Data Not Available | 2017-03-08 | 53.81330123661616, -0.3765411529005382 |  | 2000-09-01 | East Riding of Yorkshire
2394000131490 | [5 empty] | 2380002296933 | Goole Fields Windfarm Site 2 | Goole Fields Windfarm Site 2 | Goole Fields II Wind Farm | North Humberside | Goole | North Yorkshire | DN15 5TT | England | 466011 | 426352 | Camblesforth | Camblesforth | Goole Fields 2 Windfarm | 66 | Northern Powergrid (Yorkshire) plc | Wind | Onshore wind turbines | No | Data Not Applicable | Data Not Applicable | 35 | Data Not Available | Data Not Available | Data Not Available | Data Not Available | Data Not Available | Data Not Available | Data Not Available | Data Not Available | Data Not Available | Data Not Available | Data Not Available | Data Not Available | No | Connected | 35 | 33.783 | 35.561 | 0.95 | 1 | 2018-04-01 00:00:00 | Data Not Applicable | Data Not Applicable | 36.842 | Data Not Applicable | Data Not Applicable | Data Not Available | Data Not Available | Data Not Available | Data Not Available | Data Not Available | Data Not Available | Data Not Available | Data Not Available | 2024-09-18 | 53.729397328706725, -1.000930801109488 |  | 2018-04-01 | North Yorkshire
2399999999988 | [5 empty] | 2399999999979 | Goole Fields Windfarm Site 1 | Goole Fields Windfarm Site 1 | Goole Fields I Wind Farm | North Humberside | Goole | North Yorkshire | DN15 5TT | England | 466011 | 426352 | Camblesforth | Camblesforth | Goole Fields Windfarm | 66 | Northern Powergrid (Yorkshire) plc | Wind | Onshore wind turbines | No | Data Not Applicable | Data Not Applicable | 32.8 | Data Not Available | Data Not Available | Data Not Available | Data Not Available | Data Not Available | Data Not Available | Data Not Available | Data Not Available | Data Not Available | Data Not Available | Data Not Available | Data Not Available | No | Connected | 32.8 | 32.775 | 34.5 | 0.95 | 1 | 2017-10-02 00:00:00 | Data Not Applicable | Data Not Applicable | 34.526 | Data Not Applicable | Data Not Applicable | Data Not Available | Data Not Available | Data Not Available | Data Not Available | Data Not Available | Data Not Available | Data Not Available | Data Not Available | 2024-09-18 | 53.729397328706725, -1.000930801109488 |  | 2017-10-02 | North Yorkshire
2394000058272 | [5 empty] | Data Not Available | Skibeden Landfill | Skibeden Landfill | Skibeden | Harrogate Road | Skipton | North Yorkshire | BD23 6AB | England | 401220 | 452781 | Bradford West | Silsden | Skipton | 11 | Northern Powergrid (Yorkshire) plc | Waste | Gas turbine (OCGT) | No | Data Not Applicable | Data Not Applicable | 1.1 | Data Not Available | Data Not Available | Data Not Available | Data Not Available | Data Not Available | Data Not Available | Data Not Available | Data Not Available | Data Not Available | Data Not Available | Data Not Available | Data Not Available | No | Connected | 1.1 | 1.449 | 1.525 | Data Not Available | Data Not Available | 2009-02-18 00:00:00 | Data Not Applicable | Data Not Applicable | 1.158 | Data Not Applicable | Data Not Applicable | Data Not Available | Data Not Available | Data Not Available | Data Not Available | Data Not Available | Data Not Available | Data Not Available | Data Not Available | 2017-03-08 | 53.9710989280854, -1.9828899438704424 |  | 2009-02-18 | North Yorkshire
BP_STOR | [5 empty] | Data Not Available | Burn Park Farm Energy Storage | Burn Park Farm Energy Storage | Burn Park Cottages | Creyke Beck | Hull | North Yorkshire | HU16 5RZ | England | 503452 | 434247 | Creyke Beck | Burn Park Farm | Burn Park Farm Direct | 132 | Northern Powergrid (Yorkshire) plc | Stored Energy (all stored energy irrespective of the original energy source) | Storage - Electrochemical Classic Batteries -Lithium Ion (Li–ion) | No | Data Not Available | Data Not Available | 49.9 | Data Not Available | Data Not Available | Data Not Available | Data Not Available | Data Not Available | Data Not Available | Data Not Available | Data Not Available | Data Not Available | Data Not Available | Data Not Available | Data Not Available | No | Connected | 49.9 | 49.9 | 52.526 | Data Not Available | Data Not Available | 2019-01-01 00:00:00 | Data Not Applicable | Data Not Applicable | 52.526 | Data Not Applicable | Data Not Applicable | 2016-11-08 00:00:00 | Data Not Available | Data Not Available | Data Not Available | Data Not Available | Data Not Available | Data Not Available | Data Not Available | 2017-03-08 | 53.7942589380525, -0.4309761062076332 | 2016-11-08 | 2019-01-01 | East Riding of Yorkshire
2200040211728 | [5 empty] | 2200040211737 | Severn trent green power (andigestion) limited | Holsworthy manworthy import/export site | Export | Chilsworthy | Holsworthy | Devon | EX22 7HH | United Kingdom | 234435 | 105743 | Alverdiscott Sgp | Pyworthy Bsp | Holsworthy | 11 | National Grid Electricity Distribution (South West) Plc | Biofuel - Biogas from anaerobic digestion (excluding landfill & sewage) | Engine (combustion / reciprocating) | No | data not available | data not available | 4.952 | Solar | Photovoltaic | No | data not available | data not available | 0.18673 | data not applicable | data not applicable | data not applicable | data not available | data not available | data not applicable | data not available | Connected | 5.1387 | 4.75 | 5 | 0.76 | 0.8 | 42208 | data not applicable | data not applicable | data not applicable | data not applicable | data not applicable | data not applicable | data not applicable | data not available | data not available | data not available | data not available | data not available | data not available | 45750
2394000020419 | [5 empty] | Data Not Available | Carnaby Landfill | Carnaby Landfill | Moor Lane | Carnaby | Bridlington | North Yorkshire | YO16 4 | England | 517545 | 467398 | Creyke Beck | Driffield/Beverley Group | Brett Street | 11 | Northern Powergrid (Yorkshire) plc | Waste | Gas turbine (OCGT) | No | Data Not Applicable | Data Not Applicable | 1.71 | Data Not Available | Data Not Available | Data Not Available | Data Not Available | Data Not Available | Data Not Available | Data Not Available | Data Not Available | Data Not Available | Data Not Available | Data Not Available | Data Not Available | No | Connected | 1.71 | 1.235 | 1.3 | Data Not Available | Data Not Available | 2010-04-01 00:00:00 | Data Not Applicable | Data Not Applicable | 1.8 | Data Not Applicable | Data Not Applicable | Data Not Available | Data Not Available | Data Not Available | Data Not Available | Data Not Available | Data Not Available | Data Not Available | Data Not Available | 2017-03-08 | 54.08907747769254, -0.20439272834405642 |  | 2010-04-01 | East Riding of Yorkshire
2000000000000 | [5 empty] | 2000000000000 | SEVERN TRENT GREEN POWER LIMITED | AGRIVERT LIMITED | WORTON FARM | DATA NOT AVAILABLE | WITNEY | OXFORDSHIRE | OX29 4FL | ENGLAND | 447160 | 211285 | COWLEY GSP | YARNTON | CHIPPING NORTON | 11 | SOUTHERN ELECTRIC POWER DISTRIBUTION PLC | DATA NOT AVAILABLE | ENGINE (COMBUSTION / RECIPROCATING) | NO | DATA NOT AVAILABLE | DATA NOT AVAILABLE | 1.9 | DATA NOT AVAILABLE | DATA NOT AVAILABLE | DATA NOT AVAILABLE | DATA NOT AVAILABLE | DATA NOT AVAILABLE | DATA NOT AVAILABLE | DATA NOT AVAILABLE | DATA NOT AVAILABLE | DATA NOT AVAILABLE | DATA NOT AVAILABLE | DATA NOT AVAILABLE | DATA NOT AVAILABLE | NO | CONNECTED | 1.9 | 1.9 | 2 | DATA NOT AVAILABLE | DATA NOT AVAILABLE | DATA NOT AVAILABLE | DATA NOT AVAILABLE | DATA NOT AVAILABLE | DATA NOT AVAILABLE | DATA NOT AVAILABLE | DATA NOT AVAILABLE | DATA NOT AVAILABLE | DATA NOT AVAILABLE | N | DATA NOT AVAILABLE | DATA NOT AVAILABLE | DATA NOT AVAILABLE | DATA NOT AVAILABLE | DATA NOT AVAILABLE | 44105
2394000125672 | [5 empty] | Data Not Available | Ash Row Solar | Ash Row Solar | Ash Row 2 Farm | Sherburn In Elmet | Leeds | West Yorkshire | LS25 6JJ | England | 451595 | 434064 | Ferrybridge B | Bramham | Sherburn | 11 | Northern Powergrid (Yorkshire) plc | Solar | Photovoltaic | No | Data Not Applicable | Data Not Applicable | 3.75 | Data Not Available | Data Not Available | Data Not Available | Data Not Available | Data Not Available | Data Not Available | Data Not Available | Data Not Available | Data Not Available | Data Not Available | Data Not Available | Data Not Available | No | Connected | 3.75 | 3.75 | 3.947 | Data Not Available | Data Not Available | 2015-11-19 00:00:00 | Data Not Applicable | Data Not Applicable | 3.947 | Data Not Applicable | Data Not Applicable | 2015-01-01 00:00:00 | Data Not Available | Data Not Available | Data Not Available | Data Not Available | Data Not Available | Data Not Available | Data Not Available | 2017-03-08 | 53.80032822385229, -1.2181265857469021 | 2015-01-01 | 2015-11-19 | North Yorkshire
2316510810126 | [5 empty] | Data Not Available | PowerGen | PowerGen | Wyke Lane | Wyke | Bradford | West Yorkshire | BD12 9BA | England | 415524 | 426761 | Elland | Brighouse 132/33kV | Snelsins Lane | 11 | Northern Powergrid (Yorkshire) plc | Waste | Gas turbine (OCGT) | No | Data Not Applicable | Data Not Applicable | 2.375 | Data Not Available | Data Not Available | Data Not Available | Data Not Available | Data Not Available | Data Not Available | Data Not Available | Data Not Available | Data Not Available | Data Not Available | Data Not Available | Data Not Available | No | Connected | 2.375 | 1.52 | 1.6 | Data Not Available | Data Not Available | 2010-04-01 00:00:00 | Data Not Applicable | Data Not Applicable | 2.5 | Data Not Applicable | Data Not Applicable | Data Not Available | Data Not Available | Data Not Available | Data Not Available | Data Not Available | Data Not Available | Data Not Available | Data Not Available | 2017-03-08 | 53.737008074970184, -1.766137815839296 |  | 2010-04-01 | Bradford
2000000000000 | [5 empty] | 2000000000000 | SEVERN TRENT GREEN POWER LIMITED | DATA NOT AVAILABLE | CROWMARSH AD FACILTY | OFF BENSON LANE | WALLINGFORD | OXFORDSHIRE | OX10 6SL | ENGLAND | 461566 | 190948 | COWLEY GSP | COWLEY LOCAL | WALLINGFORD | 11 | SOUTHERN ELECTRIC POWER DISTRIBUTION PLC | DATA NOT AVAILABLE | ENGINE (COMBUSTION / RECIPROCATING) | NO | DATA NOT AVAILABLE | DATA NOT AVAILABLE | 2.28 | DATA NOT AVAILABLE | DATA NOT AVAILABLE | DATA NOT AVAILABLE | DATA NOT AVAILABLE | DATA NOT AVAILABLE | DATA NOT AVAILABLE | DATA NOT AVAILABLE | DATA NOT AVAILABLE | DATA NOT AVAILABLE | DATA NOT AVAILABLE | DATA NOT AVAILABLE | DATA NOT AVAILABLE | NO | CONNECTED | 2.28 | 2.28 | 2.4 | DATA NOT AVAILABLE | DATA NOT AVAILABLE | DATA NOT AVAILABLE | DATA NOT AVAILABLE | DATA NOT AVAILABLE | DATA NOT AVAILABLE | DATA NOT AVAILABLE | DATA NOT AVAILABLE | DATA NOT AVAILABLE | DATA NOT AVAILABLE | N | DATA NOT AVAILABLE | DATA NOT AVAILABLE | DATA NOT AVAILABLE | DATA NOT AVAILABLE | DATA NOT AVAILABLE | 44105
1100040456352 | [5 empty] | 1100039602810 | Severn trent water limited | Coventry, finham sewage works stw | Finham Power Generation, Sherbourne House | St Martins Road, Stwa Site | Coventry | West Midlands | CV3 6PR | United Kingdom | 433310 | 274561 | Coventry 132Kv S Stn | Whitley 33Kv S Stn | Dillotford Ave 33 11Kv S Stn | 11 | National Grid Electricity Distribution (East Midlands) Plc | Biofuel - Sewage gas | Gas turbine (OCGT) | No | data not available | data not available | 1 | data not applicable | data not applicable | data not applicable | data not available | data not available | data not applicable | data not applicable | data not applicable | data not applicable | data not available | data not available | data not applicable | data not available | Connected | 1 | 1.9 | 2 | 3.4295 | 3.61 | 37757 | data not applicable | data not applicable | data not applicable | data not applicable | data not applicable | data not applicable | data not applicable | data not available | data not available | data not available | data not available | data not available | data not available | 45750
Data Not Applicable | [5 empty] | Data Not Available | Woodland BESS | Woodland BESS | Woodland Farm | Windermere Road | South Hetton | County Durham | DH6 2RX | England | 438945 | 545405 | Hawthorn Pit Grid | Hawthorn Pit Grid | Woodland BESS | 66 | Northern Powergrid (Northeast) plc | Stored Energy (all stored energy irrespective of the original energy source) | Storage - Electrochemical Classic Batteries -Lithium Ion (Li–ion) | No | 99.9 | 1 | 101.3 | Data Not Available | Data Not Available | Data Not Available | Data Not Available | Data Not Available | Data Not Available | Data Not Available | Data Not Available | Data Not Available | Data Not Available | Data Not Available | Data Not Available | No | Accepted To Connect | Data Not Applicable | Data Not Applicable | Data Not Applicable | Data Not Applicable | Data Not Applicable | Data Not Applicable | 101.3 | 101.3 | 106.632 | 85.025 | 89.5 | 2023-05-19 00:00:00 | Data Not Available | Data Not Available | Data Not Available | Data Not Available | Data Not Available | Data Not Available | Data Not Available | 2023-06-13 | 54.80201533774162, -1.3957028729329168 | 2023-05-19 |  | County Durham
1100050219160 | [5 empty] | data not applicable | Severn trent water limited | Severn trent water limited export | Severn Trent Water Limited Export | Fillingate, Wanlip | Leicester | Leicestershire | LE7 4PF | United Kingdom | 459710 | 311517 | Enderby 132Kv S Stn | Leicester North 33Kv S Stn | Birstall 33 11Kv S Stn | 0.4 | National Grid Electricity Distribution (East Midlands) Plc | data not available | data not available | No | data not available | data not available | 1.156 | data not applicable | data not applicable | data not applicable | data not available | data not available | data not applicable | data not applicable | data not applicable | data not applicable | data not available | data not available | data not applicable | data not available | Connected | 1.156 | data not available | data not available | data not available | data not available | 39949 | data not applicable | data not applicable | data not applicable | data not applicable | data not applicable | data not applicable | data not applicable | data not available | data not available | data not available | data not available | data not available | data not available | 45750
Data Not Applicable | [5 empty] | Data Not Available | Foxcover Road BESS | Foxcover Road BESS | Foxcover Road | Foxcover Road | Sunderland | Tyne and Wear | SR4 9NL | England | 435030 | 554920 | Offerton | Offerton | Foxcover Road BESS | 33 | Northern Powergrid (Northeast) plc | Stored Energy (all stored energy irrespective of the original energy source) | Storage - Electrochemical Classic Batteries -Lithium Ion (Li–ion) | No | 30 | 1 | 30 | Data Not Available | Data Not Available | Data Not Available | Data Not Available | Data Not Available | Data Not Available | Data Not Available | Data Not Available | Data Not Available | Data Not Available | Data Not Available | Data Not Available | No | Accepted To Connect | Data Not Applicable | Data Not Applicable | Data Not Applicable | Data Not Applicable | Data Not Applicable | Data Not Applicable | 30 | 30 | 31.579 | 28.5 | 30 | 2023-05-19 00:00:00 | Data Not Available | Data Not Available | Data Not Available | Data Not Available | Data Not Available | Data Not Available | Data Not Available | 2023-06-13 | 54.887804741897426, -1.4554510951949557 | 2023-05-19 |  | Sunderland
2394000107725 | [5 empty] | Data Not Available | Prince of Wales Energy Park | Prince of Wales Energy Park | Prince of Wales Energy Park | Skinner Lane | Pontefract | West Yorkshire | WF8 1NA | England | 445484 | 422464 | Ferrybridge B | Featherstone | Prince of Wales | 11 | Northern Powergrid (Yorkshire) plc | Waste | Gas turbine (OCGT) | No | Data Not Applicable | Data Not Applicable | 1.425 | Data Not Available | Data Not Available | Data Not Available | Data Not Available | Data Not Available | Data Not Available | Data Not Available | Data Not Available | Data Not Available | Data Not Available | Data Not Available | Data Not Available | No | Connected | 1.425 | 1.9 | 2 | Data Not Available | Data Not Available | 2013-12-01 00:00:00 | Data Not Applicable | Data Not Applicable | 1.5 | Data Not Applicable | Data Not Applicable | Data Not Available | Data Not Available | Data Not Available | Data Not Available | Data Not Available | Data Not Available | Data Not Available | Data Not Available | 2017-03-08 | 53.69664334499446, -1.3126038476724318 |  | 2013-12-01 | Wakefield
2394000113560 | [5 empty] | 2394000113560 | Wheldale Generation | Wheldale Generation | Ex Wheldale Colliery | Glasshoughton | Castleford | West Yorkshire | WF10 2PP | England | 444572 | 426477 | Ferrybridge B | Featherstone | Wheldale Generation | 33 | Northern Powergrid (Yorkshire) plc | Waste | Gas turbine (OCGT) | No | Data Not Applicable | Data Not Applicable | 9.69 | Data Not Available | Data Not Available | Data Not Available | Data Not Available | Data Not Available | Data Not Available | Data Not Available | Data Not Available | Data Not Available | Data Not Available | Data Not Available | Data Not Available | No | Connected | 9.69 | 10.8 | 11.368 | Data Not Available | Data Not Available | 2014-06-27 00:00:00 | Data Not Applicable | Data Not Applicable | 10.2 | Data Not Applicable | Data Not Applicable | Data Not Available | Data Not Available | Data Not Available | Data Not Available | Data Not Available | Data Not Available | Data Not Available | Data Not Available | 2017-03-08 | 53.732788443774815, -1.325839170812475 |  | 2014-06-27 | Wakefield
2394000112414 | [5 empty] | Data Not Available | Kingspan | Hurricane Park PV | Hurricane Park | Sherburn In Elmet | Leeds | West Yorkshire | LS25 6NA | England | 450873 | 433537 | Ferrybridge B | Bramham | Sherburn | 11 | Northern Powergrid (Yorkshire) plc | Solar | Photovoltaic | No | Data Not Applicable | Data Not Applicable | 3 | Data Not Available | Data Not Available | Data Not Available | Data Not Available | Data Not Available | Data Not Available | Data Not Available | Data Not Available | Data Not Available | Data Not Available | Data Not Available | Data Not Available | No | Connected | 3 | 3 | 3.158 | Data Not Available | Data Not Available | 2014-09-12 00:00:00 | Data Not Applicable | Data Not Applicable | 3.158 | Data Not Applicable | Data Not Applicable | Data Not Available | Data Not Available | Data Not Available | Data Not Available | Data Not Available | Data Not Available | Data Not Available | Data Not Available | 2024-09-10 | 53.79566293355847, -1.2291742714243479 |  | 2014-09-12 | North Yorkshire
Data Not Applicable | [5 empty] | Data Not Available | Lingerfield BESS | Lingerfield BESS | Land at Market Flat Lane | Lingerfield | Harrogate | North Yorkshire | HG5 9JB | England | 433429 | 460228 | Knaresborough | Lingerfield BESS | Lingerfield BESS Direct | 132 | Northern Powergrid (Northeast) plc | Stored Energy (all stored energy irrespective of the original energy source) | Storage - Electrochemical Classic Batteries -Lithium Ion (Li–ion) | No | 113.52 | Data Not Available | 52.3 | Data Not Available | Data Not Available | Data Not Available | Data Not Available | Data Not Available | Data Not Available | Data Not Available | Data Not Available | Data Not Available | Data Not Available | Data Not Available | Data Not Available | No | Accepted To Connect | Data Not Applicable | Data Not Applicable | Data Not Applicable | Data Not Applicable | Data Not Applicable | Data Not Applicable | 52.3 | 52.3 | 55.053 | 47.5 | 50 | 2023-12-14 00:00:00 | Data Not Available | Data Not Available | Data Not Available | Data Not Available | Data Not Available | Data Not Available | Data Not Available | 2024-01-11 | 54.03695532766942, -1.4910713642725453 | 2023-12-14 |  | Harrogate
2394000107353 | [5 empty] | Data Not Available | Todmorden Moor Wind Farm | Todmorden Moor Wind Farm | Wind Farm | Flower Scarr Road | Todmorden | West Yorkshire | OL14 7JB | England | 391781 | 425202 | Elland | Sowerby Bridge 132/33kV | Todmorden Moor Windfarm | 33 | Northern Powergrid (Yorkshire) plc | Wind | Onshore wind turbines | No | Data Not Applicable | Data Not Applicable | 19.999 | Data Not Available | Data Not Available | Data Not Available | Data Not Available | Data Not Available | Data Not Available | Data Not Available | Data Not Available | Data Not Available | Data Not Available | Data Not Available | Data Not Available | No | Connected | 19.999 | 19.999 | 21.052 | Data Not Available | Data Not Available | 2014-04-30 00:00:00 | Data Not Applicable | Data Not Applicable | 21.052 | Data Not Applicable | Data Not Applicable | Data Not Available | Data Not Available | Data Not Available | Data Not Available | Data Not Available | Data Not Available | Data Not Available | Data Not Available | 2017-03-08 | 53.72315678693268, -2.1260354991018175 |  | 2014-04-30 | Calderdale
2394000086075 | [5 empty] | Data Not Available | Hazlehead Wind Farm | Hazlehead Wind Farm | Fox Holes Grove | Crow Edge | Sheffield | South Yorkshire | S36 4HN | England | 418757 | 404258 | Elland | Thornhill 132kV | Hazlehead | 11 | Northern Powergrid (Yorkshire) plc | Wind | Onshore wind turbines | No | Data Not Applicable | Data Not Applicable | 5.7 | Data Not Available | Data Not Available | Data Not Available | Data Not Available | Data Not Available | Data Not Available | Data Not Available | Data Not Available | Data Not Available | Data Not Available | Data Not Available | Data Not Available | No | Connected | 5.7 | 5.7 | 6 | Data Not Available | Data Not Available | 2011-10-31 00:00:00 | Data Not Applicable | Data Not Applicable | 6 | Data Not Applicable | Data Not Applicable | Data Not Available | Data Not Available | Data Not Available | Data Not Available | Data Not Available | Data Not Available | Data Not Available | Data Not Available | 2017-03-08 | 53.53464351447323, -1.7184752766194324 |  | 2011-10-31 | Barnsley
Data Not Applicable | [5 empty] | Data Not Available | Thornley BESS | Thornley BESS | Thornley Close Farm | Blakeston Lane | Stockton-On-Tees | County Durham | TS21 3LE | England | 441957 | 523417 | Norton | North Tees | North Tees T1 T2 | 132 | Northern Powergrid (Northeast) plc | Stored Energy (all stored energy irrespective of the original energy source) | Storage - Electrochemical Classic Batteries -Lithium Ion (Li–ion) | No | Data Not Available | Data Not Available | 118.5 | Data Not Available | Data Not Available | Data Not Available | Data Not Available | Data Not Available | Data Not Available | Data Not Available | Data Not Available | Data Not Available | Data Not Available | Data Not Available | Data Not Available | No | Accepted To Connect | Data Not Applicable | Data Not Applicable | Data Not Applicable | Data Not Applicable | Data Not Applicable | Data Not Applicable | 118.5 | 118.5 | 124.737 | 94.43 | 99.4 | 2023-10-23 00:00:00 | Data Not Available | Data Not Available | Data Not Available | Data Not Available | Data Not Available | Data Not Available | Data Not Available | 2023-11-08 | 54.60418852879737, -1.352007830188599 | 2023-10-23 |  | Stockton-on-Tees
2300000233666 | [5 empty] | Data Not Available | Royd Moor Windfarm | Royd Moor Windfarm | Thurlstone | Penistone | Sheffield | South Yorkshire | S36 9NY | England | 421879 | 403676 | Elland | Thornhill 132kV | Hazlehead | 11 | Northern Powergrid (Yorkshire) plc | Wind | Onshore wind turbines | No | Data Not Applicable | Data Not Applicable | 6.284 | Data Not Available | Data Not Available | Data Not Available | Data Not Available | Data Not Available | Data Not Available | Data Not Available | Data Not Available | Data Not Available | Data Not Available | Data Not Available | Data Not Available | No | Connected | 6.284 | 6.284 | 6.615 | Data Not Available | Data Not Available | 2000-08-01 00:00:00 | Data Not Applicable | Data Not Applicable | 6.615 | Data Not Applicable | Data Not Applicable | Data Not Available | Data Not Available | Data Not Available | Data Not Available | Data Not Available | Data Not Available | Data Not Available | Data Not Available | 2017-03-08 | 53.529292318232464, -1.6714135510796644 |  | 2000-08-01 | Barnsley
1574200366505 | [5 empty] | 1580001806047 | Murray Building PV | Murray Building PV | University the Murray Building | Chester Road | Sunderland | Tyne and Wear | SR1 3SD | England | 439051 | 556874 | Offerton | Offerton | Mount Road | 11 | Northern Powergrid (Northeast) plc | Solar | Photovoltaic | No | Data Not Applicable | Data Not Applicable | 1.484 | Data Not Available | Data Not Available | Data Not Available | Data Not Available | Data Not Available | Data Not Available | Data Not Available | Data Not Available | Data Not Available | Data Not Available | Data Not Available | Data Not Available | No | Connected | 1.484 | 0.06 | 0.063 | Data Not Available | Data Not Available | 2023-03-22 00:00:00 | Data Not Applicable | Data Not Applicable | 1.562 | Data Not Applicable | Data Not Applicable | 2022-08-24 00:00:00 | Data Not Available | Data Not Available | Data Not Available | Data Not Available | Data Not Available | Data Not Available | Data Not Available | 2023-09-07 | 54.905066045388125, -1.3925080124432812 | 2022-08-24 | 2023-03-22 | Sunderland
2394000111660 | [5 empty] | Data Not Available | Ferrybridge Multi-Fuel 1 | Ferrybridge Multi-Fuel 1 | Ferrybridge MFE LTD | Kirkhaw Lane | Knottingley | West Yorkshire | WF11 8DX | England | 447171 | 425071 | Ferrybridge B | Fryston Lane | Fryston Lane Direct | 132 | Northern Powergrid (Yorkshire) plc | Waste | Steam turbine (thermal power plant) | No | Data Not Applicable | Data Not Applicable | 82 | Data Not Available | Data Not Available | Data Not Available | Data Not Available | Data Not Available | Data Not Available | Data Not Available | Data Not Available | Data Not Available | Data Not Available | Data Not Available | Data Not Available | No | Connected | 82 | 82 | 86.316 | Data Not Available | Data Not Available | 2015-06-18 00:00:00 | Data Not Applicable | Data Not Applicable | 86.316 | Data Not Applicable | Data Not Applicable | Data Not Available | Data Not Available | Data Not Available | Data Not Available | Data Not Available | Data Not Available | Data Not Available | Data Not Available | 2017-03-08 | 53.7199242138324, -1.2866596426350903 |  | 2015-06-18 | Wakefield
1574200369204 | [5 empty] | 1580001808230 | Whitley Bay High School PV | Whitley Bay High School PV | Whitley Bay High School | Deneholm | Whitley Bay | Tyne and Wear | NE25 9AS | England | 434144 | 572822 | Tynemouth | Chirton Grange | Monkseaton | 0.4 | Northern Powergrid (Northeast) plc | Solar | Photovoltaic | No | Data Not Applicable | Data Not Applicable | 1 | Data Not Available | Data Not Available | Data Not Available | Data Not Available | Data Not Available | Data Not Available | Data Not Available | Data Not Available | Data Not Available | Data Not Available | Data Not Available | Data Not Available | No | Connected | 1 | 0.802 | 0.844 | Data Not Available | Data Not Available | 2023-07-05 00:00:00 | Data Not Applicable | Data Not Applicable | 1.053 | Data Not Applicable | Data Not Applicable | 2022-12-07 00:00:00 | Data Not Available | Data Not Available | Data Not Available | Data Not Available | Data Not Available | Data Not Available | Data Not Available | 2023-09-11 | 55.048729876364845, -1.4671380008267674 | 2022-12-07 | 2023-07-05 | North Tyneside
1130000054953 | [5 empty] | 1100039604171 | Severn trent water limited | Wanlip (stw) | Export | Fillingate, Wanlip | Leicester | Leicestershire | LE7 4PF | United Kingdom | 459688 | 311503 | Ratcliffe On Soar 132Kv S Stn | Willoughby 33Kv S Stn | Mountsorrel 33 11Kv S Stn | 11 | National Grid Electricity Distribution (East Midlands) Plc | Biofuel - Sewage gas | Gas turbine (OCGT) | No | data not available | data not available | 1.156 | data not applicable | data not applicable | data not applicable | data not available | data not available | data not applicable | data not applicable | data not applicable | data not applicable | data not available | data not available | data not applicable | data not available | Connected | 1.156 | 0.76 | 0.8 | 4.275 | 4.5 | 39949 | data not applicable | data not applicable | data not applicable | data not applicable | data not applicable | data not applicable | data not applicable | data not available | data not available | data not available | data not available | data not available | data not available | 45750
1574000286921 | [5 empty] | Data Not Available | Wind Turbine | Wind Turbine | Harewood Whin | Rufforth | York | North Yorkshire | YO23 3RR | England | 453631 | 452381 | Poppleton | Poppleton | Gale Lane | 11 | Northern Powergrid (Northeast) plc | Wind | Onshore wind turbines | No | Data Not Applicable | Data Not Applicable | 3.325 | Data Not Available | Data Not Available | Data Not Available | Data Not Available | Data Not Available | Data Not Available | Data Not Available | Data Not Available | Data Not Available | Data Not Available | Data Not Available | Data Not Available | No | Connected | 3.325 | 5 | 5.263 | Data Not Available | Data Not Available | 2009-04-30 00:00:00 | Data Not Applicable | Data Not Applicable | 3.5 | Data Not Applicable | Data Not Applicable | Data Not Available | Data Not Available | Data Not Available | Data Not Available | Data Not Available | Data Not Available | Data Not Available | Data Not Available | 2017-03-08 | 53.96473620725413, -1.1840196134945749 |  | 2009-04-30 | York
1574000173011 | [5 empty] | Data Not Available | Seamer Carr Landfill Site | Seamer Carr Landfill Site | Seamer Carr Landfill Site | Dunslow Road | Scarborough | North Yorkshire | YO11 3UT | England | 503361 | 483580 | Osbaldwick | Scarborough Grid | Scarborough 33/11kV | 11 | Northern Powergrid (Northeast) plc | Waste | Engine (combustion / reciprocating) | No | Data Not Applicable | Data Not Applicable | 1.5 | Data Not Available | Data Not Available | Data Not Available | Data Not Available | Data Not Available | Data Not Available | Data Not Available | Data Not Available | Data Not Available | Data Not Available | Data Not Available | Data Not Available | No | Connected | 1.5 | 1.5 | 1.579 | Data Not Available | Data Not Available | 2000-07-27 00:00:00 | Data Not Applicable | Data Not Applicable | 1.579 | Data Not Applicable | Data Not Applicable | Data Not Available | Data Not Available | Data Not Available | Data Not Available | Data Not Available | Data Not Available | Data Not Available | Data Not Available | 2017-03-08 | 54.237495778423444, -0.41560456189515443 |  | 2000-07-27 | North Yorkshire
1170000248187, 1170000248220 | [5 empty] | 1170000239730, 1170000239740 | Severn trent water limited | Stwa clay mills, meadow lane, stretton | Stwa Clay Mills Export No 1 | Meadow Lane, Stretton | Burton on trent | data not available | DE13 0DB | United Kingdom | 426273 | 325759 | Drakelow 132Kv | Burton 132Kv S Stn | Burton 11Kv | 11 | National Grid Electricity Distribution (East Midlands) Plc | Biofuel - Sewage gas | Gas turbine (OCGT) | No | data not available | data not available | 1.9 | data not applicable | data not applicable | data not applicable | data not available | data not available | data not applicable | data not applicable | data not applicable | data not applicable | data not available | data not available | data not applicable | data not available | Connected | 1.9 | 0.9481 | 0.998 | 2.85 | 3 | 40611 | data not applicable | data not applicable | data not applicable | data not applicable | data not applicable | data not applicable | data not applicable | data not available | data not available | data not available | data not available | data not available | data not available | 45750
1574000328173 | [5 empty] | 1574000328164 | Solar Farm and Battery | Solar Farm and Battery | Low Burntoft Farm | Wolviston | Billingham | County Durham | TS22 5PD | England | 445916 | 528233 | Norton | Norton 132/11kV | Norton 132/11kV Direct | 11 | Northern Powergrid (Northeast) plc | Solar | Photovoltaic | No | Data Not Applicable | Data Not Applicable | 5.415 | Data Not Available | Data Not Available | Data Not Available | Data Not Available | Data Not Available | Data Not Available | Data Not Available | Data Not Available | Data Not Available | Data Not Available | Data Not Available | Data Not Available | No | Connected | 5.415 | 5.415 | 5.7 | Data Not Available | Data Not Available | 2017-03-17 00:00:00 | Data Not Applicable | Data Not Applicable | 5.7 | Data Not Applicable | Data Not Applicable | Data Not Available | Data Not Available | Data Not Available | Data Not Available | Data Not Available | Data Not Available | Data Not Available | Data Not Available | 2017-03-08 | 54.64712184080794, -1.2899732305082932 |  | 2017-03-17 | Hartlepool
1574000281472 | [5 empty] | Data Not Available | Cowpen Bewley Landfill Site | Cowpen Bewley Landfill Site | Cowpen Bewley Landfill Site | Cowpen Bewley | Billingham | County Durham | TS23 4HS | England | 447989 | 524852 | Norton | North Tees | North Tees T3 T4 | 11 | Northern Powergrid (Northeast) plc | Waste | Engine (combustion / reciprocating) | No | Data Not Applicable | Data Not Applicable | 2.185 | Data Not Available | Data Not Available | Data Not Available | Data Not Available | Data Not Available | Data Not Available | Data Not Available | Data Not Available | Data Not Available | Data Not Available | Data Not Available | Data Not Available | No | Connected | 2.185 | 2.185 | 2.3 | Data Not Available | Data Not Available | 2017-02-14 00:00:00 | Data Not Applicable | Data Not Applicable | 2.3 | Data Not Applicable | Data Not Applicable | 2017-02-14 00:00:00 | Data Not Available | Data Not Available | Data Not Available | Data Not Available | Data Not Available | Data Not Available | Data Not Available | 2017-03-08 | 54.616547869753354, -1.2584043847229054 | 2017-02-14 | 2017-02-14 | Stockton-on-Tees
1574000297844 | [5 empty] | Data Not Available | Augean PLC | Augean PLC | Port Clarance | Huntsman Drive | Stockton-On-Tees | County Durham | TS2 1UE | England | 451767 | 522864 | Norton | North Tees | North Tees T3 T4 | 11 | Northern Powergrid (Northeast) plc | Solar | Photovoltaic | No | Data Not Applicable | Data Not Applicable | 4.75 | Data Not Available | Data Not Available | Data Not Available | Data Not Available | Data Not Available | Data Not Available | Data Not Available | Data Not Available | Data Not Available | Data Not Available | Data Not Available | Data Not Available | No | Connected | 4.75 | 0.475 | 0.5 | Data Not Available | Data Not Available | 2010-11-19 00:00:00 | Data Not Applicable | Data Not Applicable | 5 | Data Not Applicable | Data Not Applicable | Data Not Available | Data Not Available | Data Not Available | Data Not Available | Data Not Available | Data Not Available | Data Not Available | Data Not Available | 2017-03-08 | 54.5983117013917, -1.2002581505344327 |  | 2010-11-19 | Stockton-on-Tees
1430000000650, 1430000047018 | [5 empty] | 1460001963995, 1460001964001 | Severn trent water limited | Minworth stw | Authority | Kingsbury Road | Sutton coldfield | West Midlands | B76 9DS | United Kingdom | 417643 | 292853 | Nechells East 132Kv S Stn | Castle Bromwich 132 11Kv S Stn | Castle Bromwich 132/11Kv | 11 | National Grid Electricity Distribution (West Midlands) Plc | Biofuel - Sewage gas | Gas turbine (OCGT) | No | data not available | data not available | 11.889 | data not applicable | data not applicable | data not applicable | data not available | data not available | data not applicable | data not applicable | data not applicable | data not applicable | data not available | data not available | data not applicable | data not available | Connected | 11.889 | 16.15 | 17 | 16.15 | 17 | 41548 | data not applicable | data not applicable | data not applicable | data not applicable | data not applicable | data not applicable | data not applicable | data not available | data not available | data not available | data not available | data not available | data not available | 45750
1574000317561 | [5 empty] | Data Not Available | Biogas Generation Plant | Biogas Generation Plant | Biogas Generation Plant | Forty Foot Road | Middlesbrough | County Durham | TS2 1HG | England | 448667 | 521084 | Norton | North Tees | Faraday Street | 11 | Northern Powergrid (Northeast) plc | Waste | Engine (combustion / reciprocating) | No | Data Not Applicable | Data Not Applicable | 4.921 | Data Not Available | Data Not Available | Data Not Available | Data Not Available | Data Not Available | Data Not Available | Data Not Available | Data Not Available | Data Not Available | Data Not Available | Data Not Available | Data Not Available | No | Connected | 4.921 | 4.921 | 5.18 | Data Not Available | Data Not Available | 2014-03-25 00:00:00 | Data Not Applicable | Data Not Applicable | 5.18 | Data Not Applicable | Data Not Applicable | Data Not Available | Data Not Available | Data Not Available | Data Not Available | Data Not Available | Data Not Available | Data Not Available | Data Not Available | 2017-03-08 | 54.58262397911754, -1.248530066401278 |  | 2014-03-25 | Middlesbrough
1430000014253 | [5 empty] | 1426176500009 | Severn trent water limited | Roundhill sewage treatment works | Severn Trent Water Limited, Roundhill Sewage Treatment Works | Gibbett Lane, Kinver | Stourbridge | West Midlands | DY7 6PX | United Kingdom | 387346 | 283911 | Penn 132Kv S Stn | Lye 132/11Kv | Lye 11Kv | 11 | National Grid Electricity Distribution (West Midlands) Plc | Biofuel - Sewage gas | Engine (combustion / reciprocating) | No | data not available | data not available | 2.1 | data not applicable | data not applicable | data not applicable | data not available | data not available | data not applicable | data not applicable | data not applicable | data not applicable | data not available | data not available | data not applicable | data not available | Connected | 2.1 | 2.375 | 2.5 | 2.375 | 2.5 | 37987 | data not applicable | data not applicable | data not applicable | data not applicable | data not applicable | data not applicable | data not applicable | data not available | data not available | data not available | data not available | data not available | data not available | 45750
1460001470927 | [5 empty] | 1423713000008, 1427286500003 | Severn trent water limited | Strongford sewage works | Strongfield Sewerage Works | Barlaston Old Road, Barlaston | Stoke-on-trent | data not available | ST12 9JX | United Kingdom | 387793 | 339376 | Cellarhead 132Kv | Meaford C 132Kv S Stn | Meaford C 132/33/11Kv | 11 | National Grid Electricity Distribution (West Midlands) Plc | Biofuel - Sewage gas | Gas turbine (OCGT) | No | data not available | data not available | 2 | data not applicable | data not applicable | data not applicable | data not available | data not available | data not applicable | data not applicable | data not applicable | data not applicable | data not available | data not available | data not applicable | data not available | Connected | 2 | 1.9 | 2 | 8.265 | 8.7 | 38718 | data not applicable | data not applicable | data not applicable | data not applicable | data not applicable | data not applicable | data not applicable | data not available | data not available | data not available | data not available | data not available | data not available | 45750
1574000311658 | [5 empty] | 1574000318440 | Lanchester Wine Cellars | Lanchester Wine Cellars | Greencroft Industrial Estate | Annfield Plain | Stanley | County Durham | DH9 7XP | England | 416051 | 550896 | Stella South | Annfield | Annfield 66/20kV | 11 | Northern Powergrid (Northeast) plc | Wind | Onshore wind turbines | No | Data Not Applicable | Data Not Applicable | 1 | Data Not Available | Data Not Available | Data Not Available | Data Not Available | Data Not Available | Data Not Available | Data Not Available | Data Not Available | Data Not Available | Data Not Available | Data Not Available | Data Not Available | No | Connected | 1 | 1 | 1.053 | Data Not Available | Data Not Available | 2013-03-31 00:00:00 | Data Not Applicable | Data Not Applicable | 1.053 | Data Not Applicable | Data Not Applicable | Data Not Available | Data Not Available | Data Not Available | Data Not Available | Data Not Available | Data Not Available | Data Not Available | Data Not Available | 2017-03-08 | 54.85260916043411, -1.75152886746572 |  | 2013-03-31 | County Durham
1574000229871 | [5 empty] | 1574000229880 | Holmside Hall Wind Farm | Holmside Hall Wind Farm | Holmside Hall Wind Farm | Turbine 1 Holmside | Burnhope | County Durham | DH7 0DT | England | 420475 | 549702 | Stella South | Annfield | Annfield 66/20kV | 20 | Northern Powergrid (Northeast) plc | Wind | Onshore wind turbines | No | Data Not Applicable | Data Not Applicable | 3.5 | Data Not Available | Data Not Available | Data Not Available | Data Not Available | Data Not Available | Data Not Available | Data Not Available | Data Not Available | Data Not Available | Data Not Available | Data Not Available | Data Not Available | No | Connected | 3.5 | 3.5 | 3.684 | Data Not Available | Data Not Available | 2010-04-30 00:00:00 | Data Not Applicable | Data Not Applicable | 3.684 | Data Not Applicable | Data Not Applicable | Data Not Available | Data Not Available | Data Not Available | Data Not Available | Data Not Available | Data Not Available | Data Not Available | Data Not Available | 2017-03-08 | 54.84171921587998, -1.6827093775933113 |  | 2010-04-30 | County Durham
1470000024888 | [5 empty] | 1470000012571, 1470000012580 | Severn trent water limited | Netheridge water treatment works | Duplex Export Supply - Pumping Station, Netheridge S T W | Hempsted Lane, Hempsted | Gloucester | Gloucestershire | GL2 5LF | United Kingdom | 381111 | 215703 | Port Ham 132Kv S Stn | Castle Meads 33Kv S Stn | Tuffley 33 11Kv S Stn | 11 | National Grid Electricity Distribution (West Midlands) Plc | Biofuel - Sewage gas | Steam turbine (thermal power plant) | No | data not available | data not available | 5 | data not applicable | data not applicable | Yes | data not available | data not available | 1.668 | data not applicable | data not applicable | data not applicable | data not available | data not available | data not applicable | data not available | Connected | 6.668 | 4.75 | 5 | 5.32 | 5.6 | 41243 | data not applicable | data not applicable | data not applicable | data not applicable | data not applicable | data not applicable | data not applicable | data not available | data not available | data not available | data not available | data not available | data not available | 45750
1574000328049 | [5 empty] | Data Not Available | Hartlepool Anaerobic Digester | Hartlepool Anaerobic Digester | Hartlepool AD | Brenda Road | Hartlepool | County Durham | TS25 2BW | England | 451167 | 529034 | Saltholme | Greatham | Greatham Direct | 11 | Northern Powergrid (Northeast) plc | Waste | Engine (combustion / reciprocating) | No | Data Not Applicable | Data Not Applicable | 5.1 | Data Not Available | Data Not Available | Data Not Available | Data Not Available | Data Not Available | Data Not Available | Data Not Available | Data Not Available | Data Not Available | Data Not Available | Data Not Available | Data Not Available | No | Connected | 5.1 | 5.1 | 5.368 | Data Not Available | Data Not Available | 2017-03-13 00:00:00 | Data Not Applicable | Data Not Applicable | 5.368 | Data Not Applicable | Data Not Applicable | 2016-07-28 15:54:00 | Data Not Available | Data Not Available | Data Not Available | Data Not Available | Data Not Available | Data Not Available | Data Not Available | 2017-03-08 | 54.65381539619803, -1.208468691821617 | 2016-07-28 | 2017-03-13 | Hartlepool
1574000201500 | [5 empty] | Data Not Available | High Hedley Wind Farm | High Hedley Wind Farm | High Hedley Hope Wind Farm | Tow Law | Bishop Auckland | County Durham | DL13 4ES | England | 411435 | 538925 | Spennymoor GSP | Spennymoor 132/66kV | Brancepeth | 20 | Northern Powergrid (Northeast) plc | Wind | Onshore wind turbines | No | Data Not Applicable | Data Not Applicable | 2.85 | Data Not Available | Data Not Available | Data Not Available | Data Not Available | Data Not Available | Data Not Available | Data Not Available | Data Not Available | Data Not Available | Data Not Available | Data Not Available | Data Not Available | No | Connected | 2.85 | 2.85 | 3 | Data Not Available | Data Not Available | 2001-09-25 00:00:00 | Data Not Applicable | Data Not Applicable | 3 | Data Not Applicable | Data Not Applicable | Data Not Available | Data Not Available | Data Not Available | Data Not Available | Data Not Available | Data Not Available | Data Not Available | Data Not Available | 2017-03-08 | 54.74515848771428, -1.8238911125176476 |  | 2001-09-25 | County Durham
1574000324790 | [5 empty] | Data Not Available | East Appleton Solar | East Appleton Farm | East Appleton Farm | East Appleton | Richmond | North Yorkshire | DL10 7QW | England | 421619 | 496050 | Norton | Leeming Bar/Skeeby | East Appleton North | 33 | Northern Powergrid (Northeast) plc | Solar | Photovoltaic | No | Data Not Applicable | Data Not Applicable | 4.5 | Data Not Available | Data Not Available | Data Not Available | Data Not Available | Data Not Available | Data Not Available | Data Not Available | Data Not Available | Data Not Available | Data Not Available | Data Not Available | Data Not Available | No | Connected | 4.5 | 4.5 | 4.737 | Data Not Available | Data Not Available | 2016-03-14 00:00:00 | Data Not Applicable | Data Not Applicable | 4.737 | Data Not Applicable | Data Not Applicable | Data Not Available | Data Not Available | Data Not Available | Data Not Available | Data Not Available | Data Not Available | Data Not Available | Data Not Available | 2017-03-08 | 54.3595224457048, -1.6688293559162672 |  | 2016-03-14 | North Yorkshire
1574000263144 | [5 empty] | Data Not Available | Biffa Waste | Biffa Waste | Houghton Le Spring Landfill Site | Houghton Quarry | Houghton Le Spring | Tyne and Wear | DH4 4AV | England | 433117 | 550274 | Hawthorn Pit Grid | Hawthorn Pit Grid | Houghton | 11 | Northern Powergrid (Northeast) plc | Waste | Steam turbine (thermal power plant) | No | Data Not Applicable | Data Not Applicable | 1.9 | Data Not Available | Data Not Available | Data Not Available | Data Not Available | Data Not Available | Data Not Available | Data Not Available | Data Not Available | Data Not Available | Data Not Available | Data Not Available | Data Not Available | No | Connected | 1.9 | 1.9 | 2 | Data Not Available | Data Not Available | 2005-11-02 00:00:00 | Data Not Applicable | Data Not Applicable | 2 | Data Not Applicable | Data Not Applicable | Data Not Available | Data Not Available | Data Not Available | Data Not Available | Data Not Available | Data Not Available | Data Not Available | Data Not Available | 2017-03-08 | 54.84618576029544, -1.4858024419215692 |  | 2005-11-02 | Sunderland
1574000227795 | [5 empty] | Data Not Available | High Sharperley Wind Farm | High Sharperley Wind Farm | High Sharperley Wind Farm | Seaton Burn | Seaham | County Durham | SR7 | England | 438808 | 545872 | Hawthorn Pit Grid | Hawthorn Pit Grid | Hawthorn Pit | 20 | Northern Powergrid (Northeast) plc | Wind | Onshore wind turbines | No | Data Not Applicable | Data Not Applicable | 2.47 | Data Not Available | Data Not Available | Data Not Available | Data Not Available | Data Not Available | Data Not Available | Data Not Available | Data Not Available | Data Not Available | Data Not Available | Data Not Available | Data Not Available | No | Connected | 2.47 | 2.375 | 2.5 | Data Not Available | Data Not Available | 2002-11-20 00:00:00 | Data Not Applicable | Data Not Applicable | 2.6 | Data Not Applicable | Data Not Applicable | Data Not Available | Data Not Available | Data Not Available | Data Not Available | Data Not Available | Data Not Available | Data Not Available | Data Not Available | 2017-03-08 | 54.80622236341085, -1.3977715195707063 |  | 2002-11-20 | County Durham
1574000326956 | [5 empty] | 1574000326965 | Red Gap Moor Wind Farm | Red Gap Moor Wind Farm | Red Gap Moor Wind Farm | Elwick | Hartlepool | County Durham | TS27 3HH | England | 444965 | 529211 | Hartmoor | Hartmoor | Wynyard | 11 | Northern Powergrid (Northeast) plc | Wind | Onshore wind turbines | No | Data Not Applicable | Data Not Applicable | 12.5 | Data Not Available | Data Not Available | Data Not Available | Data Not Available | Data Not Available | Data Not Available | Data Not Available | Data Not Available | Data Not Available | Data Not Available | Data Not Available | Data Not Available | No | Connected | 12.5 | 14.25 | 15 | Data Not Available | Data Not Available | 2016-11-24 00:00:00 | Data Not Applicable | Data Not Applicable | 13.158 | Data Not Applicable | Data Not Applicable | 2015-07-01 00:00:00 | Data Not Available | Data Not Available | Data Not Available | Data Not Available | Data Not Available | Data Not Available | Data Not Available | 2017-03-08 | 54.655995609214315, -1.3045593436361953 | 2015-07-01 | 2016-11-24 | Hartlepool
1574000280390 | [5 empty] | 1574000280405 | High Swainston Windfarm | High Swainston Windfarm | High Swainston Wind Farm | Wynyard | Billingham | County Durham | TS22 5NS | England | 440755 | 529960 | Hartmoor | Hartmoor | Wynyard | 11 | Northern Powergrid (Northeast) plc | Wind | Onshore wind turbines | No | Data Not Applicable | Data Not Applicable | 13.4 | Data Not Available | Data Not Available | Data Not Available | Data Not Available | Data Not Available | Data Not Available | Data Not Available | Data Not Available | Data Not Available | Data Not Available | Data Not Available | Data Not Available | No | Connected | 13.4 | 12.065 | 12.7 | Data Not Available | Data Not Available | 2007-11-21 00:00:00 | Data Not Applicable | Data Not Applicable | 14.105 | Data Not Applicable | Data Not Applicable | Data Not Available | Data Not Available | Data Not Available | Data Not Available | Data Not Available | Data Not Available | Data Not Available | Data Not Available | 2017-03-08 | 54.66308307026326, -1.3697056835095 |  | 2007-11-21 | County Durham
1574000297710 | [5 empty] | 1580001077144 | High Haswell Wind Farm | High Haswell Wind Farm | High Haswell Wind Farm | Durham Lane | Haswell | County Durham | DH6 2BD | England | 435490 | 542594 | Hartmoor | Hartmoor | Peterlee West | 11 | Northern Powergrid (Northeast) plc | Wind | Onshore wind turbines | No | Data Not Applicable | Data Not Applicable | 3.8 | Data Not Available | Data Not Available | Data Not Available | Data Not Available | Data Not Available | Data Not Available | Data Not Available | Data Not Available | Data Not Available | Data Not Available | Data Not Available | Data Not Available | No | Connected | 3.8 | 3.8 | 4 | 0.095 | 0.1 | 2011-02-21 00:00:00 | Data Not Applicable | Data Not Applicable | 4 | Data Not Applicable | Data Not Applicable | 2010-06-10 00:00:00 | Data Not Available | Data Not Available | Data Not Available | Data Not Available | Data Not Available | Data Not Available | Data Not Available | 2017-03-08 | 54.77701111630582, -1.4497882425489266 | 2010-06-10 | 2011-02-21 | County Durham
1574000237924 | [5 empty] | 1574000237933 | High Volts Wind Farm | High Volts Wind Farm | Potters Farm | Elwick | Hartlepool | County Durham | TS27 3ED | England | 445490 | 532455 | Hartmoor | Hartmoor | Hartmoor 66/20kV | 20 | Northern Powergrid (Northeast) plc | Wind | Onshore wind turbines | No | Data Not Applicable | Data Not Applicable | 5.25 | Data Not Available | Data Not Available | Data Not Available | Data Not Available | Data Not Available | Data Not Available | Data Not Available | Data Not Available | Data Not Available | Data Not Available | Data Not Available | Data Not Available | No | Connected | 5.25 | 5.25 | 5.526 | Data Not Available | Data Not Available | 2003-06-20 00:00:00 | Data Not Applicable | Data Not Applicable | 5.526 | Data Not Applicable | Data Not Applicable | Data Not Available | Data Not Available | Data Not Available | Data Not Available | Data Not Available | Data Not Available | Data Not Available | Data Not Available | 2017-03-08 | 54.68509912068711, -1.2959186143594656 |  | 2003-06-20 | Hartlepool
1574000295703 | [5 empty] | Data Not Available | Plessey Wind Farm | Plessey Wind Farm | Merck Sharp & Dohme LTD | Shotton Lane | Cramlington | Northumberland | NE23 3JU | England | 424243 | 578779 | Blyth 66kV | Blyth 66kV | West Hartford | 11 | Northern Powergrid (Northeast) plc | Wind | Onshore wind turbines | No | Data Not Applicable | Data Not Applicable | 3.99 | Data Not Available | Data Not Available | Data Not Available | Data Not Available | Data Not Available | Data Not Available | Data Not Available | Data Not Available | Data Not Available | Data Not Available | Data Not Available | Data Not Available | No | Connected | 3.99 | 3.8 | 4 | Data Not Available | Data Not Available | 2010-09-01 00:00:00 | Data Not Applicable | Data Not Applicable | 4.2 | Data Not Applicable | Data Not Applicable | Data Not Available | Data Not Available | Data Not Available | Data Not Available | Data Not Available | Data Not Available | Data Not Available | Data Not Available | 2017-03-08 | 55.102837818211, -1.6215922091828912 |  | 2010-09-01 | Northumberland
1574000251627 | [5 empty] | Data Not Available | Seghill Landfill Site Generator | Seghill Landfill Site Generator | Suez Recycling | Seghill | Cramlington | Northumberland | NE23 7DY | England | 429630 | 574441 | Blyth 66kV | Blyth 66kV | Seghill | 11 | Northern Powergrid (Northeast) plc | Waste | Steam turbine (thermal power plant) | No | Data Not Applicable | Data Not Applicable | 3.943 | Data Not Available | Data Not Available | Data Not Available | Data Not Available | Data Not Available | Data Not Available | Data Not Available | Data Not Available | Data Not Available | Data Not Available | Data Not Available | Data Not Available | No | Connected | 3.943 | 3.8 | 4 | Data Not Available | Data Not Available | 2004-11-01 00:00:00 | Data Not Applicable | Data Not Applicable | 4.151 | Data Not Applicable | Data Not Applicable | Data Not Available | Data Not Available | Data Not Available | Data Not Available | Data Not Available | Data Not Available | Data Not Available | Data Not Available | 2017-03-08 | 55.06356640400485, -1.537617563725397 |  | 2004-11-01 | Northumberland
1574000240643 | [5 empty] | Data Not Available | Brenkley Landfill | Brenkley Landfill | Brenkley Lane | Seaton Burn | Newcastle Upon Tyne | Tyne and Wear | NE13 6BT | England | 421764 | 575223 | Blyth 66kV | Blyth 66kV | Fawdon T1 | 20 | Northern Powergrid (Northeast) plc | Waste | Steam turbine (thermal power plant) | No | Data Not Applicable | Data Not Applicable | 2.2 | Data Not Available | Data Not Available | Data Not Available | Data Not Available | Data Not Available | Data Not Available | Data Not Available | Data Not Available | Data Not Available | Data Not Available | Data Not Available | Data Not Available | No | Connected | 2.2 | 2.09 | 2.2 | Data Not Available | Data Not Available | 2004-01-06 00:00:00 | Data Not Applicable | Data Not Applicable | 2.316 | Data Not Applicable | Data Not Applicable | Data Not Available | Data Not Available | Data Not Available | Data Not Available | Data Not Available | Data Not Available | Data Not Available | Data Not Available | 2017-03-08 | 55.07099846244693, -1.6607136264107383 |  | 2004-01-06 | Newcastle upon Tyne
1594001010515 | [5 empty] | Data Not Available | Blyth Harbour Wind Farm | Blyth Harbour Wind Farm | Blyth Wind Farm | Blyth Harbour | Blyth | Northumberland | NE24 2AS | England | 431610 | 581745 | Blyth 66kV | Blyth 66kV | Ashington | 11 | Northern Powergrid (Northeast) plc | Wind | Onshore wind turbines | No | Data Not Applicable | Data Not Applicable | 3.24 | Data Not Available | Data Not Available | Data Not Available | Data Not Available | Data Not Available | Data Not Available | Data Not Available | Data Not Available | Data Not Available | Data Not Available | Data Not Available | Data Not Available | No | Connected | 3.24 | 3.24 | 3.411 | Data Not Available | Data Not Available | 2000-11-14 00:00:00 | Data Not Applicable | Data Not Applicable | 3.411 | Data Not Applicable | Data Not Applicable | Data Not Available | Data Not Available | Data Not Available | Data Not Available | Data Not Available | Data Not Available | Data Not Available | Data Not Available | 2017-03-08 | 55.12907620487456, -1.5058093628624805 |  | 2000-11-14 | Northumberland
1574000324470 | [5 empty] | Data Not Available | Sisters Wind Farm | Sisters Wind Farm | Sisters Wind Farm | Widdrington | Morpeth | Northumberland | NE61 5ED | England | 425377 | 595667 | Blyth 66kV | Blyth 66kV | Widdrington Church Windfarm | 66 | Northern Powergrid (Northeast) plc | Wind | Onshore wind turbines | Yes | Data Not Applicable | Data Not Applicable | 8.2 | Data Not Available | Data Not Available | Data Not Available | Data Not Available | Data Not Available | Data Not Available | Data Not Available | Data Not Available | Data Not Available | Data Not Available | Data Not Available | Data Not Available | No | Connected | 8.2 | 8.2 | 8.632 | Data Not Available | Data Not Available | 2016-06-13 00:00:00 | Data Not Applicable | Data Not Applicable | 8.632 | Data Not Applicable | Data Not Applicable | 2014-09-02 00:00:00 | Data Not Available | Data Not Available | Data Not Available | Data Not Available | Data Not Available | Data Not Available | Data Not Available | 2017-03-08 | 55.254531414217944, -1.6023130760429674 | 2014-09-02 | 2016-06-13 | Northumberland
1470000132031 | [5 empty] | 1427064500006 | Severn trent water limited | Tittesworth reservoir | Severn Trent Water Limited Tittesworth Reservoir | Buxton Road | Leek | Staffordshire | ST13 8TQ | United Kingdom | 399424 | 358442 | Cellarhead 132Kv | Whitfield 132 33Kv S Stn | Leek 33 11Kv S Stn | 11 | National Grid Electricity Distribution (West Midlands) Plc | Fossil - Oil | Engine (combustion / reciprocating) | No | data not available | data not available | 2.261 | data not applicable | data not applicable | data not applicable | data not available | data not available | data not applicable | data not applicable | data not applicable | data not applicable | data not available | data not available | data not applicable | data not available | Connected | 2.261 | 1.3348 | 1.405 | 0.855 | 0.9 | 41244 | data not applicable | data not applicable | data not applicable | data not applicable | data not applicable | data not applicable | data not applicable | data not available | data not available | data not available | data not available | data not available | data not available | 45750
1470000406909 | [5 empty] | 1426489100000 | Severn trent water limited | Tewksbury, ledbury road | Export | Ledbury Road | Tewkesbury | Gloucestershire | GL20 6AA | United Kingdom | 388952 | 233655 | Port Ham 132Kv S Stn | Tewkesbury Grid 132/11Kv | Tewkesbury Grid 132/11Kv | 11 | National Grid Electricity Distribution (West Midlands) Plc | Fossil - Oil | Engine (combustion / reciprocating) | No | data not available | data not available | 3.3 | data not applicable | data not applicable | data not applicable | data not available | data not available | data not applicable | data not applicable | data not applicable | data not applicable | data not available | data not available | data not applicable | data not available | Connected | 3.3 | 0.608 | 0.64 | 3.515 | 3.7 | 41983 | data not applicable | data not applicable | data not applicable | data not applicable | data not applicable | data not applicable | data not applicable | data not available | data not available | data not available | data not available | data not available | data not available | 45750
1100771039983 | [5 empty] | 1100039605110, 1100039605120 | Severn trent water limited | Stoke lane, stoke bardolph | Sewage Works | Stoke Lane, Stoke Bardolph | Nottingham | data not available | NG14 | United Kingdom | 463459 | 341824 | Stoke Bardolph 132Kv | Nottingham East 33Kv S Stn | Colwick 33 11Kv S Stn | 11 | National Grid Electricity Distribution (East Midlands) Plc | Fossil - Gas | Engine (combustion / reciprocating) | Yes | data not available | data not available | 6.39 | data not applicable | data not applicable | data not applicable | data not available | data not available | data not applicable | data not applicable | data not applicable | data not applicable | data not available | data not available | data not applicable | data not available | Connected | 6.39 | 3.895 | 4.1 | 4.56 | 4.8 | 42917 | data not applicable | data not applicable | data not applicable | data not applicable | data not applicable | data not applicable | data not applicable | data not available | data not available | data not available | data not available | data not available | data not available | 45750
1574000312011 | [5 empty] | 1580001233344 | Emerald Biogas | Emerald Biogas | Emerald Bigoas | Whinbank Road | Newton Aycliffe | County Durham | DL5 6AY | England | 427409 | 523487 | Norton | Darlington North | Heighington | 11 | Northern Powergrid (Northeast) plc | Waste | Engine (combustion / reciprocating) | No | Data Not Applicable | Data Not Applicable | 2.28 | Data Not Available | Data Not Available | Data Not Available | Data Not Available | Data Not Available | Data Not Available | Data Not Available | Data Not Available | Data Not Available | Data Not Available | Data Not Available | Data Not Available | No | Connected | 2.28 | 2.28 | 2.4 | 0.712 | 0.75 | 2013-02-22 00:00:00 | Data Not Applicable | Data Not Applicable | 2.4 | Data Not Applicable | Data Not Applicable | Data Not Available | Data Not Available | Data Not Available | Data Not Available | Data Not Available | Data Not Available | Data Not Available | Data Not Available | 2024-12-03 | 54.60581295993952, -1.5772003431287416 |  | 2013-02-22 | County Durham
1574000327505 | [5 empty] | Data Not Available | Allerton Park Waste-to-Energy Scheme | Allerton Park Waste-to-Energy Scheme | Allerton Waste Rcycling Park | Allerton Park | Knaresorough | North Yorkshire | HG5 0SD | England | 441048 | 459928 | Knaresborough | Wormald Green 132/33kV | Allerton Waste | 33 | Northern Powergrid (Northeast) plc | Waste | Engine (combustion / reciprocating) | No | Data Not Applicable | Data Not Applicable | 23.7 | Data Not Available | Data Not Available | Data Not Available | Data Not Available | Data Not Available | Data Not Available | Data Not Available | Data Not Available | Data Not Available | Data Not Available | Data Not Available | Data Not Available | No | Connected | 23.7 | 23.7 | 24.947 | Data Not Available | Data Not Available | 2017-04-09 00:00:00 | Data Not Applicable | Data Not Applicable | 24.947 | Data Not Applicable | Data Not Applicable | Data Not Available | Data Not Available | Data Not Available | Data Not Available | Data Not Available | Data Not Available | Data Not Available | Data Not Available | 2017-03-08 | 54.0337109037993, -1.37478595353347 |  | 2017-04-09 | Harrogate
1574000324727 | [5 empty] | 1580001444836 | Easingwold 2 | Easingwold 2 | Easingwold PV Solar Park Thirsk Road | Easingwold | York | North Yorkshire | YO61 3NJ | England | 449939 | 473253 | Knaresborough | Husthwaite | Husthwaite 33/11kV | 11 | Northern Powergrid (Northeast) plc | Solar | Photovoltaic | No | Data Not Applicable | Data Not Applicable | 4.8 | Data Not Available | Data Not Available | Data Not Available | Data Not Available | Data Not Available | Data Not Available | Data Not Available | Data Not Available | Data Not Available | Data Not Available | Data Not Available | Data Not Available | No | Connected | 4.8 | 3.99 | 4.2 | 0.036 | 0.038 | 2016-02-22 00:00:00 | Data Not Applicable | Data Not Applicable | 5.053 | Data Not Applicable | Data Not Applicable | Data Not Available | Data Not Available | Data Not Available | Data Not Available | Data Not Available | Data Not Available | Data Not Available | Data Not Available | 2024-12-03 | 54.15267686873205, -1.2368597303358893 |  | 2016-02-22 | North Yorkshire
1574000275033 | [5 empty] | Data Not Available | Knabs Ridge Wind Farm | Knabs Ridge Wind Farm | Knabs Ridge Wind Farm | Pennypot Lane | Harrogate | North Yorkshire | HG3 2SE | England | 426377 | 455610 | Knaresborough | Harrogate 132/33kV | Knabs Ridge | 33 | Northern Powergrid (Northeast) plc | Wind | Onshore wind turbines | No | Data Not Applicable | Data Not Applicable | 15.2 | Data Not Available | Data Not Available | Data Not Available | Data Not Available | Data Not Available | Data Not Available | Data Not Available | Data Not Available | Data Not Available | Data Not Available | Data Not Available | Data Not Available | No | Connected | 15.2 | 16.055 | 16.9 | Data Not Available | Data Not Available | 2010-04-01 00:00:00 | Data Not Applicable | Data Not Applicable | 16 | Data Not Applicable | Data Not Applicable | Data Not Available | Data Not Available | Data Not Available | Data Not Available | Data Not Available | Data Not Available | Data Not Available | Data Not Available | 2017-03-08 | 53.995858718364886, -1.5991423678027454 |  | 2010-04-01 | Harrogate
Data Not Applicable | [5 empty] | Data Not Available | Scarborough Solar | Scarborough Solar | 137 | Scalby Road | Scarborough | North Yorkshire | YO12 4RB | England | 501524 | 483892 | Osbaldwick | Scarborough Grid | Scarborough Solar | 33 | Northern Powergrid (Northeast) plc | Solar | Photovoltaic | No | Data Not Applicable | Data Not Applicable | 65 | Data Not Available | Data Not Available | Data Not Available | Data Not Available | Data Not Available | Data Not Available | Data Not Available | Data Not Available | Data Not Available | Data Not Available | Data Not Available | Data Not Available | No | Accepted To Connect | Data Not Applicable | Data Not Applicable | Data Not Applicable | Data Not Applicable | Data Not Applicable | Data Not Applicable | 65 | 65 | 68.421 | Data Not Available | Data Not Available | 2021-12-03 00:00:00 | Data Not Available | Data Not Available | Data Not Available | Data Not Available | Data Not Available | Data Not Available | Data Not Available | 2022-01-12 | 54.24066583512609, -0.44367305621476555 | 2021-12-03 |  | North Yorkshire
1574200481341 | [5 empty] | 1580001832710 | Wormald Green Hybrid | Wormald Green Hybrid | Leyton Lees | Mains Lane | Harrogate | North Yorkshire | HG3 3QJ | England | 432117 | 465969 | Knaresborough | Wormald Green 132/33kV | Leyton Hybrid | 33 | Northern Powergrid (Northeast) plc | Stored Energy (all stored energy irrespective of the original energy source) | Storage - Electrochemical Classic Batteries -Lithium Ion (Li–ion) | No | Data Not Available | Data Not Available | 32.5 | Photovoltaic | Photovoltaic | No | Data Not Applicable | Data Not Applicable | 43 | Data Not Available | Data Not Available | Data Not Available | Data Not Available | Data Not Available | Data Not Available | No | Connected | 75.5 | 43 | 45.263 | 31.54 | 33.2 | 2024-09-18 00:00:00 | Data Not Applicable | Data Not Applicable | 79.474 | Data Not Applicable | Data Not Applicable | 2021-07-29 00:00:00 | Data Not Available | Data Not Available | Data Not Available | Data Not Available | Data Not Available | Data Not Available | Data Not Available | 2025-03-25 | 54.088634068780735, -1.5104971527735247 | 2021-07-29 | 2024-09-18 | Harrogate
Data Not Applicable | [5 empty] | Data Not Available | Ketton Solar | Ketton Solar | KETTON FARM | CATHAM MUNDEVILLE | DARLINGTON | County Durham | DL1 3LJ | England | 430101 | 519873 | Norton | Ketton Solar | Ketton Solar Direct | 132 | Northern Powergrid (Northeast) plc | Solar | Photovoltaic | No | Data Not Applicable | Data Not Applicable | 52 | Data Not Available | Data Not Available | Data Not Available | Data Not Available | Data Not Available | Data Not Available | Data Not Available | Data Not Available | Data Not Available | Data Not Available | Data Not Available | Data Not Available | No | Accepted To Connect | Data Not Applicable | Data Not Applicable | Data Not Applicable | Data Not Applicable | Data Not Applicable | Data Not Applicable | 52 | 52 | 54.737 | Data Not Available | Data Not Available | 2021-07-20 00:00:00 | Data Not Available | Data Not Available | Data Not Available | Data Not Available | Data Not Available | Data Not Available | Data Not Available | 2021-09-13 | 54.573183244617695, -1.5358964306435159 | 2021-07-20 |  | Darlington
Data Not Applicable | [5 empty] | Data Not Available | Burnt House 40MW Solar PV | Burnt House Farm | Burnt House Farm | Nedderton | Bedlington | Northumberland | NE22 6AZ | England | 423411 | 583090 | Blyth 66kV | Blyth 66kV | Burnt House | 66 | Northern Powergrid (Northeast) plc | Solar | Photovoltaic | No | Data Not Applicable | Data Not Applicable | 42.24 | Data Not Available | Data Not Available | Data Not Available | Data Not Available | Data Not Available | Data Not Available | Data Not Available | Data Not Available | Data Not Available | Data Not Available | Data Not Available | Data Not Available | No | Accepted To Connect | Data Not Applicable | Data Not Applicable | Data Not Applicable | Data Not Applicable | Data Not Applicable | Data Not Applicable | 42.24 | 42.24 | 44.463 | Data Not Available | Data Not Available | 2021-07-14 00:00:00 | Data Not Available | Data Not Available | Data Not Available | Data Not Available | Data Not Available | Data Not Available | Data Not Available | 2022-02-01 | 55.14161533039873, -1.634277781039662 | 2021-07-14 |  | Northumberland
Data Not Applicable | [5 empty] | Data Not Available | Guisborough Estate 39.6MW Solar PV | Guisborough Estate 39.6MW Solar PV | GISBOROUGH ESTATE SOLAR PV FARM | OFF REDCAR ROAD | GUISBOROUGH | North Yorkshire | TS14 6RJ | England | 460524 | 518914 | Lackenby | Lackenby | Guisborough Estate | 66 | Northern Powergrid (Northeast) plc | Solar | Photovoltaic | No | Data Not Applicable | Data Not Applicable | 39.6 | Data Not Available | Data Not Available | Data Not Available | Data Not Available | Data Not Available | Data Not Available | Data Not Available | Data Not Available | Data Not Available | Data Not Available | Data Not Available | Data Not Available | No | Accepted To Connect | Data Not Applicable | Data Not Applicable | Data Not Applicable | Data Not Applicable | Data Not Applicable | Data Not Applicable | 39.6 | 39.6 | 41.684 | Data Not Available | Data Not Available | 2020-05-05 00:00:00 | Data Not Available | Data Not Available | Data Not Available | Data Not Available | Data Not Available | Data Not Available | Data Not Available | 2021-08-10 | 54.56184774729754, -1.0655469193485438 | 2020-05-05 |  | Redcar and Cleveland
1574200479802 | [5 empty] | 1580001831994 | Hawthorn Pit BESS | Hawthorn Pit BESS | Land to the South of Hawthorn Pit Substation | Land to the South of Hawthorn Pit Substation | Murton | County Durham | SR7 9DR | England | 439210 | 545808 | Hawthorn Pit Grid | Hawthorn Pit BESS | Hawthorn Pit Bess | 66 | Northern Powergrid (Northeast) plc | Stored Energy (all stored energy irrespective of the original energy source) | Storage - Electrochemical Classic Batteries -Lithium Ion (Li–ion) | No | Data Not Available | Data Not Available | 49.9 | Data Not Available | Data Not Available | Data Not Available | Data Not Available | Data Not Available | Data Not Available | Data Not Available | Data Not Available | Data Not Available | Data Not Available | Data Not Available | Data Not Available | No | Connected | 49.9 | 49.9 | 52.526 | 47.405 | 49.9 | 2024-04-08 00:00:00 | Data Not Applicable | Data Not Applicable | 52.526 | Data Not Applicable | Data Not Applicable | 2021-05-19 00:00:00 | Data Not Available | Data Not Available | Data Not Available | Data Not Available | Data Not Available | Data Not Available | Data Not Available | 2024-12-02 | 54.805616086268984, -1.3915264593838674 | 2021-05-19 | 2024-04-08 | County Durham
1470000401325, 1470000401334 | [5 empty] | 1421264100000, 1422396500007 | Severn trent water limited | Coleshill stw food | Sewage Treatment Works | Lichfield Road | Curdworth | data not available | B46 1NX | United Kingdom | 419189 | 291346 | Lea Marston 132Kv S Stn | Hams Hall South 132Kv S Stn | Hams Hall South 132/11Kv | 11 | National Grid Electricity Distribution (West Midlands) Plc | Fossil - Gas | Engine (combustion / reciprocating) | Yes | data not available | data not available | 1.7 | data not applicable | data not applicable | data not applicable | data not available | data not available | data not applicable | data not applicable | data not applicable | data not applicable | data not available | data not available | data not applicable | data not available | Connected | 1.7 | 3.23 | 3.4 | 2.85 | 3 | 41948 | data not applicable | data not applicable | data not applicable | data not applicable | data not applicable | data not applicable | data not applicable | data not available | data not available | data not available | data not available | data not available | data not available | 45750
Data Not Applicable | [5 empty] | 1592008879751 | Glaxosmith Barnard Solar | Glaxosmith Barnard Solar | Harmire Road | Harmire Road | Barnard Castle | County Durham | DL12 8DT | England | 405431 | 517598 | Spennymoor GSP | Toronto | Harmire Bridge | 20 | Northern Powergrid (Northeast) plc | Solar | Photovoltaic | No | Data Not Applicable | Data Not Applicable | 12.75 | Data Not Available | Data Not Available | Data Not Available | Data Not Available | Data Not Available | Data Not Available | Data Not Available | Data Not Available | Data Not Available | Data Not Available | Data Not Available | Data Not Available | No | Accepted To Connect | Data Not Applicable | Data Not Applicable | Data Not Applicable | Data Not Applicable | Data Not Applicable | Data Not Applicable | 12.75 | 12.75 | 13.421 | Data Not Available | Data Not Available | 2021-05-27 00:00:00 | Data Not Available | Data Not Available | Data Not Available | Data Not Available | Data Not Available | Data Not Available | Data Not Available | 2021-06-09 | 54.553599194667086, -1.91754429426893 | 2021-05-27 |  | County Durham
Data Not Applicable | [5 empty] | Data Not Available | High Meadows 2 | High Meadows 2 | High Meadows 2 | Letch Lane | Stockton-On-Tees | County Durham | TS21 1EE | England | 440596 | 521834 | Norton | Norton 132/11kV | Norton 132/11kV Direct | 11 | Northern Powergrid (Northeast) plc | Solar | Photovoltaic | No | Data Not Applicable | Data Not Applicable | 8.58 | Data Not Available | Data Not Available | Data Not Available | Data Not Available | Data Not Available | Data Not Available | Data Not Available | Data Not Available | Data Not Available | Data Not Available | Data Not Available | Data Not Available | No | Accepted To Connect | Data Not Applicable | Data Not Applicable | Data Not Applicable | Data Not Applicable | Data Not Applicable | Data Not Applicable | 8.58 | 8.58 | 9.032 | Data Not Available | Data Not Available | 2021-04-16 00:00:00 | Data Not Available | Data Not Available | Data Not Available | Data Not Available | Data Not Available | Data Not Available | Data Not Available | 2021-05-10 | 54.590074226537766, -1.3732935012993954 | 2021-04-16 |  | Stockton-on-Tees
Data Not Applicable | [5 empty] | Data Not Available | Extension to South West of Station Lane | South West of Station Lane | South West of Station Lane | Burton Leonard | Harrogate | North Yorkshire | HG3 3R | England | 431336 | 464438 | Knaresborough | Wormald Green 132/11kV | Wormald Green 132/11kV Direct | 11 | Northern Powergrid (Northeast) plc | Stored Energy (all stored energy irrespective of the original energy source) | Storage - Electrochemical Classic Batteries -Lithium Ion (Li–ion) | No | Data Not Available | Data Not Available | 2 | Data Not Available | Data Not Available | Data Not Available | Data Not Available | Data Not Available | Data Not Available | Data Not Available | Data Not Available | Data Not Available | Data Not Available | Data Not Available | Data Not Available | No | Accepted To Connect | Data Not Applicable | Data Not Applicable | Data Not Applicable | Data Not Applicable | Data Not Applicable | Data Not Applicable | 2 | 2 | 2.105 | Data Not Available | Data Not Available | 2020-10-22 00:00:00 | Data Not Available | Data Not Available | Data Not Available | Data Not Available | Data Not Available | Data Not Available | Data Not Available | 2021-03-22 | 54.07492259291315, -1.5225942604937643 | 2020-10-22 |  | Harrogate
Data Not Applicable | [5 empty] | Data Not Available | South West of Station Lane | South West of Station Lane | South West of Station Lane | Burton Leonard | Harrogate | North Yorkshire | HG3 3R | England | 431336 | 464438 | Knaresborough | Wormald Green 132/11kV | Wormald Green 132/11kV Direct | 11 | Northern Powergrid (Northeast) plc | Stored Energy (all stored energy irrespective of the original energy source) | Storage - Electrochemical Classic Batteries -Lithium Ion (Li–ion) | No | Data Not Available | Data Not Available | 6 | Data Not Available | Data Not Available | Data Not Available | Data Not Available | Data Not Available | Data Not Available | Data Not Available | Data Not Available | Data Not Available | Data Not Available | Data Not Available | Data Not Available | No | Accepted To Connect | Data Not Applicable | Data Not Applicable | Data Not Applicable | Data Not Applicable | Data Not Applicable | Data Not Applicable | 6 | 6 | 6.316 | Data Not Available | Data Not Available | 2020-07-30 00:00:00 | Data Not Available | Data Not Available | Data Not Available | Data Not Available | Data Not Available | Data Not Available | Data Not Available | 2021-03-22 | 54.07492259291315, -1.5225942604937643 | 2020-07-30 |  | Harrogate
Data Not Applicable | [5 empty] | Data Not Available | Skeeby Ph2 | Land south of Skeeby Substation | Land south of Skeeby Substation | Skeeby | Skeeby Solar | North Yorkshire | DL10 5DP | England | 419543 | 502556 | Norton | Leeming Bar/Skeeby | HESL Solar | 33 | Northern Powergrid (Northeast) plc | Solar | Photovoltaic | No | Data Not Applicable | Data Not Applicable | 39.33 | Data Not Available | Data Not Available | Data Not Available | Data Not Available | Data Not Available | Data Not Available | Data Not Available | Data Not Available | Data Not Available | Data Not Available | Data Not Available | Data Not Available | No | Accepted To Connect | Data Not Applicable | Data Not Applicable | Data Not Applicable | Data Not Applicable | Data Not Applicable | Data Not Applicable | 39.33 | 39.33 | 41.4 | Data Not Available | Data Not Available | 2021-01-25 00:00:00 | Data Not Available | Data Not Available | Data Not Available | Data Not Available | Data Not Available | Data Not Available | Data Not Available | 2021-02-10 | 54.41807484575778, -1.7003492634044652 | 2021-01-25 |  | North Yorkshire
1574000303328 | [5 empty] | 1574000303550 | Kiln Pit Hill | Kiln Pit Hill | Wind Farm | Kiln Pit Hill | Consett | County Durham | DH8 9SL | England | 404840 | 553936 | Stella South | Annfield | Consett | 20 | Northern Powergrid (Northeast) plc | Wind | Onshore wind turbines | No | Data Not Applicable | Data Not Applicable | 13.8 | Data Not Available | Data Not Available | Data Not Available | Data Not Available | Data Not Available | Data Not Available | Data Not Available | Data Not Available | Data Not Available | Data Not Available | Data Not Available | Data Not Available | No | Connected | 13.8 | 13.3 | 14 | Data Not Available | Data Not Available | 2011-09-27 00:00:00 | Data Not Applicable | Data Not Applicable | 14.526 | Data Not Applicable | Data Not Applicable | Data Not Available | Data Not Available | Data Not Available | Data Not Available | Data Not Available | Data Not Available | Data Not Available | Data Not Available | 2017-03-08 | 54.88015899040107, -1.9260922704655374 |  | 2011-09-27 | Northumberland
Data Not Applicable | [5 empty] | Data Not Available | Dewley Hill SPV | Dewley Hill SPV | Land at Dewley Hill | North Walbottle Road | Newcastle Upon Tyne | Tyne and Wear | NE5 1QH | England | 417801 | 567797 | Stella North | Blucher | Newcastle Airport | 33 | Northern Powergrid (Northeast) plc | Solar | Photovoltaic | No | Data Not Applicable | Data Not Applicable | 21.07 | Data Not Available | Data Not Available | Data Not Available | Data Not Available | Data Not Available | Data Not Available | Data Not Available | Data Not Available | Data Not Available | Data Not Available | Data Not Available | Data Not Available | No | Accepted To Connect | Data Not Applicable | Data Not Applicable | Data Not Applicable | Data Not Applicable | Data Not Applicable | Data Not Applicable | 21.07 | 21.07 | 22.179 | Data Not Available | Data Not Available | 2021-11-11 00:00:00 | Data Not Available | Data Not Available | Data Not Available | Data Not Available | Data Not Available | Data Not Available | Data Not Available | 2022-02-01 | 55.004425424262756, -1.7232329070686925 | 2021-11-11 |  | Newcastle upon Tyne
Data Not Applicable | [5 empty] | Data Not Available | Carr House Farm EHV | Carr House Farm EHV | Carr House Farm | East Heslerton | Malton | North Yorkshire | YO17 8RR | England | 492649 | 478048 | Osbaldwick | Malton Grid | Carr House | 66 | Northern Powergrid (Northeast) plc | Solar | Photovoltaic | No | Data Not Applicable | Data Not Applicable | 71.3 | Data Not Available | Data Not Available | Data Not Available | Data Not Available | Data Not Available | Data Not Available | Data Not Available | Data Not Available | Data Not Available | Data Not Available | Data Not Available | Data Not Available | No | Accepted To Connect | Data Not Applicable | Data Not Applicable | Data Not Applicable | Data Not Applicable | Data Not Applicable | Data Not Applicable | 71.3 | 71.3 | 75.053 | Data Not Available | Data Not Available | 2022-04-20 00:00:00 | Data Not Available | Data Not Available | Data Not Available | Data Not Available | Data Not Available | Data Not Available | Data Not Available | 2022-05-11 | 54.189840797177695, -0.5816066292306238 | 2022-04-20 |  | North Yorkshire
Data Not Applicable | [5 empty] | Data Not Available | Holystone Park | Holystone Park | Holystone Park | Holystone | North Tyneside | Tyne and Wear | NE27 0UN | England | 430461 | 570440 | Tynemouth | Holystone BESS | Holystone BESS Direct | 132 | Northern Powergrid (Northeast) plc | Stored Energy (all stored energy irrespective of the original energy source) | Storage - Electrochemical Classic Batteries -Lithium Ion (Li–ion) | No | Data Not Available | Data Not Available | 49.9 | Data Not Available | Data Not Available | Data Not Available | Data Not Available | Data Not Available | Data Not Available | Data Not Available | Data Not Available | Data Not Available | Data Not Available | Data Not Available | Data Not Available | No | Accepted To Connect | Data Not Applicable | Data Not Applicable | Data Not Applicable | Data Not Applicable | Data Not Applicable | Data Not Applicable | 49.9 | 49.9 | 52.526 | Data Not Available | Data Not Available | 2022-03-09 00:00:00 | Data Not Available | Data Not Available | Data Not Available | Data Not Available | Data Not Available | Data Not Available | Data Not Available | 2022-03-10 | 55.02756423874721, -1.5250324350217566 | 2022-03-09 |  | North Tyneside
1574000307917 | [5 empty] | 1580001190763 | High Flatworth BESS | High Flatworth BESS | HIGH FLATWORTH | HIGH FLATWORTH | North Shields | Tyne and Wear | NE29 7UZ | England | 432921 | 567902 | Tynemouth | Flatworth | High Flatworth BESS | 33 | Northern Powergrid (Northeast) plc | Stored Energy (all stored energy irrespective of the original energy source) | Storage - Electrochemical Classic Batteries -Lithium Ion (Li–ion) | No | Data Not Available | Data Not Available | 17.5 | Data Not Available | Data Not Available | Data Not Available | Data Not Available | Data Not Available | Data Not Available | Data Not Available | Data Not Available | Data Not Available | Data Not Available | Data Not Available | Data Not Available | No | Connected | 17.5 | 17.5 | 18.421 | 17.5 | 18.421 | 2023-05-01 00:00:00 | Data Not Applicable | Data Not Applicable | 18.421 | Data Not Applicable | Data Not Applicable | 2021-05-06 00:00:00 | Data Not Available | Data Not Available | Data Not Available | Data Not Available | Data Not Available | Data Not Available | Data Not Available | 2024-12-03 | 55.00460219529274, -1.4868434668520396 | 2021-05-06 | 2023-05-01 | North Tyneside
Data Not Applicable | [5 empty] | Data Not Available | Highfield Lodge (Whittonstall) SPV & BESS | Highfield Lodge (Whittonstall) SPV & BESS | Land at Highfield Lodge | Whittonstall | Consett | County Durham | DH8 9LQ | England | 406274 | 555986 | Stella South | Coalburns | Highfield Lodge Hybrid | 66 | Northern Powergrid (Northeast) plc | Solar | Photovoltaic | No | Data Not Applicable | Data Not Applicable | 40 | Storage - Electrochemical Classic Batteries -Lithium Ion (Li–ion) | Storage - Electrochemical Classic Batteries -Lithium Ion (Li–ion) | No | Data Not Available | Data Not Available | 12.5 | Data Not Available | Data Not Available | Data Not Available | Data Not Available | Data Not Available | Data Not Available | No | Accepted To Connect | Data Not Applicable | Data Not Applicable | Data Not Applicable | Data Not Applicable | Data Not Applicable | Data Not Applicable | 52.5 | 52.5 | 55.263 | 42.418 | 44.65 | 2022-12-16 00:00:00 | Data Not Available | Data Not Available | Data Not Available | Data Not Available | Data Not Available | Data Not Available | Data Not Available | 2025-02-18 | 54.898565314092345, -1.9036984470280824 | 2022-12-16 |  | Northumberland
Data Not Applicable | [5 empty] | Data Not Available | Moor Leaze Solar PV | Moor Leaze Solar PV | LITTLE EPPLETON FARM | LITTLE EPPLETON FARM | HETTON | Tyne and Wear | DH7 0EG | England | 417426 | 548300 | Stella South | Moor Leaze Solar | Moor Leaze Solar Direct | 132 | Northern Powergrid (Northeast) plc | Solar | Photovoltaic | No | Data Not Applicable | Data Not Applicable | 41.8 | Data Not Available | Data Not Available | Data Not Available | Data Not Available | Data Not Available | Data Not Available | Data Not Available | Data Not Available | Data Not Available | Data Not Available | Data Not Available | Data Not Available | No | Accepted To Connect | Data Not Applicable | Data Not Applicable | Data Not Applicable | Data Not Applicable | Data Not Applicable | Data Not Applicable | 41.8 | 41.8 | 44 | Data Not Available | Data Not Available | 2021-06-10 00:00:00 | Data Not Available | Data Not Available | Data Not Available | Data Not Available | Data Not Available | Data Not Available | Data Not Available | 2022-02-02 | 54.829235091041, -1.7302686935253522 | 2021-06-10 |  | County Durham
Data Not Applicable | [5 empty] | Data Not Available | Lemington BESS | Lemington BESS | Land Near | A6085 | Newcastle Upon Tyne | Tyne and Wear | NE15 8SX | England | 418304 | 564628 | Stella North | Lemington BESS | Lemington BESS Direct | 132 | Northern Powergrid (Northeast) plc | Stored Energy (all stored energy irrespective of the original energy source) | Storage - Electrochemical Classic Batteries -Lithium Ion (Li–ion) | No | Data Not Available | Data Not Available | 54 | Data Not Available | Data Not Available | Data Not Available | Data Not Available | Data Not Available | Data Not Available | Data Not Available | Data Not Available | Data Not Available | Data Not Available | Data Not Available | Data Not Available | No | Accepted To Connect | Data Not Applicable | Data Not Applicable | Data Not Applicable | Data Not Applicable | Data Not Applicable | Data Not Applicable | 54 | 54 | 56.842 | Data Not Available | Data Not Available | 2021-07-21 00:00:00 | Data Not Available | Data Not Available | Data Not Available | Data Not Available | Data Not Available | Data Not Available | Data Not Available | 2022-02-01 | 54.97593048251568, -1.7155703879924995 | 2021-07-21 |  | Newcastle upon Tyne
Data Not Applicable | [5 empty] | Data Not Available | Addison Road Hybrid Solar PV &BESS | Addison Road Hybrid Solar PV &BESS | Land around Toronto BSP | Addison Road | BISHOP AUCKLAND | County Durham | DL14 7SQ | England | 419668 | 530963 | Spennymoor GSP | Toronto | Addison Road Hybrid | 132 | Northern Powergrid (Northeast) plc | Solar | Photovoltaic | No | Data Not Applicable | Data Not Applicable | 27.2 | Storage - Electrochemical Classic Batteries -Lithium Ion (Li–ion) | Storage - Electrochemical Classic Batteries -Lithium Ion (Li–ion) | No | Data Not Available | Data Not Available | 27.2 | Data Not Available | Data Not Available | Data Not Available | Data Not Available | Data Not Available | Data Not Available | No | Accepted To Connect | Data Not Applicable | Data Not Applicable | Data Not Applicable | Data Not Applicable | Data Not Applicable | Data Not Applicable | 54.4 | 54.4 | 57.263 | 24.7 | 26 | 2021-09-10 00:00:00 | Data Not Available | Data Not Available | Data Not Available | Data Not Available | Data Not Available | Data Not Available | Data Not Available | 2025-02-18 | 54.673355430809494, -1.6965360603592468 | 2021-09-10 |  | County Durham
Data Not Applicable | [5 empty] | Data Not Available | Toronto Hybrid Solar & BESS | Toronto Hybrid Solar & BESS | Hunwick Hall | Redbarns Farm | BISHOP AUCKLAND | County Durham | DL14 7RJ | England | 419068 | 531096 | Spennymoor GSP | Toronto | Toronto Hybrid | 66 | Northern Powergrid (Northeast) plc | Solar | Photovoltaic | No | Data Not Applicable | Data Not Applicable | 26 | Data Not Available | Data Not Available | Data Not Available | Data Not Available | Data Not Available | Data Not Available | Data Not Available | Data Not Available | Data Not Available | Data Not Available | Data Not Available | Data Not Available | No | Accepted To Connect | Data Not Applicable | Data Not Applicable | Data Not Applicable | Data Not Applicable | Data Not Applicable | Data Not Applicable | 26 | 26 | 27.368 | Data Not Available | Data Not Available | 2021-07-19 00:00:00 | Data Not Available | Data Not Available | Data Not Available | Data Not Available | Data Not Available | Data Not Available | Data Not Available | 2022-02-01 | 54.674573560645676, -1.7058312080034927 | 2021-07-19 |  | County Durham
Data Not Applicable | [5 empty] | Data Not Available | Dewley Hill Hybrid BESS & SPV | Dewley Hill Hybrid BESS & SPV | Dewley Park House | Dewley Hill | Newcastle Upon Tyne | Tyne and Wear | NE15 9RE | England | 415731 | 567687 | Stella North | Dewley Hill | Dewley Hill Direct | 132 | Northern Powergrid (Northeast) plc | Solar | Photovoltaic | No | Data Not Applicable | Data Not Applicable | 50 | Storage - Electrochemical Classic Batteries -Lithium Ion (Li–ion) | Storage - Electrochemical Classic Batteries -Lithium Ion (Li–ion) | No | Data Not Available | Data Not Available | 100 | Data Not Available | Data Not Available | Data Not Available | Data Not Available | Data Not Available | Data Not Available | No | Accepted To Connect | Data Not Applicable | Data Not Applicable | Data Not Applicable | Data Not Applicable | Data Not Applicable | Data Not Applicable | 150 | 150 | 157.895 | 142.405 | 149.9 | 2022-01-11 00:00:00 | Data Not Available | Data Not Available | Data Not Available | Data Not Available | Data Not Available | Data Not Available | Data Not Available | 2025-02-18 | 55.00350619145095, -1.7556008649480825 | 2022-01-11 |  | Newcastle upon Tyne
1574000330289 | [5 empty] | Data Not Available | Tees Dock Landfill Site | Tees Dock Landfill Site | Tees Dock Landfill Site | Tees Dock Road | Middlesbrough | North Yorkshire | TS6 6TN | England | 455058 | 521042 | Lackenby | Lackenby | Grangetown | 11 | Northern Powergrid (Northeast) plc | Waste | Engine (combustion / reciprocating) | No | Data Not Applicable | Data Not Applicable | 1.097 | Data Not Available | Data Not Available | Data Not Available | Data Not Available | Data Not Available | Data Not Available | Data Not Available | Data Not Available | Data Not Available | Data Not Available | Data Not Available | Data Not Available | No | Connected | 1.097 | 1.097 | 1.155 | Data Not Available | Data Not Available | 2017-10-30 00:00:00 | Data Not Applicable | Data Not Applicable | 1.155 | Data Not Applicable | Data Not Applicable | 2017-05-02 00:00:00 | Data Not Available | Data Not Available | Data Not Available | Data Not Available | Data Not Available | Data Not Available | Data Not Available | 2017-06-05 | 54.58159253531019, -1.1496666158532984 | 2017-05-02 | 2017-10-30 | Redcar and Cleveland
1460002155902 | [5 empty] | 1426141000000 | Severn trent water ltd | Rushmoor sewage treatment works | Rushmoor Sewage Works | From Access To Lawn Farm To Sewage Works, Rushmoor | Telford | Shropshire | TF6 5EX | United Kingdom | 361730 | 313312 | Shrewsbury 132Kv S Stn | Shrewsbury 132/33Kv | Leaton 33 11Kv S Stn | 11 | National Grid Electricity Distribution (West Midlands) Plc | Biofuel - Sewage gas | Gas turbine (OCGT) | Yes | data not available | data not available | 1.141 | data not applicable | data not applicable | data not applicable | data not available | data not available | data not applicable | data not applicable | data not applicable | data not applicable | data not available | data not available | data not applicable | data not available | Connected | 1.141 | 0.855 | 0.9 | 1.482 | 1.56 | 43009 | data not applicable | data not applicable | data not applicable | data not applicable | data not applicable | data not applicable | data not applicable | data not available | data not available | data not available | data not available | data not available | data not available | 45750
Data Not Applicable | [5 empty] | Data Not Available | Network Rail Hutton Bonville | Network Rail Hutton Bonville | Network Rail | Hutton Bonville | Northallerton | North Yorkshire | DL7 0NS | England | 433566 | 500362 | Norton | Hutton Bonville Rail | Hutton Bonville Rail Direct | 132 | Northern Powergrid (Northeast) plc | Fossil - Gas | Engine (combustion / reciprocating) | No | Data Not Applicable | Data Not Applicable | 2 | Data Not Available | Data Not Available | Data Not Available | Data Not Available | Data Not Available | Data Not Available | Data Not Available | Data Not Available | Data Not Available | Data Not Available | Data Not Available | Data Not Available | No | Accepted To Connect | Data Not Applicable | Data Not Applicable | Data Not Applicable | Data Not Applicable | Data Not Applicable | Data Not Applicable | 2 | 2 | 2.105 | Data Not Available | Data Not Available | 2017-05-02 00:00:00 | Data Not Available | Data Not Available | Data Not Available | Data Not Available | Data Not Available | Data Not Available | Data Not Available | 2017-06-05 | 54.397629251931114, -1.4845093655871102 | 2017-05-02 |  | North Yorkshire
1800060335636 | [5 empty] | data not applicable | Shanks Group | Dunnswood Road | Cumbernauld Bioplant | 3A Dunnswood Road | Cumbernauld | North Lanarkshire | G67 3EN | Scotland | 277889 | 676918 | Cumbernauld | data not applicable | Old Inns | 11 | SP Distribution Ltd | Biofuel - Landfill gas | Steam-gas turbine (CCGT) | No | 0 | 0 | 0 | data not applicable | data not applicable | No | 0 | 0 | 0 | data not applicable | data not applicable | No | 0 | 0 | 0 | No | data not available | data not applicable | data not applicable | data not applicable | data not applicable | data not applicable | data not applicable | data not applicable | data not applicable | data not applicable | data not applicable | data not applicable | data not available | data not available | N | N | data not available | N | 615725373 | data not available | 45168 | data not available | 283
Data Not Applicable | [5 empty] | Data Not Available | Rake Lane BESS | Rake Lane BESS | Rake Lane | North Shields | North Tyneside | Tyne and Wear | NE29 8AF | England | 434277 | 570583 | Tynemouth | Chirton Grange | Rake Lane BESS | 33 | Northern Powergrid (Northeast) plc | Stored Energy (all stored energy irrespective of the original energy source) | Storage - Electrochemical Classic Batteries -Lithium Ion (Li–ion) | No | Data Not Available | Data Not Available | 20 | Data Not Available | Data Not Available | Data Not Available | Data Not Available | Data Not Available | Data Not Available | Data Not Available | Data Not Available | Data Not Available | Data Not Available | Data Not Available | Data Not Available | No | Accepted To Connect | Data Not Applicable | Data Not Applicable | Data Not Applicable | Data Not Applicable | Data Not Applicable | Data Not Applicable | 20 | 20 | 21.053 | Data Not Available | Data Not Available | 2022-04-04 00:00:00 | Data Not Available | Data Not Available | Data Not Available | Data Not Available | Data Not Available | Data Not Available | Data Not Available | 2022-06-14 | 55.02860175851082, -1.465324349548443 | 2022-04-04 |  | North Tyneside
Data Not Applicable | [5 empty] | Data Not Available | Murton Solar Farm | Murton Solar Farm | Murton Solar Farm | Murton Solar Farm | Murton | County Durham | DH6 2TX | England | 437952 | 545451 | Hawthorn Pit Grid | Hawthorn Pit Grid | Murton Solar Farm | 66 | Northern Powergrid (Northeast) plc | Solar | Photovoltaic | No | Data Not Applicable | Data Not Applicable | 45 | Data Not Available | Data Not Available | Data Not Available | Data Not Available | Data Not Available | Data Not Available | Data Not Available | Data Not Available | Data Not Available | Data Not Available | Data Not Available | Data Not Available | No | Accepted To Connect | Data Not Applicable | Data Not Applicable | Data Not Applicable | Data Not Applicable | Data Not Applicable | Data Not Applicable | 45 | 45 | 47.368 | Data Not Available | Data Not Available | 2020-01-15 00:00:00 | Data Not Available | Data Not Available | Data Not Available | Data Not Available | Data Not Available | Data Not Available | Data Not Available | 2020-02-10 | 54.80250458350159, -1.4111428726087265 | 2020-01-15 |  | County Durham
Data Not Applicable | [5 empty] | Data Not Available | Whinfield PV | Whinfield PV | WHINFIELD HOUSE FARM | BRAFFERTON | DARLINGTON | County Durham | DL1 3LE | England | 430492 | 522158 | Norton | Darlington North | Whinfield House PV | 33 | Northern Powergrid (Northeast) plc | Solar | Photovoltaic | No | Data Not Applicable | Data Not Applicable | 22.99 | Data Not Available | Data Not Available | Data Not Available | Data Not Available | Data Not Available | Data Not Available | Data Not Available | Data Not Available | Data Not Available | Data Not Available | Data Not Available | Data Not Available | No | Accepted To Connect | Data Not Applicable | Data Not Applicable | Data Not Applicable | Data Not Applicable | Data Not Applicable | Data Not Applicable | 22.99 | 22.99 | 24.2 | Data Not Available | Data Not Available | 2020-07-14 00:00:00 | Data Not Available | Data Not Available | Data Not Available | Data Not Available | Data Not Available | Data Not Available | Data Not Available | 2020-11-12 | 54.593694004100996, -1.5296121171773533 | 2020-07-14 |  | Darlington
Data Not Applicable | [5 empty] | Data Not Available | Derwenthaugh Eco Park - HV Gas | Derwenthaugh Eco Park - HV Gas | Derwenthaugh Eco Park | Derwenthaugh Road | Swallwell | Tyne and Wear | NE16 3BJ | England | 419849 | 563278 | Stella North | Newburn Haugh | Newburn Haugh Direct | 11 | Northern Powergrid (Northeast) plc | Fossil - Gas | Engine (combustion / reciprocating) | No | Data Not Applicable | Data Not Applicable | 10 | Data Not Available | Data Not Available | Data Not Available | Data Not Available | Data Not Available | Data Not Available | Data Not Available | Data Not Available | Data Not Available | Data Not Available | Data Not Available | Data Not Available | No | Accepted To Connect | Data Not Applicable | Data Not Applicable | Data Not Applicable | Data Not Applicable | Data Not Applicable | Data Not Applicable | 10 | 10 | 10.526 | Data Not Available | Data Not Available | 2019-01-01 00:00:00 | Data Not Available | Data Not Available | Data Not Available | Data Not Available | Data Not Available | Data Not Available | Data Not Available | 2019-12-13 | 54.96374050607081, -1.6915262941766624 | 2019-01-01 |  | Gateshead
Data Not Applicable | [5 empty] | Data Not Available | Hulam Farm PV | Hulam Farm | Hulam Farm | Castle Eden | Hartlepool | County Durham | TS27 4SA | England | 443804 | 536737 | Hartmoor | Hartmoor | Hulam Farm PV | 66 | Northern Powergrid (Northeast) plc | Solar | Photovoltaic | No | Data Not Applicable | Data Not Applicable | 49.999 | Data Not Available | Data Not Available | Data Not Available | Data Not Available | Data Not Available | Data Not Available | Data Not Available | Data Not Available | Data Not Available | Data Not Available | Data Not Available | Data Not Available | No | Accepted To Connect | Data Not Applicable | Data Not Applicable | Data Not Applicable | Data Not Applicable | Data Not Applicable | Data Not Applicable | 49.999 | 49.999 | 52.631 | Data Not Available | Data Not Available | 2019-10-10 00:00:00 | Data Not Available | Data Not Available | Data Not Available | Data Not Available | Data Not Available | Data Not Available | Data Not Available | 2019-11-11 | 54.72372606832191, -1.3214265163462948 | 2019-10-10 |  | County Durham
Data Not Applicable | [5 empty] | Data Not Available | Redcar W2E | Redcar W2E | Redcar Bulk Terminal | Redcar Bulk Terminal | Redcar | North Yorkshire | TS10 5NX | England | 455457 | 527490 | Lackenby | Lackenby | Redcar W2E | 66 | Northern Powergrid (Northeast) plc | Waste | Steam turbine (thermal power plant) | No | Data Not Applicable | Data Not Applicable | 49.999 | Data Not Available | Data Not Available | Data Not Available | Data Not Available | Data Not Available | Data Not Available | Data Not Available | Data Not Available | Data Not Available | Data Not Available | Data Not Available | Data Not Available | No | Accepted To Connect | Data Not Applicable | Data Not Applicable | Data Not Applicable | Data Not Applicable | Data Not Applicable | Data Not Applicable | 49.999 | 49.999 | 52.631 | Data Not Available | Data Not Available | 2019-10-01 00:00:00 | Data Not Available | Data Not Available | Data Not Available | Data Not Available | Data Not Available | Data Not Available | Data Not Available | 2019-11-11 | 54.63948900589287, -1.1422770425129707 | 2019-10-01
1574000326956 | [5 empty] | Data Not Available | Red Gap Windfarm BESS | Red Gap Windfarm BESS | Red Gap Wind Farm | Elwick | Hartlepool | County Durham | TS27 3HH | England | 444965 | 529211 | Hartmoor | Hartmoor | Hartmoor 66/20kV | 20 | Northern Powergrid (Northeast) plc | Stored Energy (all stored energy irrespective of the original energy source) | Storage - Electrochemical Classic Batteries -Lithium Ion (Li–ion) | No | Data Not Available | Data Not Available | 1.25 | Data Not Available | Data Not Available | Data Not Available | Data Not Available | Data Not Available | Data Not Available | Data Not Available | Data Not Available | Data Not Available | Data Not Available | Data Not Available | Data Not Available | No | Connected | 1.25 | 1.25 | 1.316 | Data Not Available | Data Not Available | Data Not Available | Data Not Applicable | Data Not Applicable | 1.316 | Data Not Applicable | Data Not Applicable | 2018-11-01 11:26:00 | Data Not Available | Data Not Available | Data Not Available | Data Not Available | Data Not Available | Data Not Available | Data Not Available | 2018-12-17 | 54.655995609214315, -1.3045593436361953 | 2018-11-01 |  | Hartlepool
Data Not Applicable | [5 empty] | Data Not Available | Fryston Lane BESS | Fryston Lane BESS | Fryston Lane | Fryston Lane | Knottingley | West Yorkshire | WF11 8AE | England | 446581 | 425067 | Ferrybridge B | Fryston Lane BESS | Fryston Lane BESS Direct | 132 | Northern Powergrid (Yorkshire) plc | Stored Energy (all stored energy irrespective of the original energy source) | Storage - Electrochemical Classic Batteries -Lithium Ion (Li–ion) | No | Data Not Available | Data Not Available | 100 | Data Not Available | Data Not Available | Data Not Available | Data Not Available | Data Not Available | Data Not Available | Data Not Available | Data Not Available | Data Not Available | Data Not Available | Data Not Available | Data Not Available | No | Accepted To Connect | Data Not Applicable | Data Not Applicable | Data Not Applicable | Data Not Applicable | Data Not Applicable | Data Not Applicable | 100 | 100 | 105.263 | Data Not Available | Data Not Available | 2023-05-18 00:00:00 | Data Not Available | Data Not Available | Data Not Available | Data Not Available | Data Not Available | Data Not Available | Data Not Available | 2023-06-13 | 53.71994113270789, -1.2956002174959496 | 2023-05-18 |  | Wakefield
Data Not Applicable | [5 empty] | Data Not Available | Elawan Energy BESS | Elawan Energy BESS | Land lying on the northwest of | Gelderd Road | Leeds | West Yorkshire | LS12 6HD | England | 428377 | 432712 | Skelton Grange | Elawan Energy BESS | Elawan Energy BESS Direct | 132 | Northern Powergrid (Yorkshire) plc | Stored Energy (all stored energy irrespective of the original energy source) | Storage - Electrochemical Classic Batteries -Lithium Ion (Li–ion) | No | Data Not Available | Data Not Available | 49.9 | Data Not Available | Data Not Available | Data Not Available | Data Not Available | Data Not Available | Data Not Available | Data Not Available | Data Not Available | Data Not Available | Data Not Available | Data Not Available | Data Not Available | No | Accepted To Connect | Data Not Applicable | Data Not Applicable | Data Not Applicable | Data Not Applicable | Data Not Applicable | Data Not Applicable | 49.9 | 49.9 | 52.526 | Data Not Available | Data Not Available | 2023-04-21 00:00:00 | Data Not Available | Data Not Available | Data Not Available | Data Not Available | Data Not Available | Data Not Available | Data Not Available | 2023-05-15 | 53.78995606180103, -1.5707486529904162 | 2023-04-21 |  | Leeds
Data Not Applicable | [5 empty] | Data Not Available | Dyche Lane BESS | Dyche Lane BESS | Dyche Lane | Coal Aston | Dronfield | Derbyshire | S18 3AA | England | 435909 | 379993 | Jordanthorpe | Jordanthorpe | Dyche Lane BESS | 33 | Northern Powergrid (Yorkshire) plc | Stored Energy (all stored energy irrespective of the original energy source) | Storage - Electrochemical Classic Batteries -Lithium Ion (Li–ion) | No | Data Not Available | Data Not Available | 45 | Data Not Available | Data Not Available | Data Not Available | Data Not Available | Data Not Available | Data Not Available | Data Not Available | Data Not Available | Data Not Available | Data Not Available | Data Not Available | Data Not Available | No | Accepted To Connect | Data Not Applicable | Data Not Applicable | Data Not Applicable | Data Not Applicable | Data Not Applicable | Data Not Applicable | 45 | 45 | 47.368 | Data Not Available | Data Not Available | 2023-03-23 00:00:00 | Data Not Available | Data Not Available | Data Not Available | Data Not Available | Data Not Available | Data Not Available | Data Not Available | 2023-04-12 | 53.31565813725825, -1.462461972756269 | 2023-03-23 |  | North East Derbyshire
Data Not Applicable | [5 empty] | Data Not Available | Fir Tree Solar Farm | Fir Tree Solar Farm | Fir Tree Farm | Fir Tree Farm | Selby | West Yorkshire | YO8 9LF | England | 456125 | 428705 | Ferrybridge A | Ferrybridge A | Fir Tree PV | 66 | Northern Powergrid (Yorkshire) plc | Solar | Photovoltaic | No | Data Not Applicable | Data Not Applicable | 42 | Data Not Available | Data Not Available | Data Not Available | Data Not Available | Data Not Available | Data Not Available | Data Not Available | Data Not Available | Data Not Available | Data Not Available | Data Not Available | Data Not Available | No | Accepted To Connect | Data Not Applicable | Data Not Applicable | Data Not Applicable | Data Not Applicable | Data Not Applicable | Data Not Applicable | 42 | 42 | 44.211 | Data Not Available | Data Not Available | 2023-01-18 00:00:00 | Data Not Available | Data Not Available | Data Not Available | Data Not Available | Data Not Available | Data Not Available | Data Not Available | 2023-02-10 | 53.75169898889426, -1.1503296867164876 | 2023-01-18 |  | North Yorkshire
Data Not Available | [5 empty] | Data Not Available | Sheridan Fabrications PV | Sheridan Fabrications PV | Sheridan Fabrications Ltd | Don Pedro Avenue | Normanton | West Yorkshire | WF6 1TD | England | 439701 | 422650 | Ferrybridge B | Featherstone | Sharlston | 11 | Northern Powergrid (Yorkshire) plc | Solar | Photovoltaic | No | Data Not Applicable | Data Not Applicable | 1.5 | Data Not Available | Data Not Available | Data Not Available | Data Not Available | Data Not Available | Data Not Available | Data Not Available | Data Not Available | Data Not Available | Data Not Available | Data Not Available | Data Not Available | No | Connected | 1.5 | 0.05 | 0.053 | Data Not Available | Data Not Available | 2024-01-14 00:00:00 | Data Not Applicable | Data Not Applicable | 1.579 | Data Not Applicable | Data Not Applicable | 2022-10-20 00:00:00 | Data Not Available | Data Not Available | Data Not Available | Data Not Available | Data Not Available | Data Not Available | Data Not Available | 2023-09-12 | 53.698785379022986, -1.400160248100872 | 2022-10-20 | 2024-01-14 | Wakefield
Data Not Applicable | [5 empty] | Data Not Available | John Charles Stadium PV | John Charles Stadium PV | John Charles Stadium | Belle Isle | Leeds | West Yorkshire | LS11 5DJ | England | 430194 | 429933 | Kirkstall B | Beeston Royds 132/33kV | Middleton Town Street | 11 | Northern Powergrid (Yorkshire) plc | Solar | Photovoltaic | No | Data Not Applicable | Data Not Applicable | 1.4 | Data Not Available | Data Not Available | Data Not Available | Data Not Available | Data Not Available | Data Not Available | Data Not Available | Data Not Available | Data Not Available | Data Not Available | Data Not Available | Data Not Available | No | Accepted To Connect | Data Not Applicable | Data Not Applicable | Data Not Applicable | Data Not Applicable | Data Not Applicable | Data Not Applicable | 1.4 | 1.4 | 1.474 | Data Not Available | Data Not Available | 2023-07-20 00:00:00 | Data Not Available | Data Not Available | Data Not Available | Data Not Available | Data Not Available | Data Not Available | Data Not Available | 2023-09-12 | 53.764877412901484, -1.5434404940557225 | 2023-07-20 |  | Leeds
Data Not Applicable | [5 empty] | Data Not Available | Oak Energy Park | Oak Energy Park | Land at New Oak Farm | Brigg Lane | Selby | North Yorkshire | Y08 8HD | England | 466548 | 426705 | Drax | Oak Energy Park | Oak Energy Park Direct | 132 | Northern Powergrid (Yorkshire) plc | Stored Energy (all stored energy irrespective of the original energy source) | Storage - Electrochemical Classic Batteries -Lithium Ion (Li–ion) | No | Data Not Available | Data Not Available | 110.2 | Data Not Available | Data Not Available | Data Not Available | Data Not Available | Data Not Available | Data Not Available | Data Not Available | Data Not Available | Data Not Available | Data Not Available | Data Not Available | Data Not Available | No | Accepted To Connect | Data Not Applicable | Data Not Applicable | Data Not Applicable | Data Not Applicable | Data Not Applicable | Data Not Applicable | 110.2 | 110.2 | 116 | Data Not Available | Data Not Available | 2022-12-12 00:00:00 | Data Not Available | Data Not Available | Data Not Available | Data Not Available | Data Not Available | Data Not Available | Data Not Available | 2023-01-12 | 53.7325015137193, -0.9927169028448322 | 2022-12-12 |  | North Yorkshire
Data Not Applicable | [5 empty] | Data Not Available | Moorhouse Lane | Moorhouse Lane | Land South of Moorhouse Lane | Hooton Pagnell | Doncaster | South Yorkshire | DN5 7BP | England | 448506 | 408585 | Ferrybridge A | Ferrybridge A | Moorhouse Lane | 66 | Northern Powergrid (Yorkshire) plc | Stored Energy (all stored energy irrespective of the original energy source) | Storage - Electrochemical Classic Batteries -Lithium Ion (Li–ion) | No | Data Not Available | Data Not Available | 25 | Data Not Available | Data Not Available | Data Not Available | Data Not Available | Data Not Available | Data Not Available | Data Not Available | Data Not Available | Data Not Available | Data Not Available | Data Not Available | Data Not Available | No | Accepted To Connect | Data Not Applicable | Data Not Applicable | Data Not Applicable | Data Not Applicable | Data Not Applicable | Data Not Applicable | 25 | 25 | 26.316 | Data Not Available | Data Not Available | 2023-07-10 00:00:00 | Data Not Available | Data Not Available | Data Not Available | Data Not Available | Data Not Available | Data Not Available | Data Not Available | 2024-09-12 | 53.57163501329202, -1.268997134736593 | 2023-07-10 |  | Doncaster
Data Not Applicable | [5 empty] | Data Not Available | NEL Hunter | NEL Hunter | NEL Hunter | Lunn Lane | Goole | West Yorkshire | DN14 0SE | England | 453704 | 424567 | Ferrybridge B | NEL Hunter | NEL Hunter Direct | 132 | Northern Powergrid (Yorkshire) plc | Stored Energy (all stored energy irrespective of the original energy source) | Storage - Electrochemical Classic Batteries -Lithium Ion (Li–ion) | No | Data Not Available | Data Not Available | 200 | Data Not Available | Data Not Available | Data Not Available | Data Not Available | Data Not Available | Data Not Available | Data Not Available | Data Not Available | Data Not Available | Data Not Available | Data Not Available | Data Not Available | No | Accepted To Connect | Data Not Applicable | Data Not Applicable | Data Not Applicable | Data Not Applicable | Data Not Applicable | Data Not Applicable | 200 | 200 | 210.526 | Data Not Available | Data Not Available | 2023-07-20 00:00:00 | Data Not Available | Data Not Available | Data Not Available | Data Not Available | Data Not Available | Data Not Available | Data Not Available | 2023-08-14 | 53.714764695176655, -1.1877576080026238 | 2023-07-20 |  | North Yorkshire
1800060904079 | [5 empty] | data not applicable | Shanks Group | Energen Biogas | Cumbernauld Bioplant | 3A Dunnswood Road | Cumbernauld | North Lanarkshire | G67 3EN | Scotland | 277889 | 676918 | Cumbernauld | data not applicable | OLD INNS (11kV) | 11 | SP Distribution Ltd | Biofuel - Landfill gas | Steam-gas turbine (CCGT) | No | 0 | 0 | 2 | data not applicable | data not applicable | No | 0 | 0 | 0 | data not applicable | data not applicable | No | 0 | 0 | 0 | No | Connected | 2 | 2 | 2.1053 | 0 | 0 | 42813 | data not applicable | data not applicable | data not applicable | data not applicable | data not applicable | data not available | data not available | N | N | data not available | N | data not available | data not available | 44088 | data not available | 310
Data Not Applicable | [5 empty] | Data Not Available | Greenfield Produce BESS | Greenfield Produce BESS | Cemetery Lane | Carlton | Wakefield | West Yorkshire | WF3 3QT | England | 433575 | 426926 | Skelton Grange | Greenfield Produce BESS | Greenfield Produce BESS Direct | 132 | Northern Powergrid (Yorkshire) plc | Stored Energy (all stored energy irrespective of the original energy source) | Storage - Electrochemical Classic Batteries -Lithium Ion (Li–ion) | No | Data Not Available | Data Not Available | 49.9 | Data Not Available | Data Not Available | Data Not Available | Data Not Available | Data Not Available | Data Not Available | Data Not Available | Data Not Available | Data Not Available | Data Not Available | Data Not Available | Data Not Available | No | Accepted To Connect | Data Not Applicable | Data Not Applicable | Data Not Applicable | Data Not Applicable | Data Not Applicable | Data Not Applicable | 49.9 | 49.9 | 52.526 | Data Not Available | Data Not Available | 2022-05-17 00:00:00 | Data Not Available | Data Not Available | Data Not Available | Data Not Available | Data Not Available | Data Not Available | Data Not Available | 2022-06-21 | 53.737645308760975, -1.4924789200846436 | 2022-05-17 |  | Leeds
Data Not Applicable | [5 empty] | Data Not Available | Fordoles Farm PV | Fordoles Farm PV | Fordoles Farm | Marsh Hill | Rotherham | South Yorkshire | S66 7RN | England | 451213 | 394152 | Thurcroft | Thurcroft | Fordoles Farm PV | 66 | Northern Powergrid (Yorkshire) plc | Solar | Photovoltaic | No | Data Not Applicable | Data Not Applicable | 35 | Data Not Available | Data Not Available | Data Not Available | Data Not Available | Data Not Available | Data Not Available | Data Not Available | Data Not Available | Data Not Available | Data Not Available | Data Not Available | Data Not Available | No | Accepted To Connect | Data Not Applicable | Data Not Applicable | Data Not Applicable | Data Not Applicable | Data Not Applicable | Data Not Applicable | 35 | 35 | 36.842 | Data Not Available | Data Not Available | 2022-01-05 00:00:00 | Data Not Available | Data Not Available | Data Not Available | Data Not Available | Data Not Available | Data Not Available | Data Not Available | 2022-06-21 | 53.441660584552636, -1.2304758317041988 | 2022-01-05 |  | Doncaster
Data Not Available | [5 empty] | Data Not Available | Shaw Lane Landfill | Shaw Lane Landfill | Data Not Available | Data Not Available | Data Not Available | Data Not Available | Data Not Available | England | 426165 | 427536 | Kirkstall B | Beeston Royds 132/33kV | Morley | 11 | Northern Powergrid (Yorkshire) plc | Other | Other | No | Data Not Applicable | Data Not Applicable | 1.48 | Data Not Available | Data Not Available | Data Not Available | Data Not Available | Data Not Available | Data Not Available | Data Not Available | Data Not Available | Data Not Available | Data Not Available | Data Not Available | Data Not Available | No | Connected | 1.48 | 1.48 | 1.558 | Data Not Available | Data Not Available | Data Not Available | Data Not Applicable | Data Not Applicable | 1.558 | Data Not Applicable | Data Not Applicable | Data Not Available | Data Not Available | Data Not Available | Data Not Available | Data Not Available | Data Not Available | Data Not Available | Data Not Available | 2017-03-08 | 53.74355067585547, -1.6047603690676477 |  |  | Leeds
Data Not Applicable | [5 empty] | Data Not Available | Aura Power | Aura Power | Hales Lane | Drax | Selby | North Yorkshire | YO8 8PL | England | 466979 | 426047 | Drax | Aura Power | Aura Power Direct | 132 | Northern Powergrid (Yorkshire) plc | Stored Energy (all stored energy irrespective of the original energy source) | Storage - Electrochemical Classic Batteries -Lithium Ion (Li–ion) | No | Data Not Available | Data Not Available | 120 | Data Not Available | Data Not Available | Data Not Available | Data Not Available | Data Not Available | Data Not Available | Data Not Available | Data Not Available | Data Not Available | Data Not Available | Data Not Available | Data Not Available | No | Accepted To Connect | Data Not Applicable | Data Not Applicable | Data Not Applicable | Data Not Applicable | Data Not Applicable | Data Not Applicable | 120 | 120 | 126.316 | Data Not Available | Data Not Available | 2021-07-15 00:00:00 | Data Not Available | Data Not Available | Data Not Available | Data Not Available | Data Not Available | Data Not Available | Data Not Available | 2021-08-10 | 53.72653322698135, -0.9863269748767256 | 2021-07-15 |  | North Yorkshire
Data Not Applicable | [5 empty] | Data Not Available | WF4 Manor Farm PV | WF4 Manor Farm PV | Land at Manor Farm | Notton | Royston | South Yorkshire | S71 4BG | England | 437422 | 412601 | Ferrybridge A | Ferrybridge A | WF4 Manor Farm PV | 66 | Northern Powergrid (Yorkshire) plc | Solar | Photovoltaic | No | Data Not Applicable | Data Not Applicable | 30 | Data Not Available | Data Not Available | Data Not Available | Data Not Available | Data Not Available | Data Not Available | Data Not Available | Data Not Available | Data Not Available | Data Not Available | Data Not Available | Data Not Available | No | Accepted To Connect | Data Not Applicable | Data Not Applicable | Data Not Applicable | Data Not Applicable | Data Not Applicable | Data Not Applicable | 30 | 30 | 31.579 | Data Not Available | Data Not Available | 2022-09-20 00:00:00 | Data Not Available | Data Not Available | Data Not Available | Data Not Available | Data Not Available | Data Not Available | Data Not Available | 2022-10-11 | 53.60863539490101, -1.4358828137722646 | 2022-09-20 |  | Wakefield
Data Not Applicable | [5 empty] | Data Not Available | Croft Farm | Croft Farm | Croft Farm | Askern Road | Doncaster | South Yorkshire | DN6 8DE | England | 454518 | 409801 | West Melton / Thorpe Marsh | Doncaster B/Thorpe Marsh | Brodsworth | 11 | Northern Powergrid (Yorkshire) plc | Solar | Photovoltaic | No | Data Not Applicable | Data Not Applicable | 2 | Data Not Available | Data Not Available | Data Not Available | Data Not Available | Data Not Available | Data Not Available | Data Not Available | Data Not Available | Data Not Available | Data Not Available | Data Not Available | Data Not Available | No | Accepted To Connect | Data Not Applicable | Data Not Applicable | Data Not Applicable | Data Not Applicable | Data Not Applicable | Data Not Applicable | 2 | 2 | 2.105 | Data Not Available | Data Not Available | 2022-11-02 00:00:00 | Data Not Available | Data Not Available | Data Not Available | Data Not Available | Data Not Available | Data Not Available | Data Not Available | 2022-12-12 | 53.58197470938254, -1.1780095001457347 | 2022-11-02 |  | Doncaster
Data Not Applicable | [5 empty] | Data Not Available | LL363 Morley | LL363 Morley | LL363-Morley | Wakefield Road | Leeds | West Yorkshire | LS27 7HJ | England | 424620 | 427956 | Kirkstall B | Beeston Royds 132/33kV | Gildersome | 11 | Northern Powergrid (Yorkshire) plc | Stored Energy (all stored energy irrespective of the original energy source) | Storage - Electrochemical Classic Batteries -Lithium Ion (Li–ion) | No | Data Not Available | Data Not Available | 6 | Data Not Available | Data Not Available | Data Not Available | Data Not Available | Data Not Available | Data Not Available | Data Not Available | Data Not Available | Data Not Available | Data Not Available | Data Not Available | Data Not Available | No | Accepted To Connect | Data Not Applicable | Data Not Applicable | Data Not Applicable | Data Not Applicable | Data Not Applicable | Data Not Applicable | 6 | 6 | 6.316 | Data Not Available | Data Not Available | 2022-11-07 00:00:00 | Data Not Available | Data Not Available | Data Not Available | Data Not Available | Data Not Available | Data Not Available | Data Not Available | 2022-12-12 | 53.747400474472464, -1.628152080766286 | 2022-11-07 |  | Leeds
Data Not Applicable | [5 empty] | Data Not Available | Ardagh Glass Solar | Ardagh Glass Solar | ARDAGH GLASS LTD | HEADLANDS LANE | KNOTTINGLEY | West Yorkshire | WF11 0HP | England | 449401 | 422955 | Ferrybridge A | Ferrybridge A | Ardagh Glass Solar | 66 | Northern Powergrid (Yorkshire) plc | Solar | Photovoltaic | No | Data Not Applicable | Data Not Applicable | 40 | Data Not Available | Data Not Available | Data Not Available | Data Not Available | Data Not Available | Data Not Available | Data Not Available | Data Not Available | Data Not Available | Data Not Available | Data Not Available | Data Not Available | No | Accepted To Connect | Data Not Applicable | Data Not Applicable | Data Not Applicable | Data Not Applicable | Data Not Applicable | Data Not Applicable | 40 | 40 | 42.105 | Data Not Available | Data Not Available | 2022-10-07 00:00:00 | Data Not Available | Data Not Available | Data Not Available | Data Not Available | Data Not Available | Data Not Available | Data Not Available | 2022-11-07 | 53.70070118822328, -1.2532065722531152 | 2022-10-07 |  | Wakefield
Data Not Applicable | [5 empty] | Data Not Available | Peat Dyke Farm BESS | Peat Dyke Farm BESS | Land at Peat Dyke Farm | Stream Head | Bradford | West Yorkshire | BD13 3RU | England | 408818 | 434554 | Bradford West | Peat Dyke Farm BESS | Peat Dyke Farm BESS Direct | 132 | Northern Powergrid (Yorkshire) plc | Stored Energy (all stored energy irrespective of the original energy source) | Storage - Electrochemical Classic Batteries -Lithium Ion (Li–ion) | No | Data Not Available | Data Not Available | 100 | Data Not Available | Data Not Available | Data Not Available | Data Not Available | Data Not Available | Data Not Available | Data Not Available | Data Not Available | Data Not Available | Data Not Available | Data Not Available | Data Not Available | No | Accepted To Connect | Data Not Applicable | Data Not Applicable | Data Not Applicable | Data Not Applicable | Data Not Applicable | Data Not Applicable | 100 | 100 | 105.263 | Data Not Available | Data Not Available | 2022-10-28 00:00:00 | Data Not Available | Data Not Available | Data Not Available | Data Not Available | Data Not Available | Data Not Available | Data Not Available | 2022-11-07 | 53.807206353272036, -1.867579245059161 | 2022-10-28 |  | Bradford
Data Not Applicable | [5 empty] | Data Not Available | MITCHELLS INDUSTRIAL PARK BESS | MITCHELLS INDUSTRIAL PARK BESS | Land at Mitchells Ind Park | Wombwell | Barnsley | South Yorkshire | S73 8HR | England | 439229 | 404159 | West Melton Section 3 | West Melton Section 3 | Mitchells Industrial Park BESS | 66 | Northern Powergrid (Yorkshire) plc | Stored Energy (all stored energy irrespective of the original energy source) | Storage - Electrochemical Classic Batteries -Lithium Ion (Li–ion) | No | Data Not Available | Data Not Available | 26 | Data Not Available | Data Not Available | Data Not Available | Data Not Available | Data Not Available | Data Not Available | Data Not Available | Data Not Available | Data Not Available | Data Not Available | Data Not Available | Data Not Available | No | Accepted To Connect | Data Not Applicable | Data Not Applicable | Data Not Applicable | Data Not Applicable | Data Not Applicable | Data Not Applicable | 26 | 26 | 27.368 | Data Not Available | Data Not Available | 2022-10-18 00:00:00 | Data Not Available | Data Not Available | Data Not Available | Data Not Available | Data Not Available | Data Not Available | Data Not Available | 2022-11-05 | 53.53262843454171, -1.4096309231409188 | 2022-10-18 |  | Barnsley
Data Not Applicable | [5 empty] | Data Not Available | Dorehouse Buisness Park | Dorehouse Buisness Park | Dorehouse | Buisness Park | Sheffield | South Yorkshire | S13 9LL | England | 438185 | 388383 | West Melton / Thorpe Marsh | Attercliffe | Dorehouse Buisness Park | 33 | Northern Powergrid (Yorkshire) plc | Stored Energy (all stored energy irrespective of the original energy source) | Storage - Electrochemical Classic Batteries -Lithium Ion (Li–ion) | No | Data Not Available | Data Not Available | 40 | Data Not Available | Data Not Available | Data Not Available | Data Not Available | Data Not Available | Data Not Available | Data Not Available | Data Not Available | Data Not Available | Data Not Available | Data Not Available | Data Not Available | No | Accepted To Connect | Data Not Applicable | Data Not Applicable | Data Not Applicable | Data Not Applicable | Data Not Applicable | Data Not Applicable | 40 | 40 | 42.105 | Data Not Available | Data Not Available | 2022-09-09 00:00:00 | Data Not Available | Data Not Available | Data Not Available | Data Not Available | Data Not Available | Data Not Available | Data Not Available | 2022-10-11 | 53.390910230780925, -1.4272911940451534 | 2022-09-09 |  | Sheffield
Data Not Applicable | [5 empty] | Data Not Available | Solar Works Calder Street | Solar Works Calder Street | Solar Works | Calder Street | Halifax | West Yorkshire | HX4 8AQ | England | 409798 | 421295 | Elland | Sowerby Bridge 132/33kV | Salterhebble | 11 | Northern Powergrid (Yorkshire) plc | Solar | Photovoltaic | No | Data Not Applicable | Data Not Applicable | 1.3 | Data Not Available | Data Not Available | Data Not Available | Data Not Available | Data Not Available | Data Not Available | Data Not Available | Data Not Available | Data Not Available | Data Not Available | Data Not Available | Data Not Available | No | Accepted To Connect | Data Not Applicable | Data Not Applicable | Data Not Applicable | Data Not Applicable | Data Not Applicable | Data Not Applicable | 1.3 | 1.3 | 1.368 | Data Not Available | Data Not Available | 2022-09-28 00:00:00 | Data Not Available | Data Not Available | Data Not Available | Data Not Available | Data Not Available | Data Not Available | Data Not Available | 2022-10-11 | 53.68801712152878, -1.8531133864449543 | 2022-09-28 |  | Calderdale
Data Not Applicable | [5 empty] | Data Not Available | Warren Farm BESS | Warren Farm BESS | Wise Warren Farm | Warren Lane | Tadcaster | North Yorkshire | LS24 9NU | England | 444512 | 442299 | Ferrybridge B | Bramham | Warren Farm BESS | 33 | Northern Powergrid (Yorkshire) plc | Stored Energy (all stored energy irrespective of the original energy source) | Storage - Electrochemical Classic Batteries -Lithium Ion (Li–ion) | No | Data Not Available | Data Not Available | 35 | Data Not Available | Data Not Available | Data Not Available | Data Not Available | Data Not Available | Data Not Available | Data Not Available | Data Not Available | Data Not Available | Data Not Available | Data Not Available | Data Not Available | No | Accepted To Connect | Data Not Applicable | Data Not Applicable | Data Not Applicable | Data Not Applicable | Data Not Applicable | Data Not Applicable | 35 | 35 | 36.842 | 35 | 36.842 | 2022-06-30 00:00:00 | Data Not Available | Data Not Available | Data Not Available | Data Not Available | Data Not Available | Data Not Available | Data Not Available | 2022-07-08 | 53.87499098563765, -1.3244675903840906 | 2022-06-30 |  | Leeds
2394000103999 | [5 empty] | Data Not Available | Ottringham Solar Farm (Patrington Road) | Ottringham Solar Farm (Patrington Road) | Patrington Road | Ottringham | Hull | North Yorkshire | HU12 0AD | England | 527508 | 424201 | Saltend North | Hull East 132/33kV | Patrington Road | 11 | Northern Powergrid (Yorkshire) plc | Solar | Photovoltaic | No | Data Not Applicable | Data Not Applicable | 4.75 | Data Not Available | Data Not Available | Data Not Available | Data Not Available | Data Not Available | Data Not Available | Data Not Available | Data Not Available | Data Not Available | Data Not Available | Data Not Available | Data Not Available | No | Connected | 4.75 | 4.75 | 5 | Data Not Available | Data Not Available | 2014-08-08 00:00:00 | Data Not Applicable | Data Not Applicable | 5 | Data Not Applicable | Data Not Applicable | Data Not Available | Data Not Available | Data Not Available | Data Not Available | Data Not Available | Data Not Available | Data Not Available | Data Not Available | 2017-03-08 | 53.69868497457265, -0.07012959733750922 |  | 2014-08-08 | East Riding of Yorkshire
Data Not Applicable | [5 empty] | Data Not Available | Silverwood Solar Farm | Silverwood Solar Farm | Silverwood Colliery | Hollings Lane | Thrybergh | West Yorkshire | S60 1RU | England | 442808 | 393463 | Thurcroft | Thurcroft | Silverwood Solar Farm | 66 | Northern Powergrid (Yorkshire) plc | Solar | Photovoltaic | No | Data Not Applicable | Data Not Applicable | 35 | Data Not Available | Data Not Available | Data Not Available | Data Not Available | Data Not Available | Data Not Available | Data Not Available | Data Not Available | Data Not Available | Data Not Available | Data Not Available | Data Not Available | No | Accepted To Connect | Data Not Applicable | Data Not Applicable | Data Not Applicable | Data Not Applicable | Data Not Applicable | Data Not Applicable | 35 | 35 | 36.842 | Data Not Available | Data Not Available | 2022-05-06 00:00:00 | Data Not Available | Data Not Available | Data Not Available | Data Not Available | Data Not Available | Data Not Available | Data Not Available | 2024-05-08 | 53.436215633275744, -1.3570935123326147 | 2022-05-06 |  | Rotherham
2394200269454 | [5 empty] | 2380001164999 | Cranswick Sherburn PV | Cranswick Sherburn PV | Cranswick Sherburn - Main Building | Seafox Court | Sherburn In Elmet | West Yorkshire | LS25 6PL | England | 451305 | 433297 | Ferrybridge B | Bramham | Sherburn | 11 | Northern Powergrid (Yorkshire) plc | Solar | Photovoltaic | No | Data Not Applicable | Data Not Applicable | 2.3 | Data Not Available | Data Not Available | Data Not Available | Data Not Available | Data Not Available | Data Not Available | Data Not Available | Data Not Available | Data Not Available | Data Not Available | Data Not Available | Data Not Available | No | Connected | 2.3 | 0.55 | 0.579 | Data Not Available | Data Not Available | 2023-06-30 00:00:00 | Data Not Applicable | Data Not Applicable | 2.421 | Data Not Applicable | Data Not Applicable | 2022-11-11 00:00:00 | Data Not Available | Data Not Available | Data Not Available | Data Not Available | Data Not Available | Data Not Available | Data Not Available | 2023-09-13 | 53.793463707343975, -1.2226565799382718 | 2022-11-11 | 2023-06-30 | North Yorkshire
Data Not Applicable | [5 empty] | Data Not Available | Drax Village BESS | Drax Village BESS | Land north of the a645 | drax village | Selby | West Yorkshire | YO8 8FP | England | 466523 | 426624 | Camblesforth | Camblesforth | Drax Village BESS | 66 | Northern Powergrid (Yorkshire) plc | Stored Energy (all stored energy irrespective of the original energy source) | Storage - Electrochemical Classic Batteries -Lithium Ion (Li–ion) | No | Data Not Available | Data Not Available | 60 | Data Not Available | Data Not Available | Data Not Available | Data Not Available | Data Not Available | Data Not Available | Data Not Available | Data Not Available | Data Not Available | Data Not Available | Data Not Available | Data Not Available | No | Accepted To Connect | Data Not Applicable | Data Not Applicable | Data Not Applicable | Data Not Applicable | Data Not Applicable | Data Not Applicable | 60 | 60 | 63.158 | Data Not Available | Data Not Available | 2022-09-30 00:00:00 | Data Not Available | Data Not Available | Data Not Available | Data Not Available | Data Not Available | Data Not Available | Data Not Available | 2024-05-08 | 53.73177677718671, -0.993113189737073 | 2022-09-30 |  | North Yorkshire
Data Not Applicable | [5 empty] | Data Not Available | Owlers Farm Solar Farm | Owlers Farm Solar Farm | Owlers Farm | Wakefield Road | Ossett | West Yorkshire | S72 7BN | England | 440358 | 409027 | Skelton Grange | Wakefield North | Owlers Farm Solar Farm | 33 | Northern Powergrid (Yorkshire) plc | Solar | Photovoltaic | No | Data Not Applicable | Data Not Applicable | 20 | Data Not Available | Data Not Available | Data Not Available | Data Not Available | Data Not Available | Data Not Available | Data Not Available | Data Not Available | Data Not Available | Data Not Available | Data Not Available | Data Not Available | No | Accepted To Connect | Data Not Applicable | Data Not Applicable | Data Not Applicable | Data Not Applicable | Data Not Applicable | Data Not Applicable | 20 | 20 | 21.053 | Data Not Available | Data Not Available | 2022-09-15 00:00:00 | Data Not Available | Data Not Available | Data Not Available | Data Not Available | Data Not Available | Data Not Available | Data Not Available | 2024-05-08 | 53.57629586749, -1.391972324833402 | 2022-09-15 |  | Barnsley
Data Not Applicable | [5 empty] | Data Not Available | Bluebell Battery Bank | Springfield Farm | Springfield Farm | Weeland Road | Goole | West Yorkshire | DN14 0RL | England | 457525 | 423108 | Ferrybridge B | Bluebell Battery Bank | Bluebell Battery Bank Direct | 132 | Northern Powergrid (Yorkshire) plc | Stored Energy (all stored energy irrespective of the original energy source) | Storage - Electrochemical Classic Batteries -Lithium Ion (Li–ion) | No | Data Not Available | Data Not Available | 240 | Data Not Available | Data Not Available | Data Not Available | Data Not Available | Data Not Available | Data Not Available | Data Not Available | Data Not Available | Data Not Available | Data Not Available | Data Not Available | Data Not Available | No | Accepted To Connect | Data Not Applicable | Data Not Applicable | Data Not Applicable | Data Not Applicable | Data Not Applicable | Data Not Applicable | 240 | 240 | 252.632 | Data Not Available | Data Not Available | 2022-12-07 00:00:00 | Data Not Available | Data Not Available | Data Not Available | Data Not Available | Data Not Available | Data Not Available | Data Not Available | 2024-05-08 | 53.70124629026892, -1.130139534614634 | 2022-12-07 |  | North Yorkshire
Data Not Applicable | [5 empty] | Data Not Available | Beelsby Hall Hybrid | Beelsby Hall Hybrid | Beelsby Hall | Bradley Road | Waltham | West Yorkshire | S36 8WR | England | 426413 | 400561 | Grimsby West | Beelsby Hall Hybrid | Beelsby Hall Hybrid Direct | 132 | Northern Powergrid (Yorkshire) plc | Solar | Photovoltaic | No | Data Not Applicable | Data Not Applicable | 35 | Storage - Electrochemical Classic Batteries -Lithium Ion (Li–ion) | Storage - Electrochemical Classic Batteries -Lithium Ion (Li–ion) | No | Data Not Available | Data Not Available | 10 | Data Not Available | Data Not Available | Data Not Available | Data Not Available | Data Not Available | Data Not Available | No | Accepted To Connect | Data Not Applicable | Data Not Applicable | Data Not Applicable | Data Not Applicable | Data Not Applicable | Data Not Applicable | 45 | 45 | 47.368 | Data Not Available | Data Not Available | 2022-04-14 00:00:00 | Data Not Available | Data Not Available | Data Not Available | Data Not Available | Data Not Available | Data Not Available | Data Not Available | 2024-12-19 | 53.501086824612884, -1.6032787775025867 | 2022-04-14 |  | Barnsley
Data Not Applicable | [5 empty] | Data Not Available | Youngs Seafood CHP | Youngs Seafood CHP | Young's Seafood | Marsdens Road | Grimsby | Lincolnshire | DN37 0XA | England | 524865 | 403668 | Grimsby West | Moss Road | Marsden Road | 11 | Northern Powergrid (Yorkshire) plc | Fossil - Gas | Steam-gas turbine (CCGT) | Yes | Data Not Applicable | Data Not Applicable | 5 | Data Not Available | Data Not Available | Data Not Available | Data Not Available | Data Not Available | Data Not Available | Data Not Available | Data Not Available | Data Not Available | Data Not Available | Data Not Available | Data Not Available | No | Accepted To Connect | Data Not Applicable | Data Not Applicable | Data Not Applicable | Data Not Applicable | Data Not Applicable | Data Not Applicable | 5 | 5 | 5.263 | Data Not Available | Data Not Available | 2022-04-12 00:00:00 | Data Not Available | Data Not Available | Data Not Available | Data Not Available | Data Not Available | Data Not Available | Data Not Available | 2024-05-08 | 53.51486734680945, -0.11835740506102138 | 2022-04-12 |  | North East Lincolnshire
Data Not Applicable | [5 empty] | Data Not Available | Woodhouse Solar Farm | Woodhouse Solar Farm | Woodhouse Farm | Northern area of site 2 Land at Swine | Hull | West Yorkshire | LS25 3AU | England | 443363 | 438840 | Creyke Beck | Bransholme | Woodhouse Solar Farm | 33 | Northern Powergrid (Yorkshire) plc | Solar | Photovoltaic | No | Data Not Applicable | Data Not Applicable | 41.04 | Data Not Available | Data Not Available | Data Not Available | Data Not Available | Data Not Available | Data Not Available | Data Not Available | Data Not Available | Data Not Available | Data Not Available | Data Not Available | Data Not Available | No | Accepted To Connect | Data Not Applicable | Data Not Applicable | Data Not Applicable | Data Not Applicable | Data Not Applicable | Data Not Applicable | 41.04 | 41.04 | 43.2 | Data Not Available | Data Not Available | 2021-09-07 00:00:00 | Data Not Available | Data Not Available | Data Not Available | Data Not Available | Data Not Available | Data Not Available | Data Not Available | 2024-05-08 | 53.8440010551139, -1.3424297200186284 | 2021-09-07 |  | Leeds
Data Not Applicable | [5 empty] | 2380000837980 | Next Units 2 & 3 Solar | Next Units 2 & 3 | Units 2 & 3 | Farfield Park | Rotherham | South Yorkshire | S63 5DF | England | 445130 | 401317 | West Melton Section 3 | West Melton | Dearne Road | 11 | Northern Powergrid (Yorkshire) plc | Solar | Photovoltaic | No | Data Not Applicable | Data Not Applicable | 3.2 | Data Not Available | Data Not Available | Data Not Available | Data Not Available | Data Not Available | Data Not Available | Data Not Available | Data Not Available | Data Not Available | Data Not Available | Data Not Available | Data Not Available | No | Accepted To Connect | Data Not Applicable | Data Not Applicable | Data Not Applicable | Data Not Applicable | Data Not Applicable | Data Not Applicable | 3.2 | 3.2 | 3.368 | 6.65 | 7 | 2024-04-18 00:00:00 | Data Not Available | Data Not Available | Data Not Available | Data Not Available | Data Not Available | Data Not Available | Data Not Available | 2024-08-20 | 53.506612827343595, -1.321018619464952 | 2024-04-18 |  | Rotherham
Data Not Available | [5 empty] | Data Not Available | Sheffield Arts Block | Sheffield Arts Block | Arts Tower | Sheffield Unversity | Sheffield | South Yorkshire | S10 2TN | England | 434022 | 387365 | Sheffield City | Sheffield City | Victoria Street | 11 | Northern Powergrid (Yorkshire) plc | Fossil - Gas | Steam turbine (thermal power plant) | Yes | Data Not Applicable | Data Not Applicable | 2.2 | Data Not Available | Data Not Available | Data Not Available | Data Not Available | Data Not Available | Data Not Available | Data Not Available | Data Not Available | Data Not Available | Data Not Available | Data Not Available | Data Not Available | No | Connected | 2.2 | 2.5 | 2.632 | Data Not Available | Data Not Available | Data Not Available | Data Not Applicable | Data Not Applicable | 2.316 | Data Not Applicable | Data Not Applicable | 2017-05-09 00:00:00 | Data Not Available | Data Not Available | Data Not Available | Data Not Available | Data Not Available | Data Not Available | Data Not Available | 2017-06-05 | 53.38204391507722, -1.4899950641562867 | 2017-05-09 |  | Sheffield
Data Not Applicable | [5 empty] | Data Not Available | Peacock Estate PV | Peacock Avenue | Peacock Avenue | Peacock Avenue | Castleford | West Yorkshire | WF2 0EG | England | 431651 | 421290 | Skelton Grange | Wakefield North | Alverthorpe Road | 0.4 | Northern Powergrid (Yorkshire) plc | Solar | Photovoltaic | No | Data Not Applicable | Data Not Applicable | 1.027 | Data Not Available | Data Not Available | Data Not Available | Data Not Available | Data Not Available | Data Not Available | Data Not Available | Data Not Available | Data Not Available | Data Not Available | Data Not Available | Data Not Available | No | Accepted To Connect | Data Not Applicable | Data Not Applicable | Data Not Applicable | Data Not Applicable | Data Not Applicable | Data Not Applicable | 1.027 | 1.027 | 1.081 | 0.057 | 0.06 | 2024-07-02 00:00:00 | Data Not Available | Data Not Available | Data Not Available | Data Not Available | Data Not Available | Data Not Available | Data Not Available | 2024-08-07 | 53.68711012629623, -1.5222197476071233 | 2024-07-02 |  | Wakefield
Data Not Applicable | [5 empty] | Data Not Available | Fletchers Bakery Hybrid | Fletchers Bakery Hybrid | Fletchers Bakery | 2 Clay Wheels Lane | Sheffield | West Yorkshire | BD23 3BT | England | 398177 | 450774 | Neepsend | Neepsend | Claywheels Lane | 11 | Northern Powergrid (Yorkshire) plc | Fossil - Gas | Steam-gas turbine (CCGT) | Yes | Data Not Applicable | Data Not Applicable | 1.5 | Photovoltaic | Photovoltaic | No | Data Not Applicable | Data Not Applicable | 0.55 | Data Not Available | Data Not Available | Data Not Available | Data Not Available | Data Not Available | Data Not Available | No | Accepted To Connect | Data Not Applicable | Data Not Applicable | Data Not Applicable | Data Not Applicable | Data Not Applicable | Data Not Applicable | 2.05 | 2.05 | 2.158 | Data Not Available | Data Not Available | 2023-06-14 00:00:00 | Data Not Available | Data Not Available | Data Not Available | Data Not Available | Data Not Available | Data Not Available | Data Not Available | 2024-12-19 | 53.95305815100716, -2.029266590565386 | 2023-06-14 |  | North Yorkshire
Data Not Applicable | [5 empty] | Data Not Available | NEL Suggit BESS | NEL Suggit BESS | Land off Staithes Road | Staithes Road | Hull | East Riding of Yorkshire | HU12 8TN | England | 517284 | 430306 | Saltend North | NEL Suggit BESS | NEL Suggit BESS Direct | 132 | Northern Powergrid (Yorkshire) plc | Stored Energy (all stored energy irrespective of the original energy source) | Storage - Electrochemical Classic Batteries -Lithium Ion (Li–ion) | No | Data Not Available | Data Not Available | 240 | Data Not Available | Data Not Available | Data Not Available | Data Not Available | Data Not Available | Data Not Available | Data Not Available | Data Not Available | Data Not Available | Data Not Available | Data Not Available | Data Not Available | No | Accepted To Connect | Data Not Applicable | Data Not Applicable | Data Not Applicable | Data Not Applicable | Data Not Applicable | Data Not Applicable | 240 | 240 | 252.632 | Data Not Available | Data Not Available | 2023-12-28 00:00:00 | Data Not Available | Data Not Available | Data Not Available | Data Not Available | Data Not Available | Data Not Available | Data Not Available | 2024-01-12 | 53.75592444184203, -0.22259390129766032 | 2023-12-28 |  | East Riding of Yorkshire
Data Not Applicable | [5 empty] | Data Not Available | Ecclesfield BESS | Ecclesfield BESS | Loicher Lane | Ecclesfield | Sheffield | South Yorkshire | DN12 2AP | England | 450475 | 395947 | West Melton Section 3 | West Melton | Ecclesfield | 11 | Northern Powergrid (Yorkshire) plc | Stored Energy (all stored energy irrespective of the original energy source) | Storage - Electrochemical Classic Batteries -Lithium Ion (Li–ion) | No | Data Not Available | Data Not Available | 9 | Data Not Available | Data Not Available | Data Not Available | Data Not Available | Data Not Available | Data Not Available | Data Not Available | Data Not Available | Data Not Available | Data Not Available | Data Not Available | Data Not Available | No | Accepted To Connect | Data Not Applicable | Data Not Applicable | Data Not Applicable | Data Not Applicable | Data Not Applicable | Data Not Applicable | 9 | 9 | 9.474 | 8.55 | 9 | 2023-11-17 00:00:00 | Data Not Available | Data Not Available | Data Not Available | Data Not Available | Data Not Available | Data Not Available | Data Not Available | 2024-09-10 | 53.45786451483903, -1.2412976941891696 | 2023-11-17 |  | Doncaster
Data Not Applicable | [5 empty] | Data Not Available | JDF Farm BESS | JDF Farm BESS | JDF Farm | Morthern | Rotherham | South Yorkshire | S66 9AY | England | 448421 | 388507 | Thurcroft | Thurcroft | JDF Farm BESS | 66 | Northern Powergrid (Yorkshire) plc | Stored Energy (all stored energy irrespective of the original energy source) | Storage - Electrochemical Classic Batteries -Lithium Ion (Li–ion) | No | Data Not Available | Data Not Available | 105.26 | Data Not Available | Data Not Available | Data Not Available | Data Not Available | Data Not Available | Data Not Available | Data Not Available | Data Not Available | Data Not Available | Data Not Available | Data Not Available | Data Not Available | No | Accepted To Connect | Data Not Applicable | Data Not Applicable | Data Not Applicable | Data Not Applicable | Data Not Applicable | Data Not Applicable | 105.26 | 105.26 | 110.8 | Data Not Available | Data Not Available | 2023-10-26 00:00:00 | Data Not Available | Data Not Available | Data Not Available | Data Not Available | Data Not Available | Data Not Available | Data Not Available | 2023-10-12 | 53.391187655258335, -1.273369516085721 | 2023-10-26 |  | Rotherham
Data Not Applicable | [5 empty] | Data Not Available | Ladysmith Road CHP | Ladysmith Road CHP | Christian Salvesen Food Services | Ladysmith Road | Grimsby | West Yorkshire | WF9 3AP | England | 445676 | 410667 | Grimsby West | Humberston | Convamore Road | 11 | Northern Powergrid (Yorkshire) plc | Fossil - Gas | Steam-gas turbine (CCGT) | Yes | Data Not Applicable | Data Not Applicable | 1.5 | Data Not Available | Data Not Available | Data Not Available | Data Not Available | Data Not Available | Data Not Available | Data Not Available | Data Not Available | Data Not Available | Data Not Available | Data Not Available | Data Not Available | No | Accepted To Connect | Data Not Applicable | Data Not Applicable | Data Not Applicable | Data Not Applicable | Data Not Applicable | Data Not Applicable | 1.5 | 1.5 | 1.579 | Data Not Available | Data Not Available | 2021-03-19 00:00:00 | Data Not Available | Data Not Available | Data Not Available | Data Not Available | Data Not Available | Data Not Available | Data Not Available | 2024-05-08 | 53.59060065342986, -1.3114247131351944 | 2021-03-19 |  | Wakefield
Data Not Applicable | [5 empty] | Data Not Available | Chesterfield Energy Storage Plant | Chesterfield Energy Storage Plant | Chesterfield Road | Swallownest | Sheffield | North Yorkshire | S26 4XB | England | 444079 | 385287 | Thurcroft | Thurcroft | Beighton | 66 | Northern Powergrid (Yorkshire) plc | Stored Energy (all stored energy irrespective of the original energy source) | Storage - Electrochemical Classic Batteries -Lithium Ion (Li–ion) | No | Data Not Available | Data Not Available | 20.9 | Data Not Available | Data Not Available | Data Not Available | Data Not Available | Data Not Available | Data Not Available | Data Not Available | Data Not Available | Data Not Available | Data Not Available | Data Not Available | Data Not Available | No | Accepted To Connect | Data Not Applicable | Data Not Applicable | Data Not Applicable | Data Not Applicable | Data Not Applicable | Data Not Applicable | 20.9 | 20.9 | 22 | Data Not Available | Data Not Available | 2023-10-13 00:00:00 | Data Not Available | Data Not Available | Data Not Available | Data Not Available | Data Not Available | Data Not Available | Data Not Available | 2023-10-12 | 53.36262563343031, -1.339102178545469 | 2023-10-13 |  | Rotherham
Data Not Applicable | [5 empty] | Data Not Available | Doughty Road PV | Doughty Road PV | Doughty Road | Doughty Road | Grimsby | Lincolnshire | DN32 0LL | England | 527094 | 409291 | Grimsby West | Moss Road | Doughty Road | 33 | Northern Powergrid (Yorkshire) plc | Solar | Photovoltaic | No | Data Not Applicable | Data Not Applicable | 10.8 | Data Not Available | Data Not Available | Data Not Available | Data Not Available | Data Not Available | Data Not Available | Data Not Available | Data Not Available | Data Not Available | Data Not Available | Data Not Available | Data Not Available | No | Accepted To Connect | Data Not Applicable | Data Not Applicable | Data Not Applicable | Data Not Applicable | Data Not Applicable | Data Not Applicable | 10.8 | 10.8 | 11.368 | Data Not Available | Data Not Available | 2023-10-10 00:00:00 | Data Not Available | Data Not Available | Data Not Available | Data Not Available | Data Not Available | Data Not Available | Data Not Available | 2025-01-17 | 53.56484696485896, -0.08248022001344643 | 2023-10-10 |  | North East Lincolnshire
Data Not Applicable | [5 empty] | Data Not Available | Cooklands Farm | Cooklands Farm | Cooklands Farm | Cooksland Lane | Pontefract | West Yorkshire | WF7 6HA | England | 440018 | 421636 | Ferrybridge B | Cooklands Farm | Cooklands Farm Direct | 132 | Northern Powergrid (Yorkshire) plc | Stored Energy (all stored energy irrespective of the original energy source) | Storage - Electrochemical Classic Batteries -Lithium Ion (Li–ion) | No | Data Not Available | Data Not Available | 50 | Data Not Available | Data Not Available | Data Not Available | Data Not Available | Data Not Available | Data Not Available | Data Not Available | Data Not Available | Data Not Available | Data Not Available | Data Not Available | Data Not Available | No | Accepted To Connect | Data Not Applicable | Data Not Applicable | Data Not Applicable | Data Not Applicable | Data Not Applicable | Data Not Applicable | 50 | 50 | 52.632 | Data Not Available | Data Not Available | 2023-09-12 00:00:00 | Data Not Available | Data Not Available | Data Not Available | Data Not Available | Data Not Available | Data Not Available | Data Not Available | 2023-10-12 | 53.689647816301466, -1.3954897371363943 | 2023-09-12 |  | Wakefield
Data Not Applicable | [5 empty] | Data Not Available | Echoing Hills Solar | Echoing Hills Solar | Echoing Hills Solar | Land on the north side of Eastfield Lane | Sheffield | South Yorkshire | S35 7AY | England | 429395 | 402751 | West Melton Section 3 | Hunshelf | Echoing Hills Solar | 66 | Northern Powergrid (Yorkshire) plc | Solar | Photovoltaic | No | Data Not Applicable | Data Not Applicable | 49.9 | Data Not Available | Data Not Available | Data Not Available | Data Not Available | Data Not Available | Data Not Available | Data Not Available | Data Not Available | Data Not Available | Data Not Available | Data Not Available | Data Not Available | No | Accepted To Connect | Data Not Applicable | Data Not Applicable | Data Not Applicable | Data Not Applicable | Data Not Applicable | Data Not Applicable | 49.9 | 49.9 | 52.526 | Data Not Available | Data Not Available | 2023-09-25 00:00:00 | Data Not Available | Data Not Available | Data Not Available | Data Not Available | Data Not Available | Data Not Available | Data Not Available | 2023-10-12 | 53.52061327082894, -1.5581203298805277 | 2023-09-25 |  | Barnsley
Data Not Applicable | [5 empty] | Data Not Available | Maltby Colliery PV | Maltby Colliery PV | Infinite Energy Services Ltd | Off Tickhill Road | Maltby | South Yorkshire | S66 7QW | England | 454861 | 392308 | Thurcroft | Thurcroft | Maltby Colliery | 66 | Northern Powergrid (Yorkshire) plc | Solar | Photovoltaic | No | Data Not Applicable | Data Not Applicable | 7.5 | Data Not Available | Data Not Available | Data Not Available | Data Not Available | Data Not Available | Data Not Available | Data Not Available | Data Not Available | Data Not Available | Data Not Available | Data Not Available | Data Not Available | No | Accepted To Connect | Data Not Applicable | Data Not Applicable | Data Not Applicable | Data Not Applicable | Data Not Applicable | Data Not Applicable | 7.5 | 7.5 | 7.895 | Data Not Available | Data Not Available | 2023-09-15 00:00:00 | Data Not Available | Data Not Available | Data Not Available | Data Not Available | Data Not Available | Data Not Available | Data Not Available | 2023-10-12 | 53.424721260232694, -1.1758832936099222 | 2023-09-15 |  | Rotherham
Data Not Applicable | [5 empty] | Data Not Available | Magazine BESS | Magazine BESS | Land at the Magazine | Hull Road | Selby | North Yorkshire | YO8 5BA | England | 462939 | 433148 | Drax | Magazine BESS | Magazine BESS Direct | 132 | Northern Powergrid (Yorkshire) plc | Stored Energy (all stored energy irrespective of the original energy source) | Storage - Electrochemical Classic Batteries -Lithium Ion (Li–ion) | No | Data Not Available | Data Not Available | 80 | Data Not Available | Data Not Available | Data Not Available | Data Not Available | Data Not Available | Data Not Available | Data Not Available | Data Not Available | Data Not Available | Data Not Available | Data Not Available | Data Not Available | No | Accepted To Connect | Data Not Applicable | Data Not Applicable | Data Not Applicable | Data Not Applicable | Data Not Applicable | Data Not Applicable | 80 | 80 | 84.211 | Data Not Available | Data Not Available | 2022-06-30 00:00:00 | Data Not Available | Data Not Available | Data Not Available | Data Not Available | Data Not Available | Data Not Available | Data Not Available | 2022-07-06 | 53.79085040472969, -1.046103988622198 | 2022-06-30
Data Not Applicable | [5 empty] | Data Not Available | NEL Limes BESS | NEL Limes BESS | The Limes | Staithes Road | Hull | East Riding of Yorkshire | HU12 8DX | England | 516678 | 429249 | Saltend North | NEL Suggit BESS | NEL Suggit BESS Direct | 132 | Northern Powergrid (Yorkshire) plc | Stored Energy (all stored energy irrespective of the original energy source) | Storage - Electrochemical Classic Batteries -Lithium Ion (Li–ion) | No | Data Not Available | Data Not Available | 200 | Data Not Available | Data Not Available | Data Not Available | Data Not Available | Data Not Available | Data Not Available | Data Not Available | Data Not Available | Data Not Available | Data Not Available | Data Not Available | Data Not Available | No | Accepted To Connect | Data Not Applicable | Data Not Applicable | Data Not Applicable | Data Not Applicable | Data Not Applicable | Data Not Applicable | 200 | 200 | 210.526 | Data Not Available | Data Not Available | 2023-12-22 00:00:00 | Data Not Available | Data Not Available | Data Not Available | Data Not Available | Data Not Available | Data Not Available | Data Not Available | 2024-02-12 | 53.74656450253231, -0.23217925081524518 | 2023-12-22 |  | East Riding of Yorkshire
Data Not Applicable | [5 empty] | Data Not Available | Commonside Farm BESS | Commonside Farm BESS | Commonside Farm | Old Snydale | Pontefract | West Yorkshire | WF7 6HE | England | 440766 | 421074 | Ferrybridge B | Commonside Farm BESS | Commonside Farm BESS Direct | 132 | Northern Powergrid (Yorkshire) plc | Stored Energy (all stored energy irrespective of the original energy source) | Storage - Electrochemical Classic Batteries -Lithium Ion (Li–ion) | No | Data Not Available | Data Not Available | 99.9 | Data Not Available | Data Not Available | Data Not Available | Data Not Available | Data Not Available | Data Not Available | Data Not Available | Data Not Available | Data Not Available | Data Not Available | Data Not Available | Data Not Available | No | Accepted To Connect | Data Not Applicable | Data Not Applicable | Data Not Applicable | Data Not Applicable | Data Not Applicable | Data Not Applicable | 99.9 | 99.9 | 105.158 | Data Not Available | Data Not Available | 2023-10-18 00:00:00 | Data Not Available | Data Not Available | Data Not Available | Data Not Available | Data Not Available | Data Not Available | Data Not Available | 2024-02-12 | 53.684539114201016, -1.3842372555933418 | 2023-10-18 |  | Wakefield
Data Not Applicable | [5 empty] | Data Not Available | Hollies Farm BESS | Hollies Farm BESS | Land At The Hollies Farm | Trentside | Keadby | Lincolnshire | DN17 3EF | England | 483409 | 411758 | Keadby | Hollies Farm BESS | Hollies Farm BESS Direct | 132 | Northern Powergrid (Yorkshire) plc | Stored Energy (all stored energy irrespective of the original energy source) | Storage - Electrochemical Classic Batteries -Lithium Ion (Li–ion) | No | Data Not Available | Data Not Available | 250 | Data Not Available | Data Not Available | Data Not Available | Data Not Available | Data Not Available | Data Not Available | Data Not Available | Data Not Available | Data Not Available | Data Not Available | Data Not Available | Data Not Available | No | Accepted To Connect | Data Not Applicable | Data Not Applicable | Data Not Applicable | Data Not Applicable | Data Not Applicable | Data Not Applicable | 250 | 250 | 263.158 | Data Not Available | Data Not Available | 2023-10-31 00:00:00 | Data Not Available | Data Not Available | Data Not Available | Data Not Available | Data Not Available | Data Not Available | Data Not Available | 2024-02-12 | 53.59576823726554, -0.7412008190928516 | 2023-10-31 |  | North Lincolnshire
Data Not Applicable | [5 empty] | Data Not Available | Brighouse Power BESS | Brighouse Power BESS | Land at Clifton Works | Armytage Road | Brighouse | West Yorkshire | HD6 1PY | England | 415053 | 422713 | Elland | Brighouse 132/33kV | Brighouse Power BESS | 33 | Northern Powergrid (Yorkshire) plc | Stored Energy (all stored energy irrespective of the original energy source) | Storage - Electrochemical Classic Batteries -Lithium Ion (Li–ion) | No | Data Not Available | Data Not Available | 40 | Data Not Available | Data Not Available | Data Not Available | Data Not Available | Data Not Available | Data Not Available | Data Not Available | Data Not Available | Data Not Available | Data Not Available | Data Not Available | Data Not Available | No | Accepted To Connect | Data Not Applicable | Data Not Applicable | Data Not Applicable | Data Not Applicable | Data Not Applicable | Data Not Applicable | 40 | 40 | 42.105 | Data Not Available | Data Not Available | 2024-01-09 00:00:00 | Data Not Available | Data Not Available | Data Not Available | Data Not Available | Data Not Available | Data Not Available | Data Not Available | 2024-02-09 | 53.70063833757424, -1.7734733773994174 | 2024-01-09 |  | Calderdale
Data Not Applicable | [5 empty] | Data Not Available | Elm Tree Solar Wind & BESS | Elm Tree Solar Wind & BESS | High Street | Eastoft | Scunthorpe | Lincolnshire | DN17 4PA | England | 480525 | 416517 | Keadby | Elm Tree Hybrid | Elm Tree Hybrid Direct | 132 | Northern Powergrid (Yorkshire) plc | Stored Energy (all stored energy irrespective of the original energy source) | Storage - Electrochemical Classic Batteries -Lithium Ion (Li–ion) | No | 399.6 | 4 | 124.8 | Onshore wind turbines | Onshore wind turbines | No | Data Not Applicable | Data Not Applicable | 145 | Photovoltaic | Photovoltaic | No | Data Not Applicable | Data Not Applicable | 124.8 | No | Accepted To Connect | Data Not Applicable | Data Not Applicable | Data Not Applicable | Data Not Applicable | Data Not Applicable | Data Not Applicable | 394.6 | 394.6 | 415.368 | 94.905 | 99.9 | 2024-01-18 00:00:00 | Data Not Available | Data Not Available | Data Not Available | Data Not Available | Data Not Available | Data Not Available | Data Not Available | 2025-02-17 | 53.63898388726374, -0.7835370844878383 | 2024-01-18 |  | North Lincolnshire
2394000079398 | [5 empty] | Data Not Available | Monckton Road Power Station | Monckton Road Power Station | UK Power Reserve | Monckton Road | Wakefield | West Yorkshire | WF2 7 | England | 432460 | 418973 | West Melton Section 3 | Wakefield Monckton Road | Monckton Road Diesel Generation | 33 | Northern Powergrid (Yorkshire) plc | Waste | Gas turbine (OCGT) | No | Data Not Applicable | Data Not Applicable | 19 | Data Not Available | Data Not Available | Data Not Available | Data Not Available | Data Not Available | Data Not Available | Data Not Available | Data Not Available | Data Not Available | Data Not Available | Data Not Available | Data Not Available | No | Connected | 19 | 19 | 20 | Data Not Available | Data Not Available | 2011-03-30 00:00:00 | Data Not Applicable | Data Not Applicable | 20 | Data Not Applicable | Data Not Applicable | Data Not Available | Data Not Available | Data Not Available | Data Not Available | Data Not Available | Data Not Available | Data Not Available | Data Not Available | 2017-03-08 | 53.666235913215985, -1.5102119220644332 |  | 2011-03-30 | Wakefield
2394000079885 | [5 empty] | Data Not Available | Spicer Hill Wind Farm | Spicer Hill Wind Farm | Whitley Road | Royd Moor | Sheffield | South Yorkshire | S36 9PA | England | 420872 | 404300 | West Melton Section 3 | Hunshelf | Penistone | 11 | Northern Powergrid (Yorkshire) plc | Wind | Onshore wind turbines | No | Data Not Applicable | Data Not Applicable | 6.555 | Data Not Available | Data Not Available | Data Not Available | Data Not Available | Data Not Available | Data Not Available | Data Not Available | Data Not Available | Data Not Available | Data Not Available | Data Not Available | Data Not Available | No | Connected | 6.555 | 6.555 | 6.9 | Data Not Available | Data Not Available | 2012-09-04 00:00:00 | Data Not Applicable | Data Not Applicable | 6.9 | Data Not Applicable | Data Not Applicable | Data Not Available | Data Not Available | Data Not Available | Data Not Available | Data Not Available | Data Not Available | Data Not Available | Data Not Available | 2017-03-08 | 53.53494171295555, -1.6865630587924065 |  | 2012-09-04 | Barnsley
2394000036687 | [5 empty] | Data Not Available | Skelton Grange Landfill | Skelton Grange Landfill | Skelton Grange Landfill Site | Newsam Green | Leeds | West Yorkshire | LS15 9AD | England | 436540 | 430687 | Skelton Grange | Wakefield North | Royds Lane | 11 | Northern Powergrid (Yorkshire) plc | Waste | Gas turbine (OCGT) | No | Data Not Applicable | Data Not Applicable | 6.3 | Data Not Available | Data Not Available | Data Not Available | Data Not Available | Data Not Available | Data Not Available | Data Not Available | Data Not Available | Data Not Available | Data Not Available | Data Not Available | Data Not Available | No | Connected | 6.3 | 6.3 | 6.632 | Data Not Available | Data Not Available | 2008-04-01 00:00:00 | Data Not Applicable | Data Not Applicable | 6.632 | Data Not Applicable | Data Not Applicable | Data Not Available | Data Not Available | Data Not Available | Data Not Available | Data Not Available | Data Not Available | Data Not Available | Data Not Available | 2017-03-08 | 53.77124901763638, -1.4470879554405942 |  | 2008-04-01 | Leeds
data not available | [5 empty] | data not available | SHELL UK LIMITED | Shell Thornton Steam 10 | Thornton | Ellesmere Port | Ellesmere | Wirral | CH2 4JF | England | 344405 | 374930 | FROD / INCE (INCE) | data not available | data not available | 132 | SP Manweb plc | Fossil - Gas | Steam-gas turbine (CCGT) | No | 0 | 0 | 10 | data not applicable | data not applicable | No | 0 | 0 | 0 | data not applicable | data not applicable | No | 0 | 0 | 0 | data not available | Connected | 10 | 10 | 10.5263 | data not applicable | data not applicable | data not available | data not applicable | data not applicable | data not applicable | data not applicable | data not applicable | data not available | data not applicable | N | N | data not available | N | data not available | data not available | 44088 | data not available | 696
data not available | [5 empty] | data not available | SHELL UK LIMITED | Shell Thornton Steam 75 | Thornton | Ellesmere Port | Ellesmere | Wirral | CH2 4JF | England | 344405 | 374930 | FROD / INCE (INCE) | data not available | data not available | 132 | SP Manweb plc | Fossil - Gas | Steam-gas turbine (CCGT) | No | 0 | 0 | 75 | data not applicable | data not applicable | No | 0 | 0 | 0 | data not applicable | data not applicable | No | 0 | 0 | 0 | data not available | Connected | 75 | 75 | 78.9474 | data not applicable | data not applicable | data not available | data not applicable | data not applicable | data not applicable | data not applicable | data not applicable | data not available | data not applicable | N | N | data not available | N | data not available | data not available | 44088 | data not available | 697
Data not available | [5 empty] | Data not available | SHENTON GROUP | BROMLEY HOSPITAL | FARNBOROUGH HILL |  | BROMLEY | KENT | BR6 6DA | England | 545483 | 163944 | Northfleet East | Chelsfield Grid | South Orpington 11kV | 11 | South Eastern Power Networks (SPN) | Fossil - Gas | Engine (combustion / reciprocating) | No |  |  | 1.2 | [12 empty] | No | Connected | 1.2 | 1.2 | 1.2 |  |  | 2022-11-24 | [7 empty] | No | No |  | No |  |  | 2024-04-15 | -0.32103 | 51.3092 | 51.3091828856201, -0.321033913870766 |  | Storage
data not available | [5 empty] | data not available | Shenton Group | Innospec 1 | Innospec Manufacturing Park | Oil Sites Road | Ellesmere Port | Wirral | CH65 4EY | England | 341656 | 376581 | CAPENHURST | BROMBOROUGH GT2 / ELLESMERE PORT GT1 / HOOTON PK GT1A / HOOTON PK GT2A | data not available | 33 | SP Manweb plc | Fossil - Gas | Steam-gas turbine (CCGT) | No | 0 | 0 | 4.14 | data not applicable | data not applicable | No | 0 | 0 | 0 | data not applicable | data not applicable | No | 0 | 0 | 0 | data not available | Connected | 4.14 | 4.14 | 4.3579 | NNjj | data not available | 45065 | data not applicable | data not applicable | data not applicable | data not applicable | data not applicable | data not available | data not applicable | N | N | data not available | N | data not available | data not available | 44917 | data not available | 440
Data not available | [6 empty] | Shenton Group | GREEN TYE |  |  | MUCH HADHAM | ESSEX | SG10 6JJ | England | 544192 | 218430 | Pelham | Bishops Stortford Grid 33kV | Much Hadham Primary 11kV | 11 | Eastern Power Networks (EPN) | Biofuel biogas from anaerobic digestion (excluding landfill & sewage) | Steam-gas turbine (CCGT) |  |  |  | 1.8 | [12 empty] | No | Connected | 1.8 | 1.8 | 1.895 |  |  | 2021-02-24 | [13 empty] | 2021-06-14 | -0.4746 | 51.8938 | 51.8937875650024, -0.474601858840284 | EPN-S0000000H8123 | Fossil fuel
Data not available | [6 empty] | Shenton Group | Pladis Harlesden CHP | Waxlow Road |  | Harlesden | LONDON | NW10 7NY | England | 520662 | 183323 | Willesden Grid 132kV | - | Gibbons Rd 11kV | 0 | London Power Networks (LPN) | Fossil - Gas | Engine (combustion / reciprocating) |  |  |  | 1.86 | [12 empty] | No | Connected | 1.86 | 1.86 | 2.5 | 0.01 | 0.011 | 2023-05-10 | [13 empty] | 2024-01-15 | -0.095061 | 51.5253 | 51.5252544343024, -0.0950608437307355 | LPN-S000000000415 | Fossil fuel
2394000083311 | [5 empty] | Data Not Available | Tween Bridge Wind Farm | Tween Bridge Wind Farm | Tween Bridge Wind Farm | Thorne | Doncaster | South Yorkshire | DN8 4HH | England | 468684 | 414251 | West Melton / Thorpe Marsh | Doncaster B/Thorpe Marsh | Tween Bridge Windfarm | 66 | Northern Powergrid (Yorkshire) plc | Wind | Onshore wind turbines | No | Data Not Applicable | Data Not Applicable | 44 | Data Not Available | Data Not Available | Data Not Available | Data Not Available | Data Not Available | Data Not Available | Data Not Available | Data Not Available | Data Not Available | Data Not Available | Data Not Available | Data Not Available | No | Connected | 44 | 44 | 46.316 | Data Not Available | Data Not Available | 2011-11-17 00:00:00 | Data Not Applicable | Data Not Applicable | 46.316 | Data Not Applicable | Data Not Applicable | Data Not Available | Data Not Available | Data Not Available | Data Not Available | Data Not Available | Data Not Available | Data Not Available | Data Not Available | 2017-03-08 | 53.62030520576879, -0.9630959981225274 |  | 2011-11-17 | Doncaster
2300000443825 | [5 empty] | Data Not Available | Trumfleet Power Station | Trumfleet Power Station | Trumfleet | Askern | Doncaster | South Yorkshire | DN6 0DT | England | 460027 | 412107 | West Melton / Thorpe Marsh | Doncaster B/Thorpe Marsh | Trumfleet Generation | 66 | Northern Powergrid (Yorkshire) plc | Waste | Gas turbine (OCGT) | No | Data Not Applicable | Data Not Applicable | 19 | Data Not Available | Data Not Available | Data Not Available | Data Not Available | Data Not Available | Data Not Available | Data Not Available | Data Not Available | Data Not Available | Data Not Available | Data Not Available | Data Not Available | No | Connected | 19 | 12.398 | 13.051 | Data Not Available | Data Not Available | 2011-09-01 00:00:00 | Data Not Applicable | Data Not Applicable | 20 | Data Not Applicable | Data Not Applicable | Data Not Available | Data Not Available | Data Not Available | Data Not Available | Data Not Available | Data Not Available | Data Not Available | Data Not Available | 2017-03-08 | 53.60209869136017, -1.094367206348666 |  | 2011-09-01 | Doncaster
2394000055156 | [5 empty] | Data Not Available | Trackwork | Trackwork | Trackwork | Kirk Sandall Industrial Estate | Doncaster | South Yorkshire | DN3 1WZ | England | 457975 | 402232 | West Melton / Thorpe Marsh | Doncaster B/Thorpe Marsh | Rockware | 0.4 | Northern Powergrid (Yorkshire) plc | Waste | Gas turbine (OCGT) | No | Data Not Applicable | Data Not Applicable | 2.85 | Data Not Available | Data Not Available | Data Not Available | Data Not Available | Data Not Available | Data Not Available | Data Not Available | Data Not Available | Data Not Available | Data Not Available | Data Not Available | Data Not Available | No | Connected | 2.85 | 2.85 | 3 | Data Not Available | Data Not Available | 2010-06-01 00:00:00 | Data Not Applicable | Data Not Applicable | 3 | Data Not Applicable | Data Not Applicable | Data Not Available | Data Not Available | Data Not Available | Data Not Available | Data Not Available | Data Not Available | Data Not Available | Data Not Available | 2017-03-08 | 53.51357993908965, -1.1272002995414965 |  | 2010-06-01 | Doncaster
2300000723776 | [5 empty] | 2300000723767 | Thurnscoe Generation | Thurnscoe Generation | Thurnscoe Business Park | Thurnscoe | Rotherham | South Yorkshire | S63 0 | England | 446555 | 405477 | West Melton / Thorpe Marsh | Doncaster B/Thorpe Marsh | Hickleton | 11 | Northern Powergrid (Yorkshire) plc | Waste | Gas turbine (OCGT) | No | Data Not Applicable | Data Not Applicable | 5.13 | Data Not Available | Data Not Available | Data Not Available | Data Not Available | Data Not Available | Data Not Available | Data Not Available | Data Not Available | Data Not Available | Data Not Available | Data Not Available | Data Not Available | No | Connected | 5.13 | 5.13 | 5.4 | 0.19 | 0.2 | 2010-04-01 00:00:00 | Data Not Applicable | Data Not Applicable | 5.4 | Data Not Applicable | Data Not Applicable | Data Not Available | Data Not Available | Data Not Available | Data Not Available | Data Not Available | Data Not Available | Data Not Available | Data Not Available | 2017-03-08 | 53.54387773344132, -1.2989179272787745 |  | 2010-04-01 | Barnsley
2394000027673 | [5 empty] | Data Not Available | Brodsworth Green Park Generation | Brodsworth Green Park Generation | Longlands Lane | Brodsworth | Doncaster | South Yorkshire | DN5 7 | England | 456636 | 403618 | West Melton / Thorpe Marsh | Doncaster B/Thorpe Marsh | Long Lands Lane Generation | 66 | Northern Powergrid (Yorkshire) plc | Waste | Gas turbine (OCGT) | No | Data Not Applicable | Data Not Applicable | 3.8 | Data Not Available | Data Not Available | Data Not Available | Data Not Available | Data Not Available | Data Not Available | Data Not Available | Data Not Available | Data Not Available | Data Not Available | Data Not Available | Data Not Available | No | Connected | 3.8 | 3.8 | 4 | Data Not Available | Data Not Available | 2012-04-01 00:00:00 | Data Not Applicable | Data Not Applicable | 4 | Data Not Applicable | Data Not Applicable | Data Not Available | Data Not Available | Data Not Available | Data Not Available | Data Not Available | Data Not Available | Data Not Available | Data Not Available | 2017-03-08 | 53.52618209561932, -1.1471400116495565 |  | 2012-04-01 | Doncaster
2394000024440 | [5 empty] | Data Not Available | Veolia Sheffield Energy Recovery Facility | Veolia Sheffield Energy Recovery Facility | ONYX Sheffield LTD | Bernard Road | Sheffield | South Yorkshire | S4 7YX | England | 436525 | 387987 | West Melton / Thorpe Marsh | Attercliffe | Bernard Road | 33 | Northern Powergrid (Yorkshire) plc | Waste | Steam turbine (thermal power plant) | No | Data Not Applicable | Data Not Applicable | 19.3 | Data Not Available | Data Not Available | Data Not Available | Data Not Available | Data Not Available | Data Not Available | Data Not Available | Data Not Available | Data Not Available | Data Not Available | Data Not Available | Data Not Available | No | Connected | 19.3 | 19.3 | 20.316 | Data Not Available | Data Not Available | 2013-04-01 00:00:00 | Data Not Applicable | Data Not Applicable | 20.316 | Data Not Applicable | Data Not Applicable | Data Not Available | Data Not Available | Data Not Available | Data Not Available | Data Not Available | Data Not Available | Data Not Available | Data Not Available | 2017-03-08 | 53.38746797480189, -1.4522963707817929 |  | 2013-04-01 | Sheffield
2394000108542 | [5 empty] | Data Not Available | Aldi Goldthorpe Solar | Aldi Goldthorpe Solar | Commerical Road | Goldthorpe | Rotherham | South Yorkshire | S63 9BL | England | 445013 | 403754 | West Melton Section 3 | West Melton | Wath Upon Dearne | 11 | Northern Powergrid (Yorkshire) plc | Solar | Photovoltaic | No | Data Not Applicable | Data Not Applicable | 1.499 | Data Not Available | Data Not Available | Data Not Available | Data Not Available | Data Not Available | Data Not Available | Data Not Available | Data Not Available | Data Not Available | Data Not Available | Data Not Available | Data Not Available | No | Connected | 1.499 | 1.499 | 1.578 | Data Not Available | Data Not Available | 2015-07-07 00:00:00 | Data Not Applicable | Data Not Applicable | 1.578 | Data Not Applicable | Data Not Applicable | 2015-01-01 00:00:00 | Data Not Available | Data Not Available | Data Not Available | Data Not Available | Data Not Available | Data Not Available | Data Not Available | 2017-03-08 | 53.528525977012926, -1.3224333304706484 | 2015-01-01 | 2015-07-07 | Barnsley
2394000061169 | [5 empty] | 2394000061178 | Melton Ross Quarries | Melton Ross Quarries | Singleton Birch LTD | Melton Ross Quarries | Barnetby | Lincolnshire | DN38 6AE | England | 508264 | 411303 | Keadby | Santon | Wrawby | 11 | Northern Powergrid (Yorkshire) plc | Waste | Steam turbine (thermal power plant) | No | Data Not Applicable | Data Not Applicable | 4 | Data Not Available | Data Not Available | Data Not Available | Data Not Available | Data Not Available | Data Not Available | Data Not Available | Data Not Available | Data Not Available | Data Not Available | Data Not Available | Data Not Available | No | Connected | 4 | 2.8 | 2.947 | Data Not Available | Data Not Available | 2009-08-12 00:00:00 | Data Not Applicable | Data Not Applicable | 4.211 | Data Not Applicable | Data Not Applicable | Data Not Available | Data Not Available | Data Not Available | Data Not Available | Data Not Available | Data Not Available | Data Not Available | Data Not Available | 2017-03-08 | 53.58714226021303, -0.3659593496390283 |  | 2009-08-12 | North Lincolnshire
2394000129589 | [5 empty] | Data Not Available | Raventhorpe Solar PV | Raventhorpe Solar PV | Solar Farm | Raventhorpe Farm | Scunthorpe | Lincolnshire | DN16 3RH | England | 493554 | 408187 | Keadby | Scunthorpe South | Raventhorpe Solar | 33 | Northern Powergrid (Yorkshire) plc | Solar | Photovoltaic | No | Data Not Applicable | Data Not Applicable | 34.295 | Data Not Available | Data Not Available | Data Not Available | Data Not Available | Data Not Available | Data Not Available | Data Not Available | Data Not Available | Data Not Available | Data Not Available | Data Not Available | Data Not Available | No | Connected | 34.295 | 34.265 | 36.068 | Data Not Available | Data Not Available | 2016-08-24 00:00:00 | Data Not Applicable | Data Not Applicable | 36.1 | Data Not Applicable | Data Not Applicable | Data Not Available | Data Not Available | Data Not Available | Data Not Available | Data Not Available | Data Not Available | Data Not Available | Data Not Available | 2017-03-20 | 53.56197076721349, -0.5890316526396518 |  | 2016-08-24 | North Lincolnshire
Data Not Applicable | [5 empty] | Data Not Available | Warren Lane Photovoltaic | Warren Lane Photovoltaic | Warren Solar Park | Normanby Road | Scunthorpe | Lincolnshire | DN15 9BF | England | 493177 | 418528 | Keadby | Scunthorpe North | Warren Solar | 33 | Northern Powergrid (Yorkshire) plc | Solar | Photovoltaic | No | Data Not Applicable | Data Not Applicable | 38 | Data Not Available | Data Not Available | Data Not Available | Data Not Available | Data Not Available | Data Not Available | Data Not Available | Data Not Available | Data Not Available | Data Not Available | Data Not Available | Data Not Available | No | Accepted To Connect | Data Not Applicable | Data Not Applicable | Data Not Applicable | Data Not Applicable | Data Not Applicable | Data Not Applicable | 38 | 38 | 40 | Data Not Available | Data Not Available | 2014-10-01 00:00:00 | Data Not Available | Data Not Available | Data Not Available | Data Not Available | Data Not Available | Data Not Available | Data Not Available | 2017-03-08 | 53.65495711678868, -0.591633322190249 | 2014-10-01 |  | North Lincolnshire
2394000133335 | [5 empty] | Data Not Available | Photovoltaics, Trent Holme, Stather Road | Photovoltaics, Trent Holme, Stather Road | Trent Holme | Stather Road | Scunthorpe | Lincolnshire | DN15 8RR | England | 487065 | 414960 | Keadby | Scunthorpe North | Flixborough | 11 | Northern Powergrid (Yorkshire) plc | Solar | Photovoltaic | No | Data Not Applicable | Data Not Applicable | 4.6 | Data Not Available | Data Not Available | Data Not Available | Data Not Available | Data Not Available | Data Not Available | Data Not Available | Data Not Available | Data Not Available | Data Not Available | Data Not Available | Data Not Available | No | Connected | 4.6 | 4 | 4.211 | Data Not Available | Data Not Available | 2017-03-22 00:00:00 | Data Not Applicable | Data Not Applicable | 4.842 | Data Not Applicable | Data Not Applicable | Data Not Available | Data Not Available | Data Not Available | Data Not Available | Data Not Available | Data Not Available | Data Not Available | Data Not Available | 2017-03-08 | 53.62394735963535, -0.685082440479435 |  | 2017-03-22 | North Lincolnshire
1030082398653 | [5 empty] | 1030082398421 | Shorpshire Energy (UK) Ltd | May Farm | White Horse Road | LITTLEPORT | Ely | Cambs | CB7 4TF | England | 559821 | 287184 | Walpole | March Grid 33kV | Littleport Primary 11kV | 11 | Eastern Power Networks (EPN) | Biofuel - Biogas from anaerobic digestion (excluding landfill & sewage) | Engine (combustion / reciprocating) |  |  |  | 2.4 | [12 empty] | No | Connected | 2.4 | 2.4 | 2.526 |  |  | 2013-07-15 | [13 empty] | 2024-01-15 | 0.78456 | 52.3689 | 52.3688939231939, 0.784561487591492 | EPN-S0000000D1056 | Solar PV
2394000016040 | [5 empty] | 2394000022132 | Roxby Landfill | Roxby Landfill | Roxby Landfill Generation | Winterton Road Roxby | Scunthorpe | Lincolnshire | DN15 0BD | England | 490626 | 416540 | Keadby | Santon | Roxby | 11 | Northern Powergrid (Yorkshire) plc | Waste | Gas turbine (OCGT) | No | Data Not Applicable | Data Not Applicable | 8.001 | Data Not Available | Data Not Available | Data Not Available | Data Not Available | Data Not Available | Data Not Available | Data Not Available | Data Not Available | Data Not Available | Data Not Available | Data Not Available | Data Not Available | No | Connected | 8.001 | 8.001 | 8.422 | Data Not Available | Data Not Available | 2010-04-01 00:00:00 | Data Not Applicable | Data Not Applicable | 8.422 | Data Not Applicable | Data Not Applicable | 2014-02-11 00:00:00 | Data Not Available | Data Not Available | Data Not Available | Data Not Available | Data Not Available | Data Not Available | Data Not Available | 2017-03-08 | 53.6375413291578, -0.6307984244907872 | 2014-02-11 | 2010-04-01 | North Lincolnshire
1640000821345 | [5 empty] | 1640000821336 | SHOVEL READY 6 LIMITED | HOLLINWOOD AVENUE | AMY JOHNSON WAY |  | BLACKPOOL | LANCASHIRE | FY4 2FF | ENGLAND | 332598 | 431645 | PENWORTHAM WEST GSP / STANAH GSP GROUP | BLACKPOOL | SQUIRES GATE | 6.6 | ELECTRICITY NORTH WEST LIMITED | FOSSIL - GAS | ENGINE (COMBUSTION / RECIPROCATING) | YES | 0 | 0 | 7 |  |  |  | 0 | 0 | 0 |  |  |  | 0 | 0 | 0 | NO | CONNECTED | 7 | 6.65 | 7 | 0.475 | 0.5 | 2019-02-01 |  |  |  | 0 | 0 |  |  | NO | YES |  |  |  |  | 2024-03-14 | 53.77675608905183, -3.0242623049386244
2394000085391 | [5 empty] | Data Not Available | Stow Solar Farm | Stow Park Road | Stow Park Road | Stow | Lincoln | Lincolnshire | LN1 2AJ | England | 486826 | 381424 | Keadby | Blyton | Stow | 11 | Northern Powergrid (Yorkshire) plc | Solar | Photovoltaic | No | Data Not Applicable | Data Not Applicable | 1.188 | Data Not Available | Data Not Available | Data Not Available | Data Not Available | Data Not Available | Data Not Available | Data Not Available | Data Not Available | Data Not Available | Data Not Available | Data Not Available | Data Not Available | No | Connected | 1.188 | 8.55 | 9 | Data Not Available | Data Not Available | 2011-09-01 00:00:00 | Data Not Applicable | Data Not Applicable | 1.251 | Data Not Applicable | Data Not Applicable | Data Not Available | Data Not Available | Data Not Available | Data Not Available | Data Not Available | Data Not Available | Data Not Available | Data Not Available | 2017-03-08 | 53.32262889231021, -0.6979515202191966 |  | 2011-09-01 | West Lindsey
2394000127457 | [5 empty] | Data Not Available | Danes Farm Solar Farm | Stow Park Road | Stow Park Road | Stow | Lincoln | Lincolnshire | LN1 2AJ | England | 486826 | 381424 | Keadby | Blyton | Stow | 11 | Northern Powergrid (Yorkshire) plc | Solar | Photovoltaic | No | Data Not Applicable | Data Not Applicable | 8.55 | Data Not Available | Data Not Available | Data Not Available | Data Not Available | Data Not Available | Data Not Available | Data Not Available | Data Not Available | Data Not Available | Data Not Available | Data Not Available | Data Not Available | No | Connected | 8.55 | 8.55 | 9 | Data Not Available | Data Not Available | 2016-02-01 00:00:00 | Data Not Applicable | Data Not Applicable | 9 | Data Not Applicable | Data Not Applicable | Data Not Available | Data Not Available | Data Not Available | Data Not Available | Data Not Available | Data Not Available | Data Not Available | Data Not Available | 2017-03-08 | 53.32262889231021, -0.6979515202191966 |  | 2016-02-01 | West Lindsey
1640000768658 | [5 empty] | 1640000768649 | SHOVEL READY 7 LIMITED | RELIANCE STREET | VENTURE ROAD |  | FLEETWOOD | LANCASHIRE | FY7 8RS | ENGLAND | 333211 | 444748 | PENWORTHAM WEST GSP / STANAH GSP GROUP | THORNTON | ROSSALL | 11 | ELECTRICITY NORTH WEST LIMITED | FOSSIL - GAS | ENGINE (COMBUSTION / RECIPROCATING) | YES | 0 | 0 | 8.5 |  |  |  | 0 | 0 | 0 |  |  |  | 0 | 0 | 0 | NO | CONNECTED | 8.5 | 8.55 | 9 | 0.475 | 0.5 | 2018-09-01 |  |  |  | 0 | 0 |  |  | NO | YES |  |  |  |  | 2021-12-06 | 53.89458507714352, -3.0178140982013963
2394000134668 | [5 empty] | Data Not Available | Sunrise Renewables | Northern Gateway Biomass | Northern Gateway Biomass | King George Dock | Hull | North Yorkshire | HU9 5PS | England | 515204 | 429459 | Saltend North | Hull East 132/33kV | Northern Gateway Biomass | 33 | Northern Powergrid (Yorkshire) plc | Solar | Photovoltaic | No | Data Not Applicable | Data Not Applicable | 10 | Data Not Available | Data Not Available | Data Not Available | Data Not Available | Data Not Available | Data Not Available | Data Not Available | Data Not Available | Data Not Available | Data Not Available | Data Not Available | Data Not Available | No | Connected | 10 | 10 | 10.526 | Data Not Available | Data Not Available | Data Not Available | Data Not Applicable | Data Not Applicable | 10.526 | Data Not Applicable | Data Not Applicable | Data Not Available | Data Not Available | Data Not Available | Data Not Available | Data Not Available | Data Not Available | Data Not Available | Data Not Available | 2017-03-08 | 53.74877856400557, -0.25444122469422775 |  |  | Kingston upon Hull, City of
Data Not Applicable | [5 empty] | Data Not Available | Aire Valley Road Solar | Aire Valley Road Solar | Aire Valley Road | Leeds | Leeds | West Yorkshire | LS9 0DZ | England | 433892 | 431429 | Skelton Grange | Leeds East | Pontefract Lane 1/2 | 11 | Northern Powergrid (Yorkshire) plc | Solar | Photovoltaic | No | Data Not Applicable | Data Not Applicable | 4 | Data Not Available | Data Not Available | Data Not Available | Data Not Available | Data Not Available | Data Not Available | Data Not Available | Data Not Available | Data Not Available | Data Not Available | Data Not Available | Data Not Available | No | Accepted To Connect | Data Not Applicable | Data Not Applicable | Data Not Applicable | Data Not Applicable | Data Not Applicable | Data Not Applicable | 4 | 4 | 4.211 | 0 | 0 | 2024-05-24 00:00:00 | Data Not Available | Data Not Available | Data Not Available | Data Not Available | Data Not Available | Data Not Available | Data Not Available | 2024-09-06 | 53.778096288106994, -1.4871808556358266 | 2024-05-24 |  | Leeds
2394000126541 | [5 empty] | Data Not Available | High Leas Solar Farm | High Leas Solar Farm | High Leas Farm | South Reston | Louth | Lincolnshire | LN11 8PJ | England | 539450 | 382122 | Keadby | Wold Newton | South Reston | 11 | Northern Powergrid (Yorkshire) plc | Solar | Photovoltaic | No | Data Not Applicable | Data Not Applicable | 5 | Data Not Available | Data Not Available | Data Not Available | Data Not Available | Data Not Available | Data Not Available | Data Not Available | Data Not Available | Data Not Available | Data Not Available | Data Not Available | Data Not Available | No | Connected | 5 | 5 | 5.263 | Data Not Available | Data Not Available | 2015-12-21 00:00:00 | Data Not Applicable | Data Not Applicable | 5.263 | Data Not Applicable | Data Not Applicable | 2015-01-01 00:00:00 | Data Not Available | Data Not Available | Data Not Available | Data Not Available | Data Not Available | Data Not Available | Data Not Available | 2017-03-08 | 53.31766774866356, 0.09192614015525773 | 2015-01-01 | 2015-12-21 | East Lindsey
1460000610619 | [5 empty] | 1460000610600 | Shropshire waste management limited | Betton abbots landfill | Betton Abbots Landfill Site | From A458 Junction Weeping Cross To Cant, Cantlop | Shrewsbury | Shropshire | SY5 6JD | United Kingdom | 351639 | 308206 | Shrewsbury 132Kv S Stn | Shrewsbury 132/33Kv | Bayston Hill 33 11Kv S Stn | 11 | National Grid Electricity Distribution (West Midlands) Plc | Biofuel - Landfill gas | Gas turbine (OCGT) | No | data not available | data not available | 1.37 | data not applicable | data not applicable | data not applicable | data not available | data not available | data not applicable | data not applicable | data not applicable | data not applicable | data not available | data not available | data not applicable | data not available | Connected | 1.37 | 1.3015 | 1.37 | 0.0475 | 0.05 | 42397 | data not applicable | data not applicable | data not applicable | data not applicable | data not applicable | data not applicable | data not applicable | data not available | data not available | data not available | data not available | data not available | data not available | 45750
Data Not Available | [5 empty] | Data Not Available | Marshall Clay Products | Marshall Clay Products | Howley Park Brickwords | Quarry Lane | Dewsbury | West Yorkshire | WF12 7JJ | England | 426614 | 424888 | Kirkstall B | Beeston Royds 132/33kV | Tingley | 11 | Northern Powergrid (Yorkshire) plc | Wind | Onshore wind turbines | No | Data Not Applicable | Data Not Applicable | 2.5 | Data Not Available | Data Not Available | Data Not Available | Data Not Available | Data Not Available | Data Not Available | Data Not Available | Data Not Available | Data Not Available | Data Not Available | Data Not Available | Data Not Available | No | Connected | 2.5 | 2.5 | 2.632 | Data Not Available | Data Not Available | Data Not Available | Data Not Applicable | Data Not Applicable | 2.632 | Data Not Applicable | Data Not Applicable | Data Not Available | Data Not Available | Data Not Available | Data Not Available | Data Not Available | Data Not Available | Data Not Available | Data Not Available | 2017-03-08 | 53.71972826450241, -1.5981795979056188 |  |  | Leeds
2200042227385 | [5 empty] | 2200030346915 | Sibelco uk limited | Cornwood headon down | Sibelco Uk Headon Works | Cornwood | Ivybridge | Devon | PL21 9PW | United Kingdom | 258493 | 60364 | Abham Sgp | Plympton Bsp | Torycombe | 11 | National Grid Electricity Distribution (South West) Plc | Biofuel - Other | Steam turbine (thermal power plant) | Yes | data not available | data not available | 1.75 | Fossil - Oil | Engine (combustion / reciprocating) | No | data not available | data not available | 0.435 | data not applicable | data not applicable | data not applicable | data not available | data not available | data not applicable | data not available | Connected | 2.185 | 0.95 | 1 | 1.9 | 2 | 41061 | data not applicable | data not applicable | data not applicable | data not applicable | data not applicable | data not applicable | data not applicable | data not available | data not available | data not available | data not available | data not available | data not available | 45750
2394200196610 | [5 empty] | 2380002864595 | Donbat BESS | Balby Carr Bank | Balby Carr Bank | Mallard Way | Doncaster | South Yorkshire | DN4 8BE | England | 456806 | 401631 | West Melton / Thorpe Marsh | Mallard Way | Balby Carr Generation | 33 | Northern Powergrid (Yorkshire) plc | Stored Energy (all stored energy irrespective of the original energy source) | Storage - Electrochemical Classic Batteries -Lithium Ion (Li–ion) | No | Data Not Available | Data Not Available | 10 | Data Not Available | Data Not Available | Data Not Available | Data Not Available | Data Not Available | Data Not Available | Data Not Available | Data Not Available | Data Not Available | Data Not Available | Data Not Available | Data Not Available | No | Connected | 10 | 10 | 10.526 | Data Not Available | Data Not Available | 2019-01-01 00:00:00 | Data Not Applicable | Data Not Applicable | 10.526 | Data Not Applicable | Data Not Applicable | 2018-05-16 12:28:48 | Data Not Available | Data Not Available | Data Not Available | Data Not Available | Data Not Available | Data Not Available | Data Not Available | 2018-06-13 | 53.508305865294815, -1.1449354698152365 | 2018-05-16 | 2019-01-01 | Doncaster
2200043128694 | [5 empty] | 2200030346924 | Sibelco uk limited | East golds works, newton abbot | East Golds Works | Kingsteignton Road | Newton abbot | data not available | TQ12 2PA | United Kingdom | 286474 | 72238 | Abham Sgp | Newton Abbot Bsp (Forde Road) | Newton Abbot Main | 11 | National Grid Electricity Distribution (South West) Plc | Fossil - Gas | Engine (combustion / reciprocating) | Yes | data not available | data not available | 1.067 | data not applicable | data not applicable | data not applicable | data not available | data not available | data not applicable | data not applicable | data not applicable | data not applicable | data not available | data not available | data not applicable | data not available | Connected | 1.067 | 0.475 | 0.5 | 2.09 | 2.2 | 43937 | data not applicable | data not applicable | data not applicable | data not applicable | data not applicable | data not applicable | data not applicable | data not available | data not available | data not available | data not available | data not available | data not available | 45750
Data Not Applicable | [5 empty] | Data Not Available | Wabtec Rail | Wabtec Rail | Doncaster House | Hexthorpe Road | Doncaster | South Yorkshire | DN4 0BF | England | 456927 | 403151 | West Melton / Thorpe Marsh | Mallard Way | Belmont Avenue | 11 | Northern Powergrid (Yorkshire) plc | Solar | Photovoltaic | No | Data Not Applicable | Data Not Applicable | 3 | Data Not Available | Data Not Available | Data Not Available | Data Not Available | Data Not Available | Data Not Available | Data Not Available | Data Not Available | Data Not Available | Data Not Available | Data Not Available | Data Not Available | No | Accepted To Connect | Data Not Applicable | Data Not Applicable | Data Not Applicable | Data Not Applicable | Data Not Applicable | Data Not Applicable | 3 | 3 | 3.158 | Data Not Available | Data Not Available | Data Not Available | Data Not Available | Data Not Available | Data Not Available | Data Not Available | Data Not Available | Data Not Available | Data Not Available | 2017-03-08 | 53.521953619687984, -1.1428356510008866 |  |  | Doncaster
2100040255535 | [5 empty] | 2100040246647 | Silent valley waste service limited | Ebbw vale, cwm, silent valley waste services (gas) | Beechwood House | Cwm | Ebbw vale | Gwent | NP23 6PZ | United Kingdom | 318460 | 206555 | Rassau Gsp | Ebbw Vale | Ebbw Vale Primary | 11 | National Grid Electricity Distribution (South Wales) Plc | Biofuel - Landfill gas | Engine (combustion / reciprocating) | No | data not available | data not available | 2.6 | data not applicable | data not applicable | data not applicable | data not available | data not available | data not applicable | data not applicable | data not applicable | data not applicable | data not available | data not available | data not applicable | data not available | Connected | 2.6 | 2.47 | 2.6 | 0.095 | 0.1 | 40462 | data not applicable | data not applicable | data not applicable | data not applicable | data not applicable | data not applicable | data not applicable | data not available | data not available | data not available | data not available | data not available | data not available | 45750
1700000000000 | [5 empty] | 1710000000000 | SIMEC KINLOCHLEVEN POWER LTD | KINLOCHLEVEN SMELTER | KINLOCHLEVEN HYDRO PS | DATA NOT AVAILABLE | KINLOCHLEVEN | ARGYLL | PH50 4SF | SCOTLAND | 218997 | 761866 | KINLOCHLEVEN | DATA NOT APPLICABLE | KINLOCHLEVEN | 11 | SCOTTISH HYDRO ELECTRIC POWER DISTRIBUTION PLC | HYDRO (TO BE CONFIRMED) | HYDRO POWER SYSTEM | NO | DATA NOT AVAILABLE | DATA NOT AVAILABLE | 19 | DATA NOT AVAILABLE | DATA NOT AVAILABLE | DATA NOT AVAILABLE | DATA NOT AVAILABLE | DATA NOT AVAILABLE | DATA NOT AVAILABLE | DATA NOT AVAILABLE | DATA NOT AVAILABLE | DATA NOT AVAILABLE | DATA NOT AVAILABLE | DATA NOT AVAILABLE | DATA NOT AVAILABLE | NO | CONNECTED | 19 | 19 | 20 | DATA NOT AVAILABLE | DATA NOT AVAILABLE | DATA NOT AVAILABLE | DATA NOT AVAILABLE | DATA NOT AVAILABLE | DATA NOT AVAILABLE | DATA NOT AVAILABLE | DATA NOT AVAILABLE | DATA NOT AVAILABLE | DATA NOT AVAILABLE | N | DATA NOT AVAILABLE | DATA NOT AVAILABLE | DATA NOT AVAILABLE | DATA NOT AVAILABLE | DATA NOT AVAILABLE | 44137
Data Not Applicable | [5 empty] | Data Not Available | Grange Road Multitech (38307) | Grange Road Multitech (38307) | Grange Road | Camblesforth | Selby | North Yorkshire | YO8 8HF | England | 465199 | 426059 | Camblesforth | Camblesforth | Grange Road Multitech | 66 | Northern Powergrid (Yorkshire) plc | Fossil - Gas | Engine (combustion / reciprocating) | No | Data Not Applicable | Data Not Applicable | 68.7 | Data Not Available | Data Not Available | Data Not Available | Data Not Available | Data Not Available | Data Not Available | Data Not Available | Data Not Available | Data Not Available | Data Not Available | Data Not Available | Data Not Available | No | Accepted To Connect | Data Not Applicable | Data Not Applicable | Data Not Applicable | Data Not Applicable | Data Not Applicable | Data Not Applicable | 68.7 | 68.7 | 72.316 | Data Not Available | Data Not Available | 2018-09-20 00:00:00 | Data Not Available | Data Not Available | Data Not Available | Data Not Available | Data Not Available | Data Not Available | Data Not Available | 2018-10-10 | 53.72686615519526, -1.01329813621827 | 2018-09-20 |  | North Yorkshire
Data Not Applicable | [5 empty] | Data Not Available | Howdens Joinery Non-Exporting Generation | Howdens Joinery Non-Exporting Generation | Howdens Joinery | Howden | Goole | North Yorkshire | DN14 7DU | England | 474385 | 427675 | Drax | Osgodby 3/4 | Thorpe Road | 11 | Northern Powergrid (Yorkshire) plc | Fossil - Gas | Engine (combustion / reciprocating) | No | Data Not Applicable | Data Not Applicable | 3.56 | Data Not Available | Data Not Available | Data Not Available | Data Not Available | Data Not Available | Data Not Available | Data Not Available | Data Not Available | Data Not Available | Data Not Available | Data Not Available | Data Not Available | No | Accepted To Connect | Data Not Applicable | Data Not Applicable | Data Not Applicable | Data Not Applicable | Data Not Applicable | Data Not Applicable | 3.56 | 3.56 | 3.747 | Data Not Available | Data Not Available | 2018-07-26 00:00:00 | Data Not Available | Data Not Available | Data Not Available | Data Not Available | Data Not Available | Data Not Available | Data Not Available | 2018-08-13 | 53.740161263969874, -0.8737114155831979 | 2018-07-26 |  | East Riding of Yorkshire
Data Not Applicable | [5 empty] | Data Not Available | Green Park Askern Capacity Alteration | Campsall Road | Campsall Road | Askern | Doncaster | South Yorkshire | DN6 0BZ | England | 455342 | 413947 | West Melton / Thorpe Marsh | Doncaster B/Thorpe Marsh | Askern Green Park | 66 | Northern Powergrid (Yorkshire) plc | Fossil - Gas | Engine (combustion / reciprocating) | No | Data Not Applicable | Data Not Applicable | 2.7 | Data Not Available | Data Not Available | Data Not Available | Data Not Available | Data Not Available | Data Not Available | Data Not Available | Data Not Available | Data Not Available | Data Not Available | Data Not Available | Data Not Available | No | Accepted To Connect | Data Not Applicable | Data Not Applicable | Data Not Applicable | Data Not Applicable | Data Not Applicable | Data Not Applicable | 2.7 | 2.7 | 2.842 | Data Not Available | Data Not Available | 2018-05-31 12:00:00 | Data Not Available | Data Not Available | Data Not Available | Data Not Available | Data Not Available | Data Not Available | Data Not Available | 2018-06-13 | 53.61914993055, -1.1648304371498979 | 2018-05-31 |  | Doncaster
Data Not Available | [5 empty] | Data Not Available | Newcold, Newmarket Lane, Methley | Newcold, Newmarket Lane, Methley | Newcold | Stanley | Wakefield | West Yorkshire | WF3 4BY | England | 436069 | 425617 | Skelton Grange | Wakefield North | Royds Lane | 11 | Northern Powergrid (Yorkshire) plc | Stored Energy (all stored energy irrespective of the original energy source) | Storage - Electrochemical Classic Batteries -Lithium Ion (Li–ion) | No | Data Not Available | Data Not Available | 2 | Data Not Available | Data Not Available | Data Not Available | Data Not Available | Data Not Available | Data Not Available | Data Not Available | Data Not Available | Data Not Available | Data Not Available | Data Not Available | Data Not Available | No | Connected | 2 | 0.7 | 0.737 | Data Not Available | Data Not Available | 2018-12-10 12:24:00 | Data Not Applicable | Data Not Applicable | 2.105 | Data Not Applicable | Data Not Applicable | 2018-05-29 00:00:00 | Data Not Available | Data Not Available | Data Not Available | Data Not Available | Data Not Available | Data Not Available | Data Not Available | 2018-06-13 | 53.72571449697019, -1.4548236553722802 | 2018-05-29 | 2018-12-10 | Wakefield
1900070477564 | [5 empty] | Data not available | SITA UK | CLOCK HOUSE WORKS | HORSHAM RD | CAPEL | DORKING | SURREY | RH5 5JL | England | 517544 | 138632 | Bolney SGT | Leigh Grid 33kV | Capel 11kV | 11 | South Eastern Power Networks (SPN) | Fossil - Gas | Steam-gas turbine (CCGT) |  |  |  | 1.1 | [12 empty] | No | Connected | 1.1 | 1.1 | 1.158 |  |  | 2005-10-30 | [13 empty] | 2021-07-14 | 1.1194 | 51.3244 | 51.3244048963434, 1.11941950762727 | SPN-S000000009110 | Solar PV
2000000000000 | [5 empty] | 2000000000000 | SLOUGH MULTIFUEL | SLOUGH MULTIFUEL | DATA NOT AVAILABLE | EDINBURGH AVENUE | SLOUGH | BERKSHIRE | SL1 4TU | ENGLAND | 495555 | 181421 | IVER 132KV | SLOUGH | DATA NOT AVAILABLE | EHV | SOUTHERN ELECTRIC POWER DISTRIBUTION PLC | OTHER | OTHER | NO | DATA NOT AVAILABLE | DATA NOT AVAILABLE | 59.8 | DATA NOT AVAILABLE | DATA NOT AVAILABLE | DATA NOT AVAILABLE | DATA NOT AVAILABLE | DATA NOT AVAILABLE | DATA NOT AVAILABLE | DATA NOT AVAILABLE | DATA NOT AVAILABLE | DATA NOT AVAILABLE | DATA NOT AVAILABLE | DATA NOT AVAILABLE | DATA NOT AVAILABLE | DATA NOT AVAILABLE | CONNECTED | 59.8 | 56.81 | 59.8 | 5 | 5.2632 | 45323 | DATA NOT AVAILABLE | DATA NOT AVAILABLE | DATA NOT AVAILABLE | DATA NOT AVAILABLE | DATA NOT AVAILABLE | DATA NOT AVAILABLE | DATA NOT AVAILABLE | N | DATA NOT AVAILABLE | DATA NOT AVAILABLE | DATA NOT AVAILABLE | DATA NOT AVAILABLE | DATA NOT AVAILABLE | 45393
Data Not Applicable | [5 empty] | Data Not Available | Chapel Lane PV | Chapel Lane PV | Chapel Lane | Keadby | Scunthorpe | Lincolnshire | DN17 3EL | England | 483272 | 411959 | Keadby | Chapel Lane PV | Chapel Lane PV Direct | 132 | Northern Powergrid (Yorkshire) plc | Solar | Photovoltaic | No | Data Not Applicable | Data Not Applicable | 49.9 | Data Not Available | Data Not Available | Data Not Available | Data Not Available | Data Not Available | Data Not Available | Data Not Available | Data Not Available | Data Not Available | Data Not Available | Data Not Available | Data Not Available | No | Accepted To Connect | Data Not Applicable | Data Not Applicable | Data Not Applicable | Data Not Applicable | Data Not Applicable | Data Not Applicable | 49.9 | 49.9 | 52.526 | Data Not Available | Data Not Available | 2020-09-21 00:00:00 | Data Not Available | Data Not Available | Data Not Available | Data Not Available | Data Not Available | Data Not Available | Data Not Available | 2020-10-12 | 53.597596192601095, -0.7432166788833998 | 2020-09-21 |  | North Lincolnshire
Data Not Applicable | [5 empty] | Data Not Available | Kingspan Insulation | Hurricane Park | Hurricane Park | Sherburn In Elmet | Leeds | West Yorkshire | LS25 6NA | England | 450873 | 433537 | Ferrybridge B | Bramham | Enterprise Way CHP | 33 | Northern Powergrid (Yorkshire) plc | Fossil - Gas | Steam turbine (thermal power plant) | Yes | Data Not Applicable | Data Not Applicable | 25 | Data Not Available | Data Not Available | Data Not Available | Data Not Available | Data Not Available | Data Not Available | Data Not Available | Data Not Available | Data Not Available | Data Not Available | Data Not Available | Data Not Available | No | Accepted To Connect | Data Not Applicable | Data Not Applicable | Data Not Applicable | Data Not Applicable | Data Not Applicable | Data Not Applicable | 25 | 25 | 26.316 | Data Not Available | Data Not Available | 2020-09-17 00:00:00 | Data Not Available | Data Not Available | Data Not Available | Data Not Available | Data Not Available | Data Not Available | Data Not Available | 2020-10-09 | 53.79566293355847, -1.2291742714243479 | 2020-09-17 |  | North Yorkshire
1900091206194 | [5 empty] | Data not available | SMURFIT KAPPA TOWNSEND HOOK | SNODLAND PAPER MILL | MILL STREET |  | SNODLAND | KENT | ME6 5AX | England | 570768 | 161692 | Kingsnorth SGT | Medway Grid 33kV | Townsend Hook 6.6kV | 6.6 | South Eastern Power Networks (SPN) | Fossil - Gas | Steam-gas turbine (CCGT) |  |  |  | 1.2 | [12 empty] | No | Connected | 1.2 | 1.2 | 1.263 |  |  | 2015-04-20 | [13 empty] | 2024-01-15 | 0.23975 | 50.8421 | 50.8420799155281, 0.239748031332125 | SPN-S000000008361 | Solar PV
Data Not Applicable | [5 empty] | Data Not Available | Park Lane Nurseries | Park Lane Nurseries | Park Lane | Cottingham | Hull | North Yorkshire | HU16 5RX | England | 503856 | 433638 | Creyke Beck | Beverley 132/33kV | Endike Lane | 11 | Northern Powergrid (Yorkshire) plc | Fossil - Gas | Engine (combustion / reciprocating) | No | Data Not Applicable | Data Not Applicable | 2 | Data Not Available | Data Not Available | Data Not Available | Data Not Available | Data Not Available | Data Not Available | Data Not Available | Data Not Available | Data Not Available | Data Not Available | Data Not Available | Data Not Available | No | Accepted To Connect | Data Not Applicable | Data Not Applicable | Data Not Applicable | Data Not Applicable | Data Not Applicable | Data Not Applicable | 2 | 2 | 2.105 | Data Not Available | Data Not Available | 2018-12-28 10:14:00 | Data Not Available | Data Not Available | Data Not Available | Data Not Available | Data Not Available | Data Not Available | Data Not Available | 2019-01-09 | 53.78870696764047, -0.4250505124402887 | 2018-12-28 |  | East Riding of Yorkshire
Data Not Applicable | [5 empty] | Data Not Available | Camela Lane Solar | Camela Lane Solar | Camela Lane | Camblesforth | Selby | North Yorkshire | YO8 8HA | England | 464052 | 427385 | Camblesforth | Camblesforth | Camela Lane Solar | 66 | Northern Powergrid (Yorkshire) plc | Solar | Photovoltaic | No | Data Not Applicable | Data Not Applicable | 49 | Data Not Available | Data Not Available | Data Not Available | Data Not Available | Data Not Available | Data Not Available | Data Not Available | Data Not Available | Data Not Available | Data Not Available | Data Not Available | Data Not Available | No | Accepted To Connect | Data Not Applicable | Data Not Applicable | Data Not Applicable | Data Not Applicable | Data Not Applicable | Data Not Applicable | 49 | 49 | 51.579 | Data Not Available | Data Not Available | 2019-11-15 00:00:00 | Data Not Available | Data Not Available | Data Not Available | Data Not Available | Data Not Available | Data Not Available | Data Not Available | 2019-12-13 | 53.73892443361095, -1.0304056104151915 | 2019-11-15 |  | North Yorkshire
2399999999844 | [5 empty] | 2399999999853 | Pillswood Farm BESS 2 | Pillswood Farm | Pillswood Farm | Dunswell Road | Cottingham | North Yorkshire | HU16 4JS | England | 504881 | 434533 | Creyke Beck | Pillswood Battery Farm | Pillswood Farm Bess 2 | 33 | Northern Powergrid (Yorkshire) plc | Stored Energy (all stored energy irrespective of the original energy source) | Storage - Electrochemical Classic Batteries -Lithium Ion (Li–ion) | No | Data Not Available | Data Not Available | 49.9 | Data Not Available | Data Not Available | Data Not Available | Data Not Available | Data Not Available | Data Not Available | Data Not Available | Data Not Available | Data Not Available | Data Not Available | Data Not Available | Data Not Available | No | Connected | 49.9 | 49.9 | 52.526 | 49.9 | 52.526 | Data Not Available | Data Not Applicable | Data Not Applicable | 52.526 | Data Not Applicable | Data Not Applicable | 2017-03-27 00:00:00 | Data Not Available | Data Not Available | Data Not Available | Data Not Available | Data Not Available | Data Not Available | Data Not Available | 2025-03-25 | 53.796542821751416, -0.40919435774372154 | 2017-03-27 |  | East Riding of Yorkshire
1427655100007 | [5 empty] | 1422226100005 | Smurfit kappa uk ltd | Smurfit kappa uk ltd | Kappa Ssk Limited | Mount Street | Birmingham | West Midlands | B7 5RE | United Kingdom | 409372 | 288761 | Nechells East 132Kv S Stn | Nechells West 132 25Kv S Stn | Nechells West 132/25/11Kv | 11 | National Grid Electricity Distribution (West Midlands) Plc | Fossil - Gas | Engine (combustion / reciprocating) | No | data not available | data not available | 1.947 | data not applicable | data not applicable | Yes | data not available | data not available | 0.889 | data not applicable | data not applicable | data not applicable | data not available | data not available | data not applicable | data not available | Connected | 2.836 | 6.3042 | 6.636 | 9.5 | 10 | 41039 | data not applicable | data not applicable | data not applicable | data not applicable | data not applicable | data not applicable | data not applicable | data not available | data not available | data not available | data not available | data not available | data not available | 45750
Data Not Available | [5 empty] | Data Not Available | Next Solar | Next Solar | ELMSALL WAY WAREHOUSE | DALE LANE | PONTEFRACT | West Yorkshire | WF9 2XT | England | 448192 | 412078 | Ferrybridge A | Ferrybridge A | South Elmsall | 11 | Northern Powergrid (Yorkshire) plc | Solar | Photovoltaic | No | Data Not Applicable | Data Not Applicable | 2 | Data Not Available | Data Not Available | Data Not Available | Data Not Available | Data Not Available | Data Not Available | Data Not Available | Data Not Available | Data Not Available | Data Not Available | Data Not Available | Data Not Available | No | Connected | 2 | 2 | 2.105 | Data Not Available | Data Not Available | 2022-05-10 18:56:00 | Data Not Applicable | Data Not Applicable | 2.105 | Data Not Applicable | Data Not Applicable | 2020-09-11 00:00:00 | Data Not Available | Data Not Available | Data Not Available | Data Not Available | Data Not Available | Data Not Available | Data Not Available | 2020-10-09 | 53.60305739401704, -1.2732000880880938 | 2020-09-11 | 2022-05-10 | Wakefield
1900060554947 | [5 empty] | Data not available | SMURFIT TOWNSEND HOOK | SMURFIT KAPPA TOWNSEND HOOK 9933 | MILL STREET |  | SNODLAND | KENT | ME6 5AX | England | 570768 | 161692 | Kingsnorth SGT | - |  | 132 | South Eastern Power Networks (SPN) | Fossil - Gas | Steam-gas turbine (CCGT) | Yes |  |  | 40 | [12 empty] | No | Connected | 40 | 40 | 42.105 |  |  | 1997-07-01 | [13 empty] | 2022-10-14 | 0.74268 | 51.4011 | 51.401077700247, 0.742681578402395 | SPN-S000000008368 | Fossil fuel
Data Not Available | [5 empty] | Data Not Available | ABP, East Parade | ABP, East Parade | ABP | East Parade | Goole | North Yorkshire | DN14 5RB | England | 474791 | 423527 | Camblesforth | Camblesforth | Goole | 11 | Northern Powergrid (Yorkshire) plc | Solar | Photovoltaic | No | Data Not Applicable | Data Not Applicable | 1.147 | Data Not Available | Data Not Available | Data Not Available | Data Not Available | Data Not Available | Data Not Available | Data Not Available | Data Not Available | Data Not Available | Data Not Available | Data Not Available | Data Not Available | No | Connected | 1.147 | 1.147 | 1.207 | Data Not Available | Data Not Available | 2019-11-06 11:09:00 | Data Not Applicable | Data Not Applicable | 1.207 | Data Not Applicable | Data Not Applicable | 2017-10-06 13:58:00 | Data Not Available | Data Not Available | Data Not Available | Data Not Available | Data Not Available | Data Not Available | Data Not Available | 2017-11-07 | 53.70282804435061, -0.8685581057180444 | 2017-10-06 | 2019-11-06 | East Riding of Yorkshire
Data Not Available | [5 empty] | Data Not Available | Immingham Docks PV | Immingham Docks PV | Associated British Ports | Immingham Dock | Immingham | Lincolnshire | DN40 2LZ | England | 519875 | 416226 | Grimsby West | Immingham | Queens Road | 11 | Northern Powergrid (Yorkshire) plc | Solar | Photovoltaic | No | Data Not Applicable | Data Not Applicable | 3.988 | Data Not Available | Data Not Available | Data Not Available | Data Not Available | Data Not Available | Data Not Available | Data Not Available | Data Not Available | Data Not Available | Data Not Available | Data Not Available | Data Not Available | No | Connected | 3.988 | 4.2 | 4.421 | Data Not Available | Data Not Available | Data Not Available | Data Not Applicable | Data Not Applicable | 4.198 | Data Not Applicable | Data Not Applicable | 2017-05-17 00:00:00 | Data Not Available | Data Not Available | Data Not Available | Data Not Available | Data Not Available | Data Not Available | Data Not Available | 2017-06-05 | 53.62884634665864, -0.18875504030424067 | 2017-05-17 |  | North East Lincolnshire
Data Not Applicable | [5 empty] | Data Not Available | Santon Solar Farm | Santon Solar Farm | Santon PV Site C | Land at Santon | Scunthorpe | Lincolnshire | DN20 0BQ | England | 494935 | 410096 | Keadby | Santon Solar Farm | Santon Solar Farm Direct | 132 | Northern Powergrid (Yorkshire) plc | Solar | Photovoltaic | No | Data Not Applicable | Data Not Applicable | 99.9 | Data Not Available | Data Not Available | Data Not Available | Data Not Available | Data Not Available | Data Not Available | Data Not Available | Data Not Available | Data Not Available | Data Not Available | Data Not Available | Data Not Available | No | Accepted To Connect | Data Not Applicable | Data Not Applicable | Data Not Applicable | Data Not Applicable | Data Not Applicable | Data Not Applicable | 99.9 | 99.9 | 105.158 | Data Not Available | Data Not Available | 2017-06-16 00:00:00 | Data Not Available | Data Not Available | Data Not Available | Data Not Available | Data Not Available | Data Not Available | Data Not Available | 2017-07-11 | 53.57887640450875, -0.5676094409833993 | 2017-06-16 |  | North Lincolnshire
2394200169573 | [5 empty] | 2380002828286 | Low Farm Bradley Photovoltaics | Low Farm Bradley Photovoltaics | Low Farm | Bradley | Grimsby | Lincolnshire | DN37 OAL | England | 525335 | 409323 | Grimsby West | Yarborough Road 132/33kV | Low Farm Bradley Solar | 33 | Northern Powergrid (Yorkshire) plc | Solar | Photovoltaic | No | Data Not Applicable | Data Not Applicable | 16.3 | Data Not Available | Data Not Available | Data Not Available | Data Not Available | Data Not Available | Data Not Available | Data Not Available | Data Not Available | Data Not Available | Data Not Available | Data Not Available | Data Not Available | No | Connected | 16.3 | 16.3 | 17.158 | 0.078 | 0.082 | 2023-04-21 10:36:00 | Data Not Applicable | Data Not Applicable | 17.158 | Data Not Applicable | Data Not Applicable | 2014-09-01 00:00:00 | Data Not Available | Data Not Available | Data Not Available | Data Not Available | Data Not Available | Data Not Available | Data Not Available | 2024-09-11 | 53.56555705040299, -0.10901052490717884 | 2014-09-01 | 2023-04-21 | North East Lincolnshire
2394000133121 | [5 empty] | Data Not Available | Solar Panels, Kellingley Colliery, Turver's Lane, Knottingley | Solar Panels, Kellingley Colliery, Turver's Lane, Knottingley | Kellingley Mine | Turvers Lane | Knottingley | North Yorkshire | WF11 8DT | England | 452260 | 423703 | Ferrybridge B | Kirkhaw Lane | Beal | 11 | Northern Powergrid (Yorkshire) plc | Solar | Photovoltaic | No | Data Not Applicable | Data Not Applicable | 3.99 | Data Not Available | Data Not Available | Data Not Available | Data Not Available | Data Not Available | Data Not Available | Data Not Available | Data Not Available | Data Not Available | Data Not Available | Data Not Available | Data Not Available | No | Connected | 3.99 | 3.99 | 4.2 | Data Not Available | Data Not Available | 2017-02-03 00:00:00 | Data Not Applicable | Data Not Applicable | 4.2 | Data Not Applicable | Data Not Applicable | Data Not Available | Data Not Available | Data Not Available | Data Not Available | Data Not Available | Data Not Available | Data Not Available | Data Not Available | 2017-11-30 | 53.707145988881464, -1.2097801775992785 |  | 2017-02-03 | North Yorkshire
Data Not Applicable | [5 empty] | Data Not Available | Grimsby Power Station (Ex-Tioxide) | Grimsby Power Station | Grimsby Power Station | Moody Lane | Grimsby | Lincolnshire | DN31 2SY | England | 525803 | 411058 | Grimsby West | Yarborough Road 132/33kV | Tioxide 1/2 | 33 | Northern Powergrid (Yorkshire) plc | Fossil - Gas | Engine (combustion / reciprocating) | No | Data Not Applicable | Data Not Applicable | 18 | Data Not Available | Data Not Available | Data Not Available | Data Not Available | Data Not Available | Data Not Available | Data Not Available | Data Not Available | Data Not Available | Data Not Available | Data Not Available | Data Not Available | No | Accepted To Connect | Data Not Applicable | Data Not Applicable | Data Not Applicable | Data Not Applicable | Data Not Applicable | Data Not Applicable | 18 | 18 | 18.947 | Data Not Available | Data Not Available | 2017-11-16 00:00:00 | Data Not Available | Data Not Available | Data Not Available | Data Not Available | Data Not Available | Data Not Available | Data Not Available | 2017-12-06 | 53.581031308982965, -0.10125007039049022 | 2017-11-16 |  | North East Lincolnshire
2200042180017 | [5 empty] | 2200042179944 | Snowdon energy limited | Chard snowdon hill farm | Snowdon Hill Farm | data not available | Chard | Somerset | TA20 3PS | United Kingdom | 330507 | 109074 | Axminster Sgp | Woodcote Bsp | Chard | 11 | National Grid Electricity Distribution (South West) Plc | Fossil - Gas | Engine (combustion / reciprocating) | Yes | data not available | data not available | 1 | data not applicable | data not applicable | data not applicable | data not available | data not available | data not applicable | data not applicable | data not applicable | data not applicable | data not available | data not available | data not applicable | data not available | Connected | 1 | 0.95 | 1 | 0.095 | 0.1 | 41244 | data not applicable | data not applicable | data not applicable | data not applicable | data not applicable | data not applicable | data not applicable | data not available | data not available | data not available | data not available | data not available | data not available | 45750
2394000129250 | [5 empty] | Data Not Available | Laceby Solar Farm | Laceby Solar Farm | Manor Top Farm | Laceby | Grimsby | Lincolnshire | DN37 7EG | England | 522595 | 405416 | Keadby | Wold Newton | Laceby Solar | 33 | Northern Powergrid (Yorkshire) plc | Solar | Photovoltaic | No | Data Not Applicable | Data Not Applicable | 8 | Data Not Available | Data Not Available | Data Not Available | Data Not Available | Data Not Available | Data Not Available | Data Not Available | Data Not Available | Data Not Available | Data Not Available | Data Not Available | Data Not Available | No | Connected | 8 | 8 | 8.421 | Data Not Available | Data Not Available | 2017-06-01 00:00:00 | Data Not Applicable | Data Not Applicable | 8.421 | Data Not Applicable | Data Not Applicable | Data Not Available | Data Not Available | Data Not Available | Data Not Available | Data Not Available | Data Not Available | Data Not Available | Data Not Available | 2017-05-15 | 53.53110452136635, -0.15188848269646502 |  | 2017-06-01 | North East Lincolnshire
2394000136610 | [5 empty] | Data Not Available | Wooley MWTS | Wooley MWTS | Wooley Mains Water Transfer Station | Former Wooley Colliery | Wakefield | West Yorkshire | WF4 2LS | England | 430793 | 413173 | West Melton Section 3 | Barugh 132/66kV | Woolley | 11 | Northern Powergrid (Yorkshire) plc | Solar | Photovoltaic | No | Data Not Applicable | Data Not Applicable | 1 | Data Not Available | Data Not Available | Data Not Available | Data Not Available | Data Not Available | Data Not Available | Data Not Available | Data Not Available | Data Not Available | Data Not Available | Data Not Available | Data Not Available | No | Connected | 1 | 1 | 1.053 | Data Not Available | Data Not Available | 2018-03-27 00:00:00 | Data Not Applicable | Data Not Applicable | 1.053 | Data Not Applicable | Data Not Applicable | 2017-03-28 00:00:00 | Data Not Available | Data Not Available | Data Not Available | Data Not Available | Data Not Available | Data Not Available | Data Not Available | 2017-05-12 | 53.61420657073887, -1.5360122138458092 | 2017-03-28 | 2018-03-27 | Wakefield
2394000126807 | [5 empty] | Data Not Available | Pollington Solar Farm | Pollington Solar Farm | Pollington Airfield | Pollington | Goole | North Yorkshire | DN14 0DA | England | 460748 | 420639 | Ferrybridge B | Kirkhaw Lane | Pollington | 11 | Northern Powergrid (Yorkshire) plc | Solar | Photovoltaic | No | Data Not Applicable | Data Not Applicable | 3.8 | Data Not Available | Data Not Available | Data Not Available | Data Not Available | Data Not Available | Data Not Available | Data Not Available | Data Not Available | Data Not Available | Data Not Available | Data Not Available | Data Not Available | No | Connected | 3.8 | 3.8 | 4 | Data Not Available | Data Not Available | 2016-01-01 00:00:00 | Data Not Applicable | Data Not Applicable | 4 | Data Not Applicable | Data Not Applicable | Data Not Available | Data Not Available | Data Not Available | Data Not Available | Data Not Available | Data Not Available | Data Not Available | Data Not Available | 2017-05-12 | 53.678693203997334, -1.0818098856866383 |  | 2016-01-01 | East Riding of Yorkshire
Data Not Applicable | [5 empty] | Data Not Available | Port Office PV 2 | Port Office | Port Office | Northern Gateway | Hull | East Riding of Yorkshire | HU9 5PQ | England | 510360 | 428892 | Saltend North | Hull East 132/33kV | King George Dock | 11 | Northern Powergrid (Yorkshire) plc | Solar | Photovoltaic | Yes | Data Not Applicable | Data Not Applicable | 2.2 | Data Not Available | Data Not Available | Data Not Available | Data Not Available | Data Not Available | Data Not Available | Data Not Available | Data Not Available | Data Not Available | Data Not Available | Data Not Available | Data Not Available | Yes | Accepted To Connect | Data Not Applicable | Data Not Applicable | Data Not Applicable | Data Not Applicable | Data Not Applicable | Data Not Applicable | 2.2 | 2.2 | 2.316 | 9.5 | 10 | 2024-11-05 00:00:00 | Data Not Available | Data Not Available | Data Not Available | Data Not Available | Data Not Available | Data Not Available | Data Not Available | 2024-12-09 | 53.74473137824304, -0.3280662861968245 | 2024-11-05
Data Not Applicable | [5 empty] | 2316540318019 | Marston House CHP | Otley Road CHP | Marston House | Charlestown | Shipley | West Yorkshire | BD17 7JR | England | 416393 | 438930 | Bradford West | Menston | Kirk Drive | 11 | Northern Powergrid (Yorkshire) plc | Fossil - Gas | Steam turbine (thermal power plant) | No | Data Not Applicable | Data Not Applicable | 1.25 | Data Not Available | Data Not Available | Data Not Available | Data Not Available | Data Not Available | Data Not Available | Data Not Available | Data Not Available | Data Not Available | Data Not Available | Data Not Available | Data Not Available | Yes | Accepted To Connect | Data Not Applicable | Data Not Applicable | Data Not Applicable | Data Not Applicable | Data Not Applicable | Data Not Applicable | 1.25 | 1.25 | 1.316 | 5.7 | 6 | 2024-10-22 00:00:00 | Data Not Available | Data Not Available | Data Not Available | Data Not Available | Data Not Available | Data Not Available | Data Not Available | 2024-11-07 | 53.84635519717865, -1.7523213044274362 | 2024-10-22 |  | Bradford
Data Not Applicable | [5 empty] | 2394200159566 | Dakin Flathers PV Add | Dakin Flathers PV Add | Boothroyds Way | Featherstone | Pontefract | West Yorkshire | WF7 6RA | England | 441310 | 420643 | Ferrybridge B | Featherstone | Commonside Lane | 11 | Northern Powergrid (Yorkshire) plc | Solar | Photovoltaic | No | Data Not Applicable | Data Not Applicable | 1.5 | Data Not Available | Data Not Available | Data Not Available | Data Not Available | Data Not Available | Data Not Available | Data Not Available | Data Not Available | Data Not Available | Data Not Available | Data Not Available | Data Not Available | Yes | Accepted To Connect | Data Not Applicable | Data Not Applicable | Data Not Applicable | Data Not Applicable | Data Not Applicable | Data Not Applicable | 1.5 | 1.5 | 1.579 | 0.949 | 0.999 | 2024-09-16 00:00:00 | Data Not Available | Data Not Available | Data Not Available | Data Not Available | Data Not Available | Data Not Available | Data Not Available | 2024-10-07 | 53.68062285433236, -1.3760583030168274 | 2024-09-16 |  | Wakefield
Data Not Applicable | [5 empty] | Data Not Available | Kellingley Colliery CHP | Kellingley Colliery CHP | Former Kellingley Colliery | Turvers Lane | Knottingley | West Yorkshire | WF11 8DT | England | 448216 | 424965 | Ferrybridge A | Ferrybridge A | Kellingley CHP | 66 | Northern Powergrid (Yorkshire) plc | Fossil - Gas | Steam turbine (thermal power plant) | No | Data Not Applicable | Data Not Applicable | 38 | Data Not Available | Data Not Available | Data Not Available | Data Not Available | Data Not Available | Data Not Available | Data Not Available | Data Not Available | Data Not Available | Data Not Available | Data Not Available | Data Not Available | Yes | Accepted To Connect | Data Not Applicable | Data Not Applicable | Data Not Applicable | Data Not Applicable | Data Not Applicable | Data Not Applicable | 38 | 38 | 40 | Data Not Available | Data Not Available | 2019-10-14 00:00:00 | Data Not Available | Data Not Available | Data Not Available | Data Not Available | Data Not Available | Data Not Available | Data Not Available | 2024-09-18 | 53.718876278566555, -1.27084182416316 | 2019-10-14 |  | Wakefield
DATA NOT AVAILABLE | [5 empty] | 1620001266889 | SODEXO LIMITED | WITHINGTON COMMUNITY HOSPITAL | NELL LANE |  | MANCHESTER | GREATER MANCHESTER | M20 2LR | ENGLAND | 383690 | 392169 | SOUTH MANCHESTER GSP | WEST DIDSBURY | WEST DIDSBURY | 6.6 | ELECTRICITY NORTH WEST LIMITED | FOSSIL - GAS | ENGINE (COMBUSTION / RECIPROCATING) | NO | 0 | 0 | 1 |  |  |  | 0 | 0 | 0 |  |  |  | 0 | 0 | 0 | NO | CONNECTED | 1 | 0 | 0 | 0.4275 | 0.45 | 2003-03-15 |  |  |  | 0 | 0 |  |  | NO | NO |  |  |  |  | 2021-12-06 | 53.42605733579684, -2.2469144483186954
Data Not Applicable | [5 empty] | Data Not Available | Knapton Hybrid | Knapton Hybrid | Knapton Generating Station | East Knapton | East Knapton | North Yorkshire | YO17 8JF | England | 488651 | 477055 | Osbaldwick | Knapton Generation | Knapton Generation Direct | 132 | Northern Powergrid (Northeast) plc | Solar | Photovoltaic | No | Data Not Applicable | Data Not Applicable | 84 | Storage - Electrochemical Classic Batteries -Lithium Ion (Li–ion) | Storage - Electrochemical Classic Batteries -Lithium Ion (Li–ion) | No | Data Not Available | Data Not Available | 30 | Data Not Available | Data Not Available | Data Not Available | Data Not Available | Data Not Available | Data Not Available | Yes | Accepted To Connect | Data Not Applicable | Data Not Applicable | Data Not Applicable | Data Not Applicable | Data Not Applicable | Data Not Applicable | 114 | 114 | 120 | 76 | 80 | 2021-06-02 00:00:00 | Data Not Available | Data Not Available | Data Not Available | Data Not Available | Data Not Available | Data Not Available | Data Not Available | 2025-02-18 | 54.181624420001015, -0.6431506599353329 | 2021-06-02 |  | North Yorkshire
Data Not Applicable | [5 empty] | Data Not Available | Knapton Hybrid 2 | Knapton Hybrid | Knapton Generating Station | East Knapton | East Knapton | North Yorkshire | YO17 8JF | England | 488651 | 477055 | Osbaldwick | Knapton Generation | Knapton Generation Direct | 132 | Northern Powergrid (Northeast) plc | Stored Energy (all stored energy irrespective of the original energy source) | Storage - Electrochemical Classic Batteries -Lithium Ion (Li–ion) | No | Data Not Available | Data Not Available | 16 | Data Not Available | Data Not Available | Data Not Available | Data Not Available | Data Not Available | Data Not Available | Data Not Available | Data Not Available | Data Not Available | Data Not Available | Data Not Available | Data Not Available | Yes | Accepted To Connect | Data Not Applicable | Data Not Applicable | Data Not Applicable | Data Not Applicable | Data Not Applicable | Data Not Applicable | 16 | 16 | 16.842 | Data Not Available | Data Not Available | 2024-11-19 00:00:00 | Data Not Available | Data Not Available | Data Not Available | Data Not Available | Data Not Available | Data Not Available | Data Not Available | 2024-12-09 | 54.181624420001015, -0.6431506599353329 | 2024-11-19 |  | North Yorkshire
Data Not Applicable | [5 empty] | Data Not Available | Earsdon Wind Farm | Earsdon Wind Farm | Earsdon Wind Farm | Earsdon East Farm | Earsdon | Northumberland | NE61 3EG | England | 419756 | 593931 | Blyth 66kV | Blyth 66kV | Earsdon Wind Farm | 66 | Northern Powergrid (Northeast) plc | Wind | Onshore wind turbines | No | Data Not Applicable | Data Not Applicable | 40 | Data Not Available | Data Not Available | Data Not Available | Data Not Applicable | Data Not Applicable | Data Not Available | Data Not Available | Data Not Available | Data Not Available | Data Not Applicable | Data Not Applicable | Data Not Available | Yes | Accepted To Connect | Data Not Applicable | Data Not Applicable | Data Not Applicable | Data Not Applicable | Data Not Applicable | Data Not Applicable | 40 | 40 | 42.105 | 1.425 | 1.5 | 2025-03-03 00:00:00 | Data Not Available | Data Not Available | Data Not Available | Data Not Available | Data Not Available | Data Not Available | Data Not Available | 2025-04-07 | 55.239188165643114, -1.6908620390047788 | 2025-03-03 |  | Northumberland
Data Not Applicable | [5 empty] | Data Not Available | Hedon Road Site A Gas | Hedon Road Site A Gas | Hedon Road Site A | Land off Hedon Road | Hull | East Riding of Yorkshire | HU9 1TA | England | 512568 | 429159 | Saltend North | Hull East 132/33kV | King George Dock | 11 | Northern Powergrid (Yorkshire) plc | Fossil - Gas | Gas turbine (OCGT) | No | Data Not Applicable | Data Not Applicable | 8 | Data Not Available | Data Not Available | Data Not Available | Data Not Applicable | Data Not Applicable | Data Not Available | Data Not Available | Data Not Available | Data Not Available | Data Not Applicable | Data Not Applicable | Data Not Available | No | Accepted To Connect | Data Not Applicable | Data Not Applicable | Data Not Applicable | Data Not Applicable | Data Not Applicable | Data Not Applicable | 8 | 8 | 8.421 | 8.075 | 8.5 | 2024-07-25 00:00:00 | Data Not Available | Data Not Available | Data Not Available | Data Not Available | Data Not Available | Data Not Available | Data Not Available | 2025-04-08 | 53.746658603111044, -0.29450491386508454 | 2024-07-25 |  | Kingston upon Hull, City of
1620000366884 | [5 empty] | 1600000175712 | SOFIDEL UK LIMITED | PITT STREET | LANSIL WAY |  | LANCASTER | LANCASHIRE | LA1 3QY | ENGLAND | 348366 | 463658 | HEYSHAM GSP | LANCASTER | LANCASTER | 11 | ELECTRICITY NORTH WEST LIMITED | FOSSIL - GAS | ENGINE (COMBUSTION / RECIPROCATING) | YES | 0 | 0 | 4.8 |  |  |  | 0 | 0 | 0 |  |  |  | 0 | 0 | 0 | NO | CONNECTED | 4.8 | 0.038 | 0.04 | 4.1772 | 4.397 | 2000-08-31 |  |  |  | 0 | 0 |  |  | NO | NO |  |  |  |  | 2021-12-06 | 54.06625988654009, -2.7904397339671188
1574000222031 | [5 empty] | 1580000022153 | Allerton Park Landfill Site | Allerton Park Landfill Site | Allerton Park Landfill Site | Allerton Park | Knaresorough | North Yorkshire | HG5 0SD | England | 441048 | 459928 | Knaresborough | Wormald Green 132/33kV | Coneythorpe | 11 | Northern Powergrid (Northeast) plc | Waste | Engine (combustion / reciprocating) | No | Data Not Applicable | Data Not Applicable | 3.61 | Data Not Available | Data Not Available | Data Not Available | Data Not Available | Data Not Available | Data Not Available | Data Not Available | Data Not Available | Data Not Available | Data Not Available | Data Not Available | Data Not Available | No | Connected | 3.61 | 3.61 | 3.8 | 0.024 | 0.025 | 2008-04-01 00:00:00 | Data Not Applicable | Data Not Applicable | 3.8 | Data Not Applicable | Data Not Applicable | Data Not Available | Data Not Available | Data Not Available | Data Not Available | Data Not Available | Data Not Available | Data Not Available | Data Not Available | 2024-12-03 | 54.0337109037993, -1.37478595353347 |  | 2008-04-01 | Harrogate
Data Not Applicable | [5 empty] | 2380001557180 | Newport Building PV | Newport Building | Newport Building | Common Lane | Hull | North Yorkshire | HU15 2FT | England | 487656 | 431174 | Creyke Beck | Hull West | Newport 1 | 11 | Northern Powergrid (Yorkshire) plc | Solar | Photovoltaic | No | Data Not Applicable | Data Not Applicable | 1.4 | Data Not Available | Data Not Available | Data Not Available | Data Not Available | Data Not Available | Data Not Available | Data Not Available | Data Not Available | Data Not Available | Data Not Available | Data Not Available | Data Not Available | No | Accepted To Connect | Data Not Applicable | Data Not Applicable | Data Not Applicable | Data Not Applicable | Data Not Applicable | Data Not Applicable | 1.4 | 1.4 | 1.474 | 4.75 | 5 | 2024-06-04 00:00:00 | Data Not Available | Data Not Available | Data Not Available | Data Not Available | Data Not Available | Data Not Available | Data Not Available | 2024-07-05 | 53.76954302924537, -0.6715701732745654 | 2024-06-04 |  | East Riding of Yorkshire
Data Not Applicable | [5 empty] | 2356531013010 | Finlay Beverages PV | Finlay Beverages Ltd | Finlay Beverages Ltd | Elmsall Way | Pontefract | West Yorkshire | WF9 2XS | England | 448044 | 411809 | Ferrybridge A | Ferrybridge A | South Elmsall | 11 | Northern Powergrid (Yorkshire) plc | Solar | Photovoltaic | No | Data Not Applicable | Data Not Applicable | 1.5 | Data Not Available | Data Not Available | Data Not Available | Data Not Available | Data Not Available | Data Not Available | Data Not Available | Data Not Available | Data Not Available | Data Not Available | Data Not Available | Data Not Available | No | Accepted To Connect | Data Not Applicable | Data Not Applicable | Data Not Applicable | Data Not Applicable | Data Not Applicable | Data Not Applicable | 1.5 | 1.5 | 1.579 | 0.95 | 1 | 2024-06-28 00:00:00 | Data Not Available | Data Not Available | Data Not Available | Data Not Available | Data Not Available | Data Not Available | Data Not Available | 2024-07-05 | 53.60065330422195, -1.2754778132079168 | 2024-06-28 |  | Wakefield
1574000330270 | [5 empty] | 1580001208250 | Alne Landfill | Alne Landfill | Alne Landfill | Forest Lane | York | Data Not Available | YO61 1TU | England | 452272 | 466439 | Knaresborough | Husthwaite | Husthwaite 33/11kV | 11 | Northern Powergrid (Northeast) plc | Waste | Engine (combustion / reciprocating) | No | Data Not Applicable | Data Not Applicable | 5.51 | Data Not Available | Data Not Available | Data Not Available | Data Not Available | Data Not Available | Data Not Available | Data Not Available | Data Not Available | Data Not Available | Data Not Available | Data Not Available | Data Not Available | No | Connected | 5.51 | 5.51 | 5.8 | 0.475 | 0.5 | 2022-06-08 00:00:00 | Data Not Applicable | Data Not Applicable | 5.8 | Data Not Applicable | Data Not Applicable | Data Not Available | Data Not Available | Data Not Available | Data Not Available | Data Not Available | Data Not Available | Data Not Available | Data Not Available | 2024-12-03 | 54.091210625494135, -1.2023184538732257 |  | 2022-06-08 | North Yorkshire
1574200479671 | [5 empty] | 1580001831860 | Skeeby Solar | Land south of Skeeby Substation | Land south of Skeeby Substation | Skeeby | Skeeby Solar | North Yorkshire | DL10 5DP | England | 419543 | 502556 | Norton | Leeming Bar/Skeeby | Skeeby Solar | 33 | Northern Powergrid (Northeast) plc | Solar | Photovoltaic | No | Data Not Applicable | Data Not Applicable | 39 | Data Not Available | Data Not Available | Data Not Available | Data Not Available | Data Not Available | Data Not Available | Data Not Available | Data Not Available | Data Not Available | Data Not Available | Data Not Available | Data Not Available | No | Connected | 39 | 39.33 | 41.4 | 0.123 | 0.129 | Data Not Available | Data Not Applicable | Data Not Applicable | 41.053 | Data Not Applicable | Data Not Applicable | 2020-06-09 00:00:00 | Data Not Available | Data Not Available | Data Not Available | Data Not Available | Data Not Available | Data Not Available | Data Not Available | 2024-12-03 | 54.41807484575778, -1.7003492634044652 | 2020-06-09 |  | North Yorkshire
Data Not Applicable | [5 empty] | Data Not Available | York Road PV | York Road PV | Land to the South of A64 York Road | York Road | Leeds | West Yorkshire | LS15 4NA | England | 436708 | 437362 | Ferrybridge B | Whinmoor | Sledmere Garth | 11 | Northern Powergrid (Yorkshire) plc | Solar | Photovoltaic | No | Data Not Applicable | Data Not Applicable | 1.8 | Data Not Available | Data Not Available | Data Not Available | Data Not Applicable | Data Not Applicable | Data Not Available | Data Not Available | Data Not Available | Data Not Available | Data Not Applicable | Data Not Applicable | Data Not Available | No | Accepted To Connect | Data Not Applicable | Data Not Applicable | Data Not Applicable | Data Not Applicable | Data Not Applicable | Data Not Applicable | 1.8 | 1.8 | 1.895 | 2.47 | 2.6 | 2025-02-07 00:00:00 | Data Not Available | Data Not Available | Data Not Available | Data Not Available | Data Not Available | Data Not Available | Data Not Available | 2025-03-06 | 53.83122898576078, -1.4437461203947808 | 2025-02-07 |  | Leeds
1640000565510 | [5 empty] | 1640000565501 | SOLAR FIELDS UK | TUNSTEAD STOR 2 | WATERSWALLOWS ROAD | WATERSWALLOWS ROAD | HIGH PEAK | DERBYSHIRE | SK17 8TG | ENGLAND | 408170 | 375094 | STALYBRIDGE GSP | BUXTON | - | 33 | ELECTRICITY NORTH WEST LIMITED | FOSSIL - OIL | ENGINE (COMBUSTION / RECIPROCATING) | NO | 0 | 0 | 14 |  |  |  | 0 | 0 | 0 |  |  |  | 0 | 0 | 0 | NO | CONNECTED | 14 | 13.3 | 14 | 0.475 | 0.5 | 2016-11-01 |  |  |  | 0 | 0 |  |  | NO | NO |  |  |  |  | 2021-12-06 | 53.27277099872667, -1.8789500468133153
2100040890412 | [5 empty] | 2189999998924, 2189999998933, 2189999998942, 2199989663578 | Solutia uk limited | Newport corporation road (solutia) | Solutia Uk Ltd | Corporation Road | Newport | Gwent | NP19 4XF | United Kingdom | 333393 | 185764 | data not available | data not available | data not available | data not available | National Grid Electricity Distribution (South Wales) Plc | data not available | data not available | No | data not available | data not available | 6.1 | data not applicable | data not applicable | data not applicable | data not available | data not available | data not applicable | data not applicable | data not applicable | data not applicable | data not available | data not available | data not applicable | data not available | Connected | 6.1 | 0 | 0 | 50.084 | 52.72 | 40148 | data not applicable | data not applicable | data not applicable | data not applicable | data not applicable | data not applicable | data not applicable | data not available | data not available | data not available | data not available | data not available | data not available | 45750
1997000000069 | [5 empty] | Data not available | SOUTH COAST POWER | SHOREHAM POWER | PORTSLADE |  | BRIGHTON | EAST SUSSEX | BN41 1WF | England | 526060 | 104658 | Bolney SGT | - |  | 132 | South Eastern Power Networks (SPN) | Fossil - Gas | Steam-gas turbine (CCGT) |  |  |  | 425 | [12 empty] | No | Connected | 425 | 425 | 447.368 |  |  | 2004-05-06 | [13 empty] | 2022-10-14 | 1.3462 | 51.2865 | 51.2865226569877, 1.34617128252715 | SPN-S000000009157 | Fossil fuel
Data Not Applicable | [5 empty] | Data Not Available | Water Road | Water Road | Water Road | Water Road | Horsley | Northumberland | NE15 0PE | England | 409410 | 565795 | Stella South | Coalburns | West Wylam | 20 | Northern Powergrid (Northeast) plc | Fossil - Oil | Engine (combustion / reciprocating) | No | Data Not Applicable | Data Not Applicable | 1.5 | Data Not Available | Data Not Available | Data Not Available | Data Not Available | Data Not Available | Data Not Available | Data Not Available | Data Not Available | Data Not Available | Data Not Available | Data Not Available | Data Not Available | No | Accepted To Connect | Data Not Applicable | Data Not Applicable | Data Not Applicable | Data Not Applicable | Data Not Applicable | Data Not Applicable | 1.5 | 1.5 | 1.579 | Data Not Available | Data Not Available | 2024-02-27 00:00:00 | Data Not Available | Data Not Available | Data Not Available | Data Not Available | Data Not Available | Data Not Available | Data Not Available | 2024-05-07 | 54.986662570749566, -1.8544818076190241 | 2024-02-27 |  | Northumberland
Data Not Applicable | [5 empty] | Data Not Available | Mill Hill Gas | Mill Hill Gas | Land Adjacent to Mill Hill | Land Adjacent to Mill Hill | Peterlee | County Durham | SR8 2JF | England | 441032 | 541887 | Hawthorn Pit Grid | Hawthorn Pit Grid | Peterlee Industrial | 11 | Northern Powergrid (Northeast) plc | Fossil - Gas | Engine (combustion / reciprocating) | No | Data Not Applicable | Data Not Applicable | 40 | Data Not Available | Data Not Available | Data Not Available | Data Not Available | Data Not Available | Data Not Available | Data Not Available | Data Not Available | Data Not Available | Data Not Available | Data Not Available | Data Not Available | No | Accepted To Connect | Data Not Applicable | Data Not Applicable | Data Not Applicable | Data Not Applicable | Data Not Applicable | Data Not Applicable | 40 | 40 | 42.105 | Data Not Available | Data Not Available | 2021-06-22 00:00:00 | Data Not Available | Data Not Available | Data Not Available | Data Not Available | Data Not Available | Data Not Available | Data Not Available | 2024-12-02 | 54.77023696948719, -1.3637363459665173 | 2021-06-22 |  | County Durham
Data Not Applicable | [5 empty] | Data Not Available | Parkcliff Farm BESS | Parkcliff Farm BESS | Parkcliff Farm | Morthen | Rotherham | West Yorkshire | S66 0EA | England | 448886 | 390036 | Thurcroft | Parkcliff Farm BESS | Parkcliff Farm BESS Direct | 66 | Northern Powergrid (Yorkshire) plc | Stored Energy (all stored energy irrespective of the original energy source) | Storage - Electrochemical Classic Batteries -Lithium Ion (Li–ion) | No | Data Not Available | Data Not Available | 49.99 | Data Not Available | Data Not Available | Data Not Available | Data Not Available | Data Not Available | Data Not Available | Data Not Available | Data Not Available | Data Not Available | Data Not Available | Data Not Available | Data Not Available | No | Accepted To Connect | Data Not Applicable | Data Not Applicable | Data Not Applicable | Data Not Applicable | Data Not Applicable | Data Not Applicable | 49.99 | 49.99 | 52.621 | Data Not Available | Data Not Available | 2024-03-11 00:00:00 | Data Not Available | Data Not Available | Data Not Available | Data Not Available | Data Not Available | Data Not Available | Data Not Available | 2024-04-04 | 53.40488729790842, -1.2661417366183925 | 2024-03-11 |  | Rotherham
1460001685137 | [5 empty] | 1421651200009, 1422651200000 | South staffordshire water plc | Pumping stations | Prestwood Pumping Station | Greensforge Lane, Stourton | Stourbridge | West Midlands | DY7 5BB | United Kingdom | 385897 | 285880 | Bishops Wood 132Kv S Stn | Stourport 132 66 33Kv S Stn | Kinver 33 11Kv S Stn | 0.4 | National Grid Electricity Distribution (West Midlands) Plc | data not available | data not available | No | data not available | data not available | 1.4 | data not applicable | data not applicable | data not applicable | data not available | data not available | data not applicable | data not applicable | data not applicable | data not applicable | data not available | data not available | data not applicable | data not available | Connected | 1.4 | 1.33 | 1.4 | 2.9137 | 3.067 | 39253 | data not applicable | data not applicable | data not applicable | data not applicable | data not applicable | data not applicable | data not applicable | data not available | data not available | data not available | data not available | data not available | data not available | 45750
2394200160640 | [5 empty] | 2380002797770 | Sweeting Thorns (Sandy Vale Solar) | Sweeting Thorns (Sandy Vale Solar) | Sweeting Thorns | Holme | Scunthorpe | Lincolnshire | DN16 3RF | England | 492077 | 406977 | Keadby | Scunthorpe South | Sweeting Thorns Solar | 33 | Northern Powergrid (Yorkshire) plc | Solar | Photovoltaic | No | Data Not Applicable | Data Not Applicable | 35 | Data Not Available | Data Not Available | Data Not Available | Data Not Available | Data Not Available | Data Not Available | Data Not Available | Data Not Available | Data Not Available | Data Not Available | Data Not Available | Data Not Available | No | Connected | 35 | 35 | 36.842 | 0.095 | 0.1 | 2024-04-03 00:00:00 | Data Not Applicable | Data Not Applicable | 36.842 | Data Not Applicable | Data Not Applicable | 2014-08-01 00:00:00 | Data Not Available | Data Not Available | Data Not Available | Data Not Available | Data Not Available | Data Not Available | Data Not Available | 2024-09-11 | 53.55135895686208, -0.6116795163536995 | 2014-08-01 | 2024-04-03 | North Lincolnshire
Data Not Applicable | [5 empty] | Data Not Available | Southeast of Church Lane BESS | Southeast of Church Lane BESS | South & Southeast of Church Lane | Murton | Seaham | County Durham | SR7 9RD | England | 439207 | 546963 | Hawthorn Pit Grid | Southeast of Church Lane BESS | Southeast of Church Lane BESS Direct | 132 | Northern Powergrid (Northeast) plc | Stored Energy (all stored energy irrespective of the original energy source) | Storage - Electrochemical Classic Batteries -Lithium Ion (Li–ion) | No | Data Not Available | Data Not Available | 100 | Data Not Available | Data Not Available | Data Not Available | Data Not Available | Data Not Available | Data Not Available | Data Not Available | Data Not Available | Data Not Available | Data Not Available | Data Not Available | Data Not Available | No | Accepted To Connect | Data Not Applicable | Data Not Applicable | Data Not Applicable | Data Not Applicable | Data Not Applicable | Data Not Applicable | 100 | 100 | 105.263 | 95 | 100 | 2024-04-12 00:00:00 | Data Not Available | Data Not Available | Data Not Available | Data Not Available | Data Not Available | Data Not Available | Data Not Available | 2024-10-30 | 54.81599506824629, -1.3914172199000592 | 2024-04-12 |  | County Durham
Data Not Applicable | [5 empty] | Data Not Available | Greatham Hybrid | Greatham Hybrid | Off A689 Greatham | Hartlepool | Hartlepool | County Durham | TS25 2HS | England | 449074 | 527655 | Hartmoor | Hartmoor | Greatham Hybrid | 66 | Northern Powergrid (Northeast) plc | Solar | Photovoltaic | No | Data Not Applicable | Data Not Applicable | 49.5 | Storage - Electrochemical Classic Batteries -Lithium Ion (Li–ion) | Storage - Electrochemical Classic Batteries -Lithium Ion (Li–ion) | No | Data Not Available | Data Not Available | 49.5 | Data Not Available | Data Not Available | Data Not Available | Data Not Available | Data Not Available | Data Not Available | No | Accepted To Connect | Data Not Applicable | Data Not Applicable | Data Not Applicable | Data Not Applicable | Data Not Applicable | Data Not Applicable | 99 | 99 | 104.211 | Data Not Available | Data Not Available | 2024-04-03 00:00:00 | Data Not Available | Data Not Available | Data Not Available | Data Not Available | Data Not Available | Data Not Available | Data Not Available | 2024-12-19 | 54.641631381564494, -1.2411361438996824 | 2024-04-03 |  | Hartlepool
Data Not Applicable | [5 empty] | Data Not Available | Clayton Street PV | Clayton Street PV | Multi Storey Car Park | Clayton Street | Bishop Auckland | County Durham | DL14 7QW | England | 420754 | 530088 | Spennymoor GSP | Toronto | Toronto 66/20kV | 20 | Northern Powergrid (Northeast) plc | Solar | Photovoltaic | No | Data Not Applicable | Data Not Applicable | 13.5 | Data Not Available | Data Not Available | Data Not Available | Data Not Available | Data Not Available | Data Not Available | Data Not Available | Data Not Available | Data Not Available | Data Not Available | Data Not Available | Data Not Available | No | Accepted To Connect | Data Not Applicable | Data Not Applicable | Data Not Applicable | Data Not Applicable | Data Not Applicable | Data Not Applicable | 13.5 | 13.5 | 14.211 | Data Not Available | Data Not Available | 2023-07-20 00:00:00 | Data Not Available | Data Not Available | Data Not Available | Data Not Available | Data Not Available | Data Not Available | Data Not Available | 2024-05-07 | 54.66544893133701, -1.679758073108502 | 2023-07-20 |  | County Durham
Data Not Applicable | [5 empty] | Data Not Available | Selby Road Hybrid | Selby Road Hybrid | Land at Selby Road | Camblesforth | Selby | North Yorkshire | YO8 8EZ | England | 463787 | 428157 | Camblesforth | Camblesforth | Selby Road Hybrid | 66 | Northern Powergrid (Yorkshire) plc | Solar | Photovoltaic | No | Data Not Applicable | Data Not Applicable | 30 | Photovoltaic | Photovoltaic | No | Data Not Applicable | Data Not Applicable | 15 | Data Not Available | Data Not Available | Data Not Available | Data Not Available | Data Not Available | Data Not Available | Yes | Accepted To Connect | Data Not Applicable | Data Not Applicable | Data Not Applicable | Data Not Applicable | Data Not Applicable | Data Not Applicable | 45 | 45 | 47.368 | 14.991 | 15.78 | 2023-09-22 00:00:00 | Data Not Available | Data Not Available | Data Not Available | Data Not Available | Data Not Available | Data Not Available | Data Not Available | 2024-12-19 | 53.74589463661814, -1.0342635443201047 | 2023-09-22 |  | North Yorkshire
Data Not Applicable | [5 empty] | Data Not Available | West House Farm PV | West House Farm | West House Farm | Fishburn | Fishburn | County Durham | DL17 9DY | England | 434017 | 532925 | Hartmoor | Hartmoor | West House Farm | 66 | Northern Powergrid (Northeast) plc | Solar | Photovoltaic | No | Data Not Applicable | Data Not Applicable | 41.1 | Data Not Available | Data Not Available | Data Not Available | Data Not Available | Data Not Available | Data Not Available | Data Not Available | Data Not Available | Data Not Available | Data Not Available | Data Not Available | Data Not Available | Yes | Accepted To Connect | Data Not Applicable | Data Not Applicable | Data Not Applicable | Data Not Applicable | Data Not Applicable | Data Not Applicable | 41.1 | 41.1 | 43.263 | 0.414 | 0.436 | 2024-10-01 00:00:00 | Data Not Available | Data Not Available | Data Not Available | Data Not Available | Data Not Available | Data Not Available | Data Not Available | 2024-11-07 | 54.690225457591794, -1.473813230413849 | 2024-10-01 |  | County Durham
DATA NOT AVAILABLE | [5 empty] | DATA NOT AVAILABLE | DIODES ZETEX SEMICONDUCTORS LIMITED | ZETEX CHP+BESS FACILITY | LANSDOWNE ROAD | CHADDERTON | OLDHAM | GREATER MANCHESTER | OL9 9LL | ENGLAND | 390833 | 404910 | WHITEGATE GSP | GREENHILL | GREENHILL | 6.6 | ELECTRICITY NORTH WEST LIMITED | FOSSIL - GAS | ENGINE (COMBUSTION / RECIPROCATING) | TO BE CONFIRMED | 0 | 0 | 2 |  |  |  | 0 | 0 | 0 |  |  |  | 0 | 0 | 0 | NO | ACCEPTED TO CONNECT | 0 | 0 | 0 | 0 | 0 |  | 5.2632 | 0 | 0 | 5.225 | 5.5 | 2019-12-30 |  | NO | NO |  | TO BE CONFIRMED |  |  | 2023-04-05 | 53.54075265933276, -2.1397969050522914
1470000132096 | [5 empty] | 1428415000002 | South staffordshire water plc | Seedy mill pumping station | Pumping Station | Seedy Mill, Hanch | Lichfield | Staffordshire | WS13 8HG | United Kingdom | 410480 | 313670 | data not available | data not available | data not available | 11 | National Grid Electricity Distribution (West Midlands) Plc | Fossil - Oil | Engine (combustion / reciprocating) | No | data not available | data not available | 2.5 | data not applicable | data not applicable | data not applicable | data not available | data not available | data not applicable | data not applicable | data not applicable | data not applicable | data not available | data not available | data not applicable | data not available | Connected | 2.5 | 2.375 | 2.5 | 2.375 | 2.5 | 41229 | data not applicable | data not applicable | data not applicable | data not applicable | data not applicable | data not applicable | data not applicable | data not available | data not available | data not available | data not available | data not available | data not available | 45750
1620000549525 | [5 empty] | 1620000549516 | NFPA LTD | WINSCALES WINDFARM | EAST TOWN END FARM | WINSCALES | WORKINGTON | CUMBRIA | CA14 4JG | ENGLAND | 303304 | 527055 | HARKER ENWL SGTS 1 2 3A 4 / HUTTON GSP GROUP | STAINBURN & SIDDICK | LEYLAND NATIONAL | 11 | ELECTRICITY NORTH WEST LIMITED | WIND | ONSHORE WIND TURBINES | NO | 0 | 0 | 1.98 |  |  |  | 0 | 0 | 0 |  |  |  | 0 | 0 | 0 | NO | CONNECTED | 1.98 | 1.805 | 1.9 | 0.038 | 0.04 | 1999-12-21 |  |  |  | 0 | 0 |  |  | NO | NO |  |  |  |  | 2021-12-06 | 54.629329902216334, -3.499370099944089
1470001332188 | [5 empty] | 1470001332160, 1470001332179 | South staffordshire water plc | Seedy mill pumping station | Seedy Mill Schematic (Export) | Seedy Mill Waterworks | Handsacre | data not available | WS13 8HG | United Kingdom | 410480 | 313670 | Rugeley 132Kv S Stn | Lichfield 132Kv S Stn | Lichfield 132/11Kv | 11 | National Grid Electricity Distribution (West Midlands) Plc | Fossil - Oil | Engine (combustion / reciprocating) | No | data not available | data not available | 2.5 | data not applicable | data not applicable | data not applicable | data not available | data not available | data not applicable | data not applicable | data not applicable | data not applicable | data not available | data not available | data not applicable | data not available | Connected | 2.5 | 2.375 | 2.5 | 7.41 | 7.8 | 41229 | data not applicable | data not applicable | data not applicable | data not applicable | data not applicable | data not applicable | data not applicable | data not available | data not available | data not available | data not available | data not available | data not available | 45750
1640000295394 | [5 empty] | 1640000295385 | BEGL 4 LIMITED | WESTNEWTON WIND FARM |  |  | WIGTON | CUMBRIA | CA7 3PF | ENGLAND | 313725 | 543106 | HARKER ENWL SGTS 1 2 3A 4 / HUTTON GSP GROUP | CARLISLE | - | 33 | ELECTRICITY NORTH WEST LIMITED | WIND | ONSHORE WIND TURBINES | NO | 0 | 0 | 7.05 |  |  |  | 0 | 0 | 0 |  |  |  | 0 | 0 | 0 | NO | CONNECTED | 7.05 | 7.2675 | 7.65 | 0.095 | 0.1 | 2013-12-01 |  |  |  | 0 | 0 |  |  | NO | NO |  |  |  |  | 2021-12-06 | 54.775425267472315, -3.342753412976869
1620000631871 | [5 empty] | 1600000160317 | SPRINGFIELD ENVIRONMENTAL LIMITED | WEST QUARRY | APPLEY LANE NORTH | APPLEY LANE NORTH | WIGAN | GREATER MANCHESTER | WN6 9AE | ENGLAND | 352297 | 409491 | PENWORTHAM WEST GSP / STANAH GSP GROUP | WRIGHTINGTON | STANDISH | 11 | ELECTRICITY NORTH WEST LIMITED | BIOFUEL - LANDFILL GAS | ENGINE (COMBUSTION / RECIPROCATING) | NO | 0 | 0 | 4.5 |  |  |  | 0 | 0 | 0 |  |  |  | 0 | 0 | 0 | NO | ACCEPTED TO CONNECT | 4.5 | 4.275 | 4.5 | 0.038 | 0.04 | 2002-04-01 |  |  |  | 0 | 0 |  |  | NO | NO |  |  |  |  | 2024-03-14 | 53.5798303162786, -2.7219602382708197
DATA NOT AVAILABLE | [5 empty] | DATA NOT AVAILABLE | POWER INITIATIVES LTD | WELKIN ROAD | WELKIN ROAD | WELKIN ROAD | STOCKPORT | SOUTH MANCHESTER | SK6 2BH | ENGLAND | 391084 | 391056 | BREDBURY GSP | VERNON PARK |  | 33 | ELECTRICITY NORTH WEST LIMITED | STORED ENERGY (ALL STORED ENERGY IRRESPECTVE OF THE ORIGINAL ENERGY SOURCE) | STORAGE - ELECTROCHEMICAL (BATTERIES) | NO | 0 | 1 | 20 |  |  |  | 0 | 0 | 0 |  |  |  | 0 | 0 | 0 | NO | ACCEPTED TO CONNECT | 0 | 0 | 0 | 0 | 0 |  | 21.0526 | 20 | 21.05263157894737 | 0 | 0 | 2019-04-18 |  | NO | NO |  | TO BE CONFIRMED |  |  | 2024-03-14 | 53.41623156669897, -2.135611025890412
DATA NOT AVAILABLE | [5 empty] | DATA NOT AVAILABLE | S4N CORYTON LTD | WEDDICAR SOLAR FARM 31MW NON-FIRM | WEDDICAR SOLAR FARM | WEDDICAR SOLAR FARM | EGREMONT | CUMBRIA | CA26 3TF | ENGLAND | 302381 | 517795 | HARKER ENWL SGTS 1 2 3A 4 / HUTTON GSP GROUP | EGREMONT | - | 33 | ELECTRICITY NORTH WEST LIMITED | SOLAR | PHOTOVOLTAIC | NO | 0 | 0 | 31 |  |  |  | 0 | 0 | 0 |  |  |  | 0 | 0 | 0 | NO | ACCEPTED TO CONNECT | 0 | 0 | 0 | 0 | 0 |  | 32.6316 | 31 | 32.631578947368425 | 0 | 0 | 2018-06-11 | 2027-01-01 00:00:00 | NO | NO |  | TO BE CONFIRMED |  | TR-01 | 2021-12-06 | 54.545963578122894, -3.5105799885694062
DATA NOT AVAILABLE | [5 empty] | DATA NOT AVAILABLE | STOR 119 LTD | WATERSWALLOWS STOR | WATERSWALLOWS ROAD | WATERSWALLOWS ROAD | BUXTON | DERBYSHIRE | SK17 7HS | ENGLAND | 407847 | 376102 | STALYBRIDGE GSP | BUXTON | - | 33 | ELECTRICITY NORTH WEST LIMITED | FOSSIL - OIL | ENGINE (COMBUSTION / RECIPROCATING) | NO | 0 | 0 | 20 |  |  |  | 0 | 0 | 0 |  |  |  | 0 | 0 | 0 | NO | ACCEPTED TO CONNECT | 0 | 0 | 0 | 0 | 0 |  | 21.0526 | 20 | 21.05263157894737 | 0 | 0 | 2016-07-04 |  | NO | NO |  | TO BE CONFIRMED |  |  | 2023-04-06 | 53.28183644029954, -1.8837689199618917
1640000519728 | [5 empty] | 1600000176734 | UNITED UTILITIES WATER LTD | WASTE WATER TREATMENT WORKS | JAMESON ROAD | JAMESON ROAD | FLEETWOOD | LANCASHIRE | FY7 8TW | ENGLAND | 332997 | 446064 | PENWORTHAM WEST GSP / STANAH GSP GROUP | THORNTON | - | 33 | ELECTRICITY NORTH WEST LIMITED | SOLAR | PHOTOVOLTAIC | NO | 0 | 0 | 1.3 |  |  |  | 0 | 0 | 0 |  |  |  | 0 | 0 | 0 | NO | CONNECTED | 1.3 | 1.254 | 1.32 | 4.37 | 4.6 | 2014-08-01 |  |  |  | 0 | 0 |  |  | NO | NO |  |  |  |  | 2021-12-06 | 53.90638348659974, -3.021358457885558
DATA NOT AVAILABLE | [5 empty] | DATA NOT AVAILABLE | DATA NOT AVAILABLE | WALNEY 2 OFFSHORE WIND FARM | [5 empty] | ENGLAND | 300433 | 461966 | PENWORTHAM WEST GSP / STANAH GSP GROUP | - | - | 132 | ELECTRICITY NORTH WEST LIMITED | WIND | OFFSHORE WIND TURBINES | NO | 0 | 0 | 183 |  |  |  | 0 | 0 | 0 |  |  |  | 0 | 0 | 0 | NO | CONNECTED | 183 | 183 | 192.6316 | 0 | 0 | 2011-08-22 |  |  |  | 0 | 0 |  |  | NO | NO |  |  |  |  | 2021-12-06 | 54.04401642060604, -3.522064319041265
1640000582288 | [5 empty] | 1600000141485 | UNITED UTILITIES | UU CLIFTON MARSH WWTW | PRESTON WWTW | CLIFTON MARSH, LYTHAM ROAD | PRESTON | LANCASHIRE | PR4 0XE | ENGLAND | 346081 | 428516 | PENWORTHAM WEST GSP / STANAH GSP GROUP | PEEL | HALL CROSS | 6.6 | ELECTRICITY NORTH WEST LIMITED | STORED ENERGY (ALL STORED ENERGY IRRESPECTVE OF THE ORIGINAL ENERGY SOURCE) | STORAGE - ELECTROCHEMICAL (BATTERIES) | NO | 0 | 0 | 1.89 |  |  |  | 0 | 0 | 0 |  |  |  | 0 | 0 | 0 | NO | ACCEPTED TO CONNECT | 0 | 0 | 0 | 0 | 0 |  | 1.9895 | 1.89 | 1.9894736842105263 | 1.7955 | 1.89 | 2020-01-21 |  | NO | NO |  | TO BE CONFIRMED |  |  | 2023-04-06 | 53.750209039550505, -2.819144703568109
1640000424350 | [5 empty] | 1640000145021 | LANCASTER UNIVERSITY | LANCASTER UNIVERSITY SOLAR PARK | UNIVERSITY HOUSE | UNIVERSITY HOUSE | LANCASTER | LANCASHIRE | LA1 4YW | ENGLAND | 348528 | 457448 | HEYSHAM GSP | LANCASTER | BURROW BECK | 11 | ELECTRICITY NORTH WEST LIMITED | SOLAR | PHOTOVOLTAIC | NO | 0 | 0 | 11 |  |  |  | 0 | 0 | 0 |  |  |  | 0 | 0 | 0 | NO | ACCEPTED TO CONNECT | 0 | 0 | 0 | 0 | 0 |  | 8.5 | 11 | 0 | 8.5 | 0 | 2020-12-02 |  | NO | NO |  | TO BE CONFIRMED |  |  | 2021-12-06 | 54.010468456864515, -2.7869095797555303
2200032116120 | [5 empty] | 2200030365379 | South west water ltd | St ives porthgwidden import/export site | Export | Porthgwidden Sewage, , Off Carncrows Road | St ives | Cornwall | TR26 1PP | United Kingdom | 152132 | 40978 | Indian Queens Sgp | Hayle Bsp | St Ives | 11 | National Grid Electricity Distribution (South West) Plc | Fossil - Other | Engine (combustion / reciprocating) | No | data not available | data not available | 1.813 | data not applicable | data not applicable | data not applicable | data not available | data not available | data not applicable | data not applicable | data not applicable | data not applicable | data not available | data not available | data not applicable | data not available | Connected | 1.813 | 1.0165 | 1.07 | 1.0165 | 1.07 | 36495 | data not applicable | data not applicable | data not applicable | data not applicable | data not applicable | data not applicable | data not applicable | data not available | data not available | data not available | data not available | data not available | data not available | 45750
DATA NOT AVAILABLE | [5 empty] | DATA NOT AVAILABLE | HENRY LOWTHIAN TBNOVATED | UNIT 5 COWPER ROAD PENRITH | EDEN BUSINESS PARK, GILLWILLY IN EST | EDEN BUSINESS PARK, GILLWILLY IN EST | PENRITH | CUMBRIA | CA11 9PF | ENGLAND | 351335 | 537114 | HARKER ENWL SGTS 1 2 3A 4 / HUTTON GSP GROUP | PENRITH & SHAP | - | 33 | ELECTRICITY NORTH WEST LIMITED | STORED ENERGY (ALL STORED ENERGY IRRESPECTVE OF THE ORIGINAL ENERGY SOURCE) | STORAGE - ELECTROCHEMICAL (BATTERIES) | NO | 0 | 0 | 20 |  |  |  | 0 | 0 | 0 |  |  |  | 0 | 0 | 0 | NO | ACCEPTED TO CONNECT | 0 | 0 | 0 | 0 | 0 |  | 21.0526 | 20 | 21.05263157894737 | 0 | 0 | 2014-06-23 | 2027-01-01 00:00:00 | NO | NO |  | TO BE CONFIRMED |  | TR-02 | 2021-12-06 | 54.72664582486061, -2.7571418751521684
2200032116130 | [5 empty] | 2200030364792 | South west water ltd | Penzance chyandour sps import/export site | South West Water Chyandour Sewerage Pumping Station | Albert Pier | Penzance | Cornwall | TR18 2HH | United Kingdom | 147710 | 30694 | Indian Queens Sgp | Hayle Bsp | Penzance Causewayhead | 11 | National Grid Electricity Distribution (South West) Plc | Fossil - Other | Engine (combustion / reciprocating) | No | data not available | data not available | 1.75 | data not applicable | data not applicable | data not applicable | data not available | data not available | data not applicable | data not applicable | data not applicable | data not applicable | data not available | data not available | data not applicable | data not available | Connected | 1.75 | 1.0061 | 1.059 | 1.0061 | 1.059 | 36495 | data not applicable | data not applicable | data not applicable | data not applicable | data not applicable | data not applicable | data not applicable | data not available | data not available | data not available | data not available | data not available | data not available | 45750
DATA NOT AVAILABLE | [5 empty] | DATA NOT AVAILABLE | SMITH BROTHERS CONTRACTORS | UNION STOR | UNION STREET | PENDLEBURY | SALFORD | GREATER MANCHESTER | M27 4HL | ENGLAND | 381206 | 409988 | KEARSLEY 132 GSP | AGECROFT | SWINTON | 11 | ELECTRICITY NORTH WEST LIMITED | FOSSIL - COAL GAS | ENGINE (COMBUSTION / RECIPROCATING) | NO | 0 | 0 | 7 |  |  |  | 0 | 0 | 0 |  |  |  | 0 | 0 | 0 | NO | ACCEPTED TO CONNECT | 0 | 0 | 0 | 0 | 0 |  | 7 | 6.6499999999999995 | 7 | 0.2375 | 0.25 | 2019-03-20 |  | NO | NO |  | TO BE CONFIRMED |  |  | 2021-12-06 | 53.58613638061778, -2.2853702830537532
2200032192840 | [5 empty] | 2200030348160 | South west water ltd | Hayle valley stw import/export site | Sewage Treatment Works | St Erth | Hayle | Cornwall | TR27 6LA | United Kingdom | 154679 | 35721 | Indian Queens Sgp | Hayle Bsp | Hayle | data not available | National Grid Electricity Distribution (South West) Plc | data not available | data not available | No | data not available | data not available | 3.606 | Solar | Photovoltaic | No | data not available | data not available | 0.462 | data not applicable | data not applicable | data not applicable | data not available | data not available | data not applicable | data not available | Connected | 4.068 | 3.23 | 3.4 | 3.23 | 3.4 | 35156 | data not applicable | data not applicable | data not applicable | data not applicable | data not applicable | data not applicable | data not applicable | data not available | data not available | data not available | data not available | data not available | data not available | 45750
2200042485291 | [5 empty] | 2200030349020 | South west water ltd | Totnes littlehempston river dart treatment works | Treatment Works | Littlehempston | Totnes | Devon | TQ9 6LZ | United Kingdom | 280380 | 61869 | Abham Sgp | Totnes Bsp | Totnes | 11 | National Grid Electricity Distribution (South West) Plc | Fossil - Oil | Engine (combustion / reciprocating) | No | data not available | data not available | 3.32 | Water (flowing water or head of water) | Hydro - Other | No | data not available | data not available | 0.78 | Solar | Photovoltaic | No | data not available | data not available | 0.047 | data not available | Connected | 4.147 | 0.285 | 0.3 | 3.325 | 3.5 | 42064 | data not applicable | data not applicable | data not applicable | data not applicable | data not applicable | data not applicable | data not applicable | data not available | data not available | data not available | data not available | data not available | data not available | 45750
2200043508513 | [5 empty] | 2200030364125 | South west water ltd | Ashford sewage treatment works, braunton road, ashford, ex31 4br | Ashford Sewerage Treatment Works | Braunton Road, Ashford | Barnstaple | Devon | EX31 4BR | United Kingdom | 253427 | 134258 | Alverdiscott Sgp | East Yelland Bsp | Barnstaple Quay | 11 | National Grid Electricity Distribution (South West) Plc | Fossil - Other | Engine (combustion / reciprocating) | No | data not available | data not available | 2 | Solar | Photovoltaic | No | data not available | data not available | 0.048 | data not applicable | data not applicable | data not applicable | data not available | data not available | data not applicable | data not available | Connected | 2.048 | 0.0456 | 0.048 | 1.425 | 1.5 | 44834 | data not applicable | data not applicable | data not applicable | data not applicable | data not applicable | data not applicable | data not applicable | data not available | data not available | data not available | data not available | data not available | data not available | 45750
1900090084028 | [5 empty] | Data not available | SOUTHERN WATER SERVICES | BYBROOK SEWAGE WORKS PHS 2 | CANTERBURY RD |  | BYBROOK | KENT | TN24 9QB | England | 601572 | 143847 | Sellindge SGT2 & 3 & Richborough SGT | Sellindge Local 33kV | Ashford East 11kV | 11 | South Eastern Power Networks (SPN) | Biofuel sewage gas | Steam-gas turbine (CCGT) |  |  |  | 1.15 | [12 empty] | No | Connected | 1.15 | 1.15 | 1.211 |  |  | 2010-01-01 | [13 empty] | 2021-07-14 | 0.052047 | 50.7983 | 50.7983336396363, 0.0520470194830277 | SPN-S000000009135 | Biogas
1640000541741 | [5 empty] | 1640000541732 | STAINING WOOD SOLAR LIMITED | STAINING WOOD PV SOLAR PARK | STAINING WOOD, PRESTON NEW ROAD | STAINING WOOD, PRESTON NEW ROAD | PRESTON | LANCASHIRE | PR4 3PH | ENGLAND | 336922 | 432136 | PENWORTHAM WEST GSP / STANAH GSP GROUP | PEEL | - | 33 | ELECTRICITY NORTH WEST LIMITED | SOLAR | PHOTOVOLTAIC | NO | 0 | 0 | 4.5 |  |  |  | 0 | 0 | 0 |  |  |  | 0 | 0 | 0 | NO | CONNECTED | 4.5 | 4.275 | 4.5 | 0.0494 | 0.052 | 2016-03-01 |  |  |  | 0 | 0 |  |  | NO | NO |  |  |  |  | 2021-12-06 | 53.78171121712431, -2.958759454327443
2000000000000 | [5 empty] | 2000000000000 | SOUTHERN WATER SERVICES LIMITED | DATA NOT AVAILABLE | MILLBROOK SEWAGE WRK | WESTERN AVENUE | SOUTHAMPTON | SOUTHAMPTON | SO15 0HH | ENGLAND | 438970 | 112581 | NURSLING GSP | SOUTHAMPTON | REGENTS PARK | 11 | SOUTHERN ELECTRIC POWER DISTRIBUTION PLC | BIOFUEL - LANDFILL GAS | DATA NOT AVAILABLE | NO | DATA NOT AVAILABLE | DATA NOT AVAILABLE | 1.425 | DATA NOT AVAILABLE | DATA NOT AVAILABLE | DATA NOT AVAILABLE | DATA NOT AVAILABLE | DATA NOT AVAILABLE | DATA NOT AVAILABLE | DATA NOT AVAILABLE | DATA NOT AVAILABLE | DATA NOT AVAILABLE | DATA NOT AVAILABLE | DATA NOT AVAILABLE | DATA NOT AVAILABLE | NO | CONNECTED | 1.425 | 1.425 | 1.5 | DATA NOT AVAILABLE | DATA NOT AVAILABLE | DATA NOT AVAILABLE | DATA NOT AVAILABLE | DATA NOT AVAILABLE | DATA NOT AVAILABLE | DATA NOT AVAILABLE | DATA NOT AVAILABLE | DATA NOT AVAILABLE | DATA NOT AVAILABLE | N | DATA NOT AVAILABLE | DATA NOT AVAILABLE | DATA NOT AVAILABLE | DATA NOT AVAILABLE | DATA NOT AVAILABLE | 44105
DATA NOT AVAILABLE | [5 empty] | DATA NOT AVAILABLE | ELECTRICITY NORTH WEST (CONSTRUCTION & MAINTENANCE) LTD | SLACK LANE, WESTHOUGHTON | SLACK LANE | SLACK LANE | BOLTON | GREATER MANCHESTER | BL5 3QH | ENGLAND | 365700 | 407094 | KEARSLEY 132 GSP | WESTHOUGHTON | - | 33 | ELECTRICITY NORTH WEST LIMITED | STORED ENERGY (ALL STORED ENERGY IRRESPECTVE OF THE ORIGINAL ENERGY SOURCE) | STORAGE - ELECTROCHEMICAL (BATTERIES) | NO | 0 | 0 | 15 |  |  |  | 0 | 0 | 0 |  |  |  | 0 | 0 | 0 | NO | ACCEPTED TO CONNECT | 0 | 0 | 0 | 0 | 0 |  | 15.7895 | 15 | 15.789473684210527 | 14.25 | 15 | 2018-08-10 |  | NO | NO |  | TO BE CONFIRMED |  |  | 2024-03-14 | 53.559336940606, -2.519273211743785
1900005424910 | [5 empty] | Data not available | SOUTHERN WATER SERVICES LIMITED | RAMSGATE HARBOUR |  |  | RAMSGATE | KENT | CT11 9LG | England | 638097 | 164490 | Sellindge SGT2 & 3 & Richborough SGT | Thanet Grid 33kV | Ramsgate 11kV | 11 | South Eastern Power Networks (SPN) | Fossil - Gas | Gas turbine (OCGT) |  |  |  | 1 | [12 empty] | No | Connected | 1 | 1 | 1.053 |  |  | 1997-04-01 | [13 empty] | 2021-01-15 | -0.48312 | 51.2256 | 51.2256149722949, -0.483117092100886 | SPN-S000000008482 | Biogas
1900060366930 | [5 empty] | Data not available | SOUTHERN WATER SERVICES LIMITED | QUEENBOROUGH SEWAGE WORKS |  |  | QUEENBOROUGH | KENT | ME11 5LX | England | 590875 | 170463 | Kemsley SGT | Sheerness Grid 33kV | Queenborough 6.6kV | 6.6 | South Eastern Power Networks (SPN) | Fossil - Oil | Engine (combustion / reciprocating) |  |  |  | 1 | [12 empty] | No | Connected | 1 | 1 | 1.053 |  |  | 1997-04-01 | [13 empty] | 2024-01-15 | -0.28239 | 51.4148 | 51.4148067071011, -0.282394508019395 | SPN-S000000008325 | Fossil fuel
1900090230503 | [5 empty] | Data not available | SOUTHERN WATER SERVICES LIMITED | NORTHFLEET WTW 324327 | SPRINGHEAD RD |  | NORTHFLEET | KENT | DA11 8HS | England | 562264 | 172945 | Northfleet East | Northfleet East 33kV | Ebbsfleet 11KV | 11 | South Eastern Power Networks (SPN) | Fossil - Oil | Engine (combustion / reciprocating) |  |  |  | 1.25 | [12 empty] | No | Connected | 1.25 | 1.25 | 1.316 |  |  | 2009-01-16 | [13 empty] | 2021-07-14 | 0.38564 | 51.2802 | 51.2802422670026, 0.385640310280893 | SPN-S000000008643 | Biogas
1620000139521 | [5 empty] | 1600000177640 | CURLEW POWER LIMITED | SIDDICK WIND FARM | SIDDICK ROAD | SIDDICK ROAD | WORKINGTON | CUMBRIA | CA14 1JU | ENGLAND | 300154 | 531493 | HARKER ENWL SGTS 1 2 3A 4 / HUTTON GSP GROUP | STAINBURN & SIDDICK | SIDDICK | 11 | ELECTRICITY NORTH WEST LIMITED | WIND | ONSHORE WIND TURBINES | NO | 0 | 0 | 4.2 |  |  |  | 0 | 0 | 0 |  |  |  | 0 | 0 | 0 | NO | CONNECTED | 4.2 | 3.99 | 4.2 | 0.038 | 0.04 | 1997-04-01 |  |  |  | 0 | 0 |  |  | NO | NO |  |  |  |  | 2021-12-06 | 54.66858427426059, -3.549661698177812
1640000541175 | [5 empty] | 1640000541166 | SHUTTLEWORTH SOLAR LIMITED | SHUTTLEWORTH HALL | BURNLEY ROAD | BURNLEY ROAD | CLITHEROE | LANCASHIRE | BB7 4LL | ENGLAND | 383206 | 447886 | PADIHAM GSP | NELSON | - | 33 | ELECTRICITY NORTH WEST LIMITED | SOLAR | PHOTOVOLTAIC | NO | 0 | 0 | 5.4 |  |  |  | 0 | 0 | 0 |  |  |  | 0 | 0 | 0 | NO | CONNECTED | 5.4 | 4.75 | 5 | 0.095 | 0.1 | 2016-03-01 |  |  |  | 0 | 0 |  |  | NO | NO |  |  |  |  | 2021-12-06 | 53.92682916581387, -2.257234079725172
DATA NOT AVAILABLE | [5 empty] | DATA NOT AVAILABLE | SUNCREDIT | SHAW HOUSE FARM | ROOKWOOD | CLITHEROE ROAD | WHALLEY | LANCASHIRE | BB7 9AD | ENGLAND | 373154 | 437291 | PADIHAM GSP | PADIHAM | PRIVATE SUBSTATION | 11 | ELECTRICITY NORTH WEST LIMITED | STORED ENERGY (ALL STORED ENERGY IRRESPECTVE OF THE ORIGINAL ENERGY SOURCE) | STORAGE - ELECTROCHEMICAL (BATTERIES) | NO | 0 | 0 | 4 |  |  |  | 0 | 0 | 0 |  |  |  | 0 | 0 | 0 | NO | ACCEPTED TO CONNECT | 0 | 0 | 0 | 0 | 0 |  | 4 | 3.8 | 4 | 0 | 0 | 2017-07-22 |  | NO | NO |  | TO BE CONFIRMED |  |  | 2021-12-06 | 53.831179798040004, -2.409375721216679
DATA NOT AVAILABLE | [5 empty] | 1600000138311 | BAE SYSTEMS (OPERATIONS) LTD | SAMLESBURY AERODOME | MYERSCOUGH ROAD | MYERSCOUGH ROAD | BLACKBURN | LANCASHIRE | BB2 7LF | ENGLAND | 362431 | 431621 | PENWORTHAM EAST GSP / ROCHDALE SGT 1 GROUP | PRESTON EAST | PRESTON EAST | 11 | ELECTRICITY NORTH WEST LIMITED | SOLAR | PHOTOVOLTAIC | NO | 0 | 0 | 2 | FOSSIL - GAS | ENGINE (COMBUSTION / RECIPROCATING) |  | 0 | 0 | 0.475 | WIND | ONSHORE WIND TURBINES |  | 0 | 0 | 7 | NO | CONNECTED | 9.475 | 0 | 0 | 17.1 | 18 | 2014-10-01 |  |  |  | 0 | 0 |  |  | NO | NO |  |  |  |  | 2021-12-06 | 53.779553835601504, -2.5715974438838245
1900060216525 | [5 empty] | Data not available | SOUTHERN WATER SERVICES LIMITED | HARDHAM PS | LONDON RD |  | HARDHAM | WEST SUSSEX | RH20 1LA | England | 503324 | 117600 | Bolney SGT | Bolney Grid 33kV | Pulborough 11kV | 11 | South Eastern Power Networks (SPN) | Fossil - Oil | Engine (combustion / reciprocating) |  |  |  | 2.2 | [12 empty] | No | Connected | 2.2 | 2.2 | 2.316 |  |  | 1998-07-20 | [13 empty] | 2021-07-14 | 1.395 | 51.3888 | 51.3887578813889, 1.39500674317704 | SPN-S000000008478 | Fossil fuel
1900060366513 | [5 empty] | Data not available | SOUTHERN WATER SERVICES LIMITED | BURHAM TREATMENT | OLD CHURCH ROAD | BURHAM | ROCHESTER | KENT | ME1 3XY | England | 571702 | 161957 | Kingsnorth SGT | Medway Grid 33kV | Medway 11kV | 11 | South Eastern Power Networks (SPN) | Fossil - Gas | Gas turbine (OCGT) |  |  |  | 1.7 | [12 empty] | No | Connected | 1.7 | 1.7 | 1.789 |  |  | 1998-07-20 | [13 empty] | 2020-11-13 | -0.44002 | 51.3848 | 51.3847910521402, -0.440021380428828 | SPN-S000000008506 | Solar PV
DATA NOT AVAILABLE | [5 empty] | DATA NOT AVAILABLE | CENTRICA ENERGY | ROOSECOTE BESS |  |  | BARROW-IN-FURNESS | CUMBRIA | LA13 0PQ | ENGLAND | 322270 | 468494 | HARKER ENWL SGTS 1 2 3A 4 / HUTTON GSP GROUP | - | - | 132 | ELECTRICITY NORTH WEST LIMITED | STORED ENERGY (ALL STORED ENERGY IRRESPECTVE OF THE ORIGINAL ENERGY SOURCE) | STORAGE - ELECTROCHEMICAL (BATTERIES) | NO | 0 | 0.5 | 50 |  |  |  | 0 | 0 | 0 |  |  |  | 0 | 0 | 0 | NO | CONNECTED | 50 | 47.5 | 50 | 47.5 | 50 | 2018-09-01 |  |  |  | 0 | 0 |  |  | NO | NO |  |  |  |  | 2021-12-06 | 54.10643295945204, -3.190340799713714
1640000472939 | [5 empty] | 1640000472920 | KINETICA 868 LTD | ROANHEAD SOLAR FARM | LOTS ROAD | LOTS ROAD | ASKAM-IN-FURNESS | CUMBRIA | LA16 7DF | ENGLAND | 321533 | 476725 | HARKER ENWL SGTS 1 2 3A 4 / HUTTON GSP GROUP | ULVERSTON | ASKAM & DALTON | 11 | ELECTRICITY NORTH WEST LIMITED | SOLAR | PHOTOVOLTAIC | NO | 0 | 0 | 6.5 |  |  |  | 0 | 0 | 0 |  |  |  | 0 | 0 | 0 | NO | CONNECTED | 6.5 | 6.175 | 6.5 | 0.0475 | 0.05 | 2015-03-01 |  |  |  | 0 | 0 |  |  | NO | NO |  |  |  |  | 2021-12-06 | 54.18028019684974, -3.2037540468305403
DATA NOT AVAILABLE | [5 empty] | DATA NOT AVAILABLE | SMITH BROTHERS | PRINGLE STREET, BLACKBURN | PRINGLE STREET |  | BLACKBURN | LANCASHIRE | BB1 1TB | ENGLAND | 368831 | 427358 | PENWORTHAM EAST GSP / ROCHDALE SGT 1 GROUP | BLACKBURN | PRINGLE ST | 6.6 | ELECTRICITY NORTH WEST LIMITED | FOSSIL - GAS | ENGINE (COMBUSTION / RECIPROCATING) | NO | 0 | 0 | 7 |  |  |  | 0 | 0 | 0 |  |  |  | 0 | 0 | 0 | NO | ACCEPTED TO CONNECT | 0 | 0 | 0 | 0 | 0 |  | 7 | 6.6499999999999995 | 7 | 0 | 0 | 2019-04-10 |  | NO | NO |  | TO BE CONFIRMED |  |  | 2021-12-06 | 53.741663101189324, -2.4740482832004482
1640000519009 | [5 empty] | 1640000518992 | POTATO POT WIND FARM LIMITED | POTATO POT WIND FARM | WYTHEMOOR HEAD FARM | WYTHEMOOR HEAD FARM | WORKINGTON | CUMBRIA | CA14 4ST | ENGLAND | 304021 | 524045 | HARKER ENWL SGTS 1 2 3A 4 / HUTTON GSP GROUP | STAINBURN & SIDDICK | LEYLAND NATIONAL | 11 | ELECTRICITY NORTH WEST LIMITED | WIND | ONSHORE WIND TURBINES | NO | 0 | 0 | 7.5 |  |  |  | 0 | 0 | 0 |  |  |  | 0 | 0 | 0 | NO | CONNECTED | 7.5 | 6.8343 | 7.194 | 0.1425 | 0.15 | 2016-08-24 |  |  |  | 0 | 0 |  |  | NO | NO |  |  |  |  | 2021-12-06 | 54.602425978868965, -3.487280924894466
DATA NOT AVAILABLE | [5 empty] | DATA NOT AVAILABLE | AGGREGATED MICRO POWER HOLDINGS PLC | PILSWORTH POWER | TRANSPENNINE 200 | PILSWORTH ROAD, HEYWOOD | OLDHAM | GREATER MANCHESTER | OL10 2TL | ENGLAND | 384800 | 409900 | ROCHDALE SGTS 2 3 4 | CASTLETON | HEYWOOD | 6.6 | ELECTRICITY NORTH WEST LIMITED | FOSSIL - COAL GAS | ENGINE (COMBUSTION / RECIPROCATING) | NO | 0 | 0 | 4 |  |  |  | 0 | 0 | 0 |  |  |  | 0 | 0 | 0 | NO | ACCEPTED TO CONNECT | 0 | 0 | 0 | 0 | 0 |  | 4 | 3.8 | 4 | 0.095 | 0.1 | 2019-10-29 |  | NO | NO |  | TO BE CONFIRMED |  |  | 2021-12-06 | 53.58546270072541, -2.231076369288221
1640000458517 | [5 empty] | 1640000458483 | GEDULAH SOLAR LTD | PASTURE FARM | WESTNEWTON ROAD | WESTNEWTON ROAD | WIGTON | CUMBRIA | CA7 3JU | ENGLAND | 314945 | 543533 | HARKER ENWL SGTS 1 2 3A 4 / HUTTON GSP GROUP | STAINBURN & SIDDICK | ASPATRIA | 33 | ELECTRICITY NORTH WEST LIMITED | SOLAR | PHOTOVOLTAIC | NO | 0 | 0 | 15 |  |  |  | 0 | 0 | 0 |  |  |  | 0 | 0 | 0 | NO | CONNECTED | 15 | 14.25 | 15 | 0.095 | 0.1 | 2015-03-01 |  |  |  | 0 | 0 |  |  | NO | NO |  |  |  |  | 2021-12-06 | 54.77946990112568, -3.323918288902713
DATA NOT AVAILABLE | [5 empty] | DATA NOT AVAILABLE | CORIOLIS ENERGY | ORRELL BESS | TONTINE ROAD | TONTINE ROAD | SKELMERSDALE | LANCASHIRE | WN8 0NF | ENGLAND | 352323 | 404648 | WASHWAY FARM GSP / KIRKBY GSP GROUP | - | - | 132 | ELECTRICITY NORTH WEST LIMITED | STORED ENERGY (ALL STORED ENERGY IRRESPECTVE OF THE ORIGINAL ENERGY SOURCE) | STORAGE - ELECTROCHEMICAL (BATTERIES) | NO | 0 | 0 | 49.9 |  |  |  | 0 | 0 | 0 |  |  |  | 0 | 0 | 0 | NO | ACCEPTED TO CONNECT | 0 | 0 | 0 | 0 | 0 |  | 52.5263 | 49.9 | 52.526315789473685 | 47.405 | 49.9 | 2019-11-08 |  | NO | NO |  | TO BE CONFIRMED |  |  | 2023-04-06 | 53.53630571794199, -2.720827036087342
DATA NOT AVAILABLE | [5 empty] | DATA NOT AVAILABLE | VATTENFALL | ORMONDE OFFSHORE WINDFARM | 1KM OFF BARROW-IN-FURNESS | 1KM OFF BARROW-IN-FURNESS | BARROW-IN-FURNESS | CUMBRIA |  | ENGLAND | 308674 | 468595 | HEYSHAM GSP | - | - | 132 | ELECTRICITY NORTH WEST LIMITED | WIND | OFFSHORE WIND TURBINES | NO | 0 | 0 | 150 |  |  |  | 0 | 0 | 0 |  |  |  | 0 | 0 | 0 | NO | CONNECTED | 150 | 150 | 157.8947 | 0 | 0 | 2011-06-20 |  |  |  | 0 | 0 |  |  | NO | NO |  |  |  |  | 2021-12-06 | 54.10510406079403, -3.3982529292315435
1900070539547 | [5 empty] | Data not available | SOUTHERN WATER SERVICES LIMITED | FORNESS POINT PUMPING STATION | PAULS RD |  | CLIFTONVILLE | KENT | CT9 3EL | England | 636303 | 170994 | Sellindge SGT2 & 3 & Richborough SGT | Richborough Grid 33kV | St Peters 11kV | 11 | South Eastern Power Networks (SPN) | Fossil - Oil | Engine (combustion / reciprocating) |  |  |  | 1.8 | [12 empty] | No | Connected | 1.8 | 1.8 | 1.895 |  |  | 2007-11-01 | [13 empty] | 2021-07-14 | -0.31977 | 51.0996 | 51.0995887514585, -0.31976799397637 | SPN-S000000009324 | Biogas
DATA NOT AVAILABLE | [5 empty] | DATA NOT AVAILABLE | ANESCO LTD | MOSS THORN FARM, PENRITH | MOSS THORN FARM | PALLET HILL | PENRITH | CUMBRIA | CA11 0BY | ENGLAND | 346954 | 530857 | HARKER ENWL SGTS 1 2 3A 4 / HUTTON GSP GROUP | PENRITH & SHAP | NEWTONGATE T11 & T12 | 11 | ELECTRICITY NORTH WEST LIMITED | SOLAR | PHOTOVOLTAIC | NO | 0 | 0 | 4.08 |  |  |  | 0 | 0 | 0 |  |  |  | 0 | 0 | 0 | NO | ACCEPTED TO CONNECT | 0 | 0 | 0 | 0 | 0 |  | 1.2 | 1.1399999999999999 | 1.2 | 0 | 0 | 2017-09-01 |  | NO | NO |  | TO BE CONFIRMED |  |  | 2021-12-06 | 54.669978521189336, -2.824017504285429
1640000478337 | [5 empty] | 1640000478328 | VIRIDOR WASTE MANAGEMENT LIMITED | MOSS HALL LANE GENERATOR | MOSS HALL ROAD | MOSS HALL ROAD | BURY | GREATER MANCHESTER | BL9 7JL | ENGLAND | 382981 | 409872 | KEARSLEY 132 GSP | BURY | HEAP BRIDGE | 6.6 | ELECTRICITY NORTH WEST LIMITED | STORED ENERGY (ALL STORED ENERGY IRRESPECTIVE OF THE ORIGINAL ENERGY SOURCE) | STORAGE - ELECTROCHEMICAL (BATTERIES) | NO | 0 | 0 | 4.5 |  |  |  | 0 | 0 | 0 |  |  |  | 0 | 0 | 0 | NO | CONNECTED | 4.5 | 4.275 | 4.5 | 1.9 | 2 | 2018-02-01 |  |  |  | 0 | 0 |  |  | NO | YES |  |  |  |  | 2024-03-14 | 53.58515475284981, -2.258551487506935
1640000587685 | [5 empty] | 1640000587667 | MOOR HOUSE FARM SOLAR LIMITED | MOOR HOUSE SOLAR PARK | MOOR HOUSE FARM, WINSCALES | MOOR HOUSE FARM, WINSCALES | WORKINGTON | CUMBRIA | CA14 4JZ | ENGLAND | 301337 | 525389 | HARKER ENWL SGTS 1 2 3A 4 / HUTTON GSP GROUP | STAINBURN & SIDDICK | HDA NO1 & HDA NO2 | 11 | ELECTRICITY NORTH WEST LIMITED | SOLAR | PHOTOVOLTAIC | NO | 0 | 0 | 4.587 |  |  |  | 0 | 0 | 0 |  |  |  | 0 | 0 | 0 | NO | CONNECTED | 4.587 | 4.3576 | 4.587 | 0.0475 | 0.05 | 2016-11-01 |  |  |  | 0 | 0 |  |  | NO | NO |  |  |  |  | 2021-12-06 | 54.613982316053566, -3.529266030683344
1650000076925 | [5 empty] | 1650000076934 | CONRAD ENERGY (DEVELOPMENTS) LTD | MIDDLETON FLEXIBLE GAS | GREENGATE | MIDDLETON | MANCHESTER | GREATER MANCHESTER | M24 1RU | ENGLAND | 388663 | 404184 | WHITEGATE GSP | CHADDERTON | MIDDLETON JUNCTION | 11 | ELECTRICITY NORTH WEST LIMITED | FOSSIL - GAS | ENGINE (COMBUSTION / RECIPROCATING) | NO | 0 | 0 | 8.6 |  |  |  | 0 | 0 | 0 |  |  |  | 0 | 0 | 0 | NO | ACCEPTED TO CONNECT | 0 | 0 | 0 | 0 | 0 |  | 9.0526 | 8.6 | 9.0526315789473681 | 0 | 0 | 2019-05-21 |  | NO | NO |  | TO BE CONFIRMED |  |  | 2023-04-06 | 53.53418431796998, -2.1725146113680887
1900060813815 | [5 empty] | Data not available | Southern Water Services Ltd | GODDARDS GREEN WTW 511298 | CUCKFIELD RD |  | GODDARDS GREEN | WEST SUSSEX | RH15 8RE | England | 528826 | 120576 | Bolney SGT | Goddards Green Grid 33kV | Hurstpierpoint 11kV | 11 | South Eastern Power Networks (SPN) | Biofuel sewage gas | Steam-gas turbine (CCGT) |  |  |  | 1 | [12 empty] | No | Connected | 1 | 1 | 1 |  |  | 2017-03-16 | [13 empty] | 2021-07-14 | 0.32869 | 51.4135 | 51.4134562753189, 0.328687124302273 | SPN-S000000009137 | Storage
1640000553621 | [5 empty] | 1640000553612 | MEAN MOOR WIND FARM LTD | MEAN MOOR WIND FARM | STANDISH COTE | STANDISH COTE | ULVERSTON | CUMBRIA | LA12 7SA | ENGLAND | 325050 | 480084 | HARKER ENWL SGTS 1 2 3A 4 / HUTTON GSP GROUP | ULVERSTON | - | 33 | ELECTRICITY NORTH WEST LIMITED | WIND | ONSHORE WIND TURBINES | NO | 0 | 0 | 6.9 |  |  |  | 0 | 0 | 0 |  |  |  | 0 | 0 | 0 | NO | CONNECTED | 6.9 | 6.555 | 6.9 | 0.038 | 0.04 | 2016-10-01 |  |  |  | 0 | 0 |  |  | NO | NO |  |  |  |  | 2021-12-06 | 54.210989142769414, -3.150717932424653
1900060379140 | [5 empty] | Data not available | Southern Water Services Ltd | BEXHILL & HASTINGS WTW | OFF BEXHILL ROAD |  | HASTINGS | EAST SUSSEX | TN38 8AY | England | 576990 | 108630 | Ninfield SGT | Ninfield Grid 33kV | Bexhill Town 11kV | 11 | South Eastern Power Networks (SPN) | Biofuel sewage gas | Gas turbine (OCGT) |  |  |  | 1.372 | [12 empty] | No | Connected | 1.372 | 1.372 | 1.444 |  |  | 2012-11-15 | [13 empty] | 2021-06-14 | 1.0891 | 51.3549 | 51.3549264448458, 1.08912883168309 | SPN-S000000009167 | Solar PV
DATA NOT AVAILABLE | [5 empty] | 1600000136244 | SHENTON GROUP LTD | MANCHESTER AIRPORT, TERMINAL 2 | OLYMPIC HOUSE |  | MANCHESTER | GREATER MANCHESTER | M90 1QX | ENGLAND | 381482 | 384304 | SOUTH MANCHESTER GSP | MOSS NOOK | TO BE CONFIRMED | 11 | ELECTRICITY NORTH WEST LIMITED | FOSSIL - OIL | ENGINE (COMBUSTION / RECIPROCATING) | NO | 0 | 0 | 1.2 |  |  |  | 0 | 0 | 0 |  |  |  | 0 | 0 | 0 | NO | ACCEPTED TO CONNECT | 0 | 0 | 0 | 0 | 0 |  | 1.2 | 0 | 0 | 28.5 | 30 | 2019-07-10 |  | NO | NO |  | TO BE CONFIRMED |  |  | 2021-12-06 | 53.35528968901213, -2.2796779375364924
1900015426640 | [5 empty] | Data not available | Southern Water Services Ltd | KINGSHALL SEWAGE WORKS S/S 343185 | EASTCLIFFE PARADE |  | HERNE BAY | KENT | CT6 5HU | England | 618500 | 168422 | Canterbury North | Herne Bay Grid 33kV | Herne Bay 11kV | 11 | South Eastern Power Networks (SPN) | Fossil - Oil | Engine (combustion / reciprocating) |  |  |  | 1.2 | [12 empty] | No | Connected | 1.2 | 1.2 | 1.263 |  |  | 2012-04-13 | [13 empty] | 2021-07-14 | 1.3867 | 51.3537 | 51.3536654496406, 1.38670643300109 | SPN-S000000009157 | Solar PV
2200042534104 | [5 empty] | 2200042534099 | Southwestern sustainability limited | Hartnollfarm ad plant, halberton | The Merial Office Suite, Hartnoll Farm | Road Heading East From Hartnoll Cross | Tiverton | Devon | EX16 4NG | United Kingdom | 299115 | 113021 | Exeter Main Sgp | Tiverton Bsp | Tiverton Junction | 11 | National Grid Electricity Distribution (South West) Plc | Biofuel - Biogas from anaerobic digestion (excluding landfill & sewage) | Engine (combustion / reciprocating) | Yes | data not available | data not available | 1.2 | data not applicable | data not applicable | data not applicable | data not available | data not available | data not applicable | data not applicable | data not applicable | data not applicable | data not available | data not available | data not applicable | data not available | Connected | 1.2 | 1.14 | 1.2 | 0.285 | 0.3 | 42217 | data not applicable | data not applicable | data not applicable | data not applicable | data not applicable | data not applicable | data not applicable | data not available | data not available | data not available | data not available | data not available | data not available | 45750
DATA NOT AVAILABLE | [5 empty] | DATA NOT AVAILABLE | APPLIED POWER ENGINEERING | LAND AT STAINBURN, STAINBURN ROAD, GREAT CLIFTON | STAINBURN ROAD | GREAT ORTON | WORKINGTON | CUMBRIA | CA14 1TG | ENGLAND | 303382 | 529684 | HARKER ENWL SGTS 1 2 3A 4 / HUTTON GSP GROUP | STAINBURN & SIDDICK | STAINBURN | 11 | ELECTRICITY NORTH WEST LIMITED | FOSSIL - OIL | ENGINE (COMBUSTION / RECIPROCATING) | NO | 0 | 0 | 6 |  |  |  | 0 | 0 | 0 |  |  |  | 0 | 0 | 0 | NO | ACCEPTED TO CONNECT | 0 | 0 | 0 | 0 | 0 |  | 6 | 5.7569999999999997 | 6.06 | 0 | 0 | 2017-11-01 | 2025-06-30 00:00:00 | NO | NO |  | TO BE CONFIRMED |  |  | 2021-12-06 | 54.652962770501226, -3.499031264984292
1640000703855 | [5 empty] | 1640000026982 | UNITED UTILITIES WATER LTD | LANCASTER WWTW |  |  | LANCASTER | LANCASHIRE | LA2 0AG | ENGLAND | 346182 | 459140 | HEYSHAM GSP | LANCASTER | BURROW BECK | 11 | ELECTRICITY NORTH WEST LIMITED | SOLAR | PHOTOVOLTAIC | YES | 0 | 0 | 0.825 | BIOFUEL - BIOGAS FROM ANAEROBIC DIGESTION (EXCLUDING LANDFILL & SEWAGE) | ENGINE (COMBUSTION / RECIPROCATING) |  | 0 | 0 | 0.78375 |  |  |  | 0 | 0 | 0 | NO | CONNECTED | 1.6087 | 1.1808 | 1.243 | 1.6767 | 1.765 | 2015-11-01 |  |  |  | 0 | 0 |  |  | NO | NO |  |  |  |  | 2021-12-06 | 54.025434237597466, -2.8230037638748504
1170000113452 | [5 empty] | 1170000113443 | Sovereign property partners llp | Sovereign property partners llp stor site | Export | Bowbridge Lane, Balderton | Newark | Nottinghamshire | NG24 3BZ | United Kingdom | 479953 | 351078 | Staythorpe C 132Kv S Stn | Hawton 33Kv S Stn | data not available | 33 | National Grid Electricity Distribution (East Midlands) Plc | Fossil - Oil | Engine (combustion / reciprocating) | No | data not available | data not available | 20 | data not applicable | data not applicable | data not applicable | data not available | data not available | data not applicable | data not applicable | data not applicable | data not applicable | data not available | data not available | data not applicable | data not available | Connected | 20 | 19 | 20 | 0.19 | 0.2 | 41275 | data not applicable | data not applicable | data not applicable | data not applicable | data not applicable | data not applicable | data not applicable | data not available | data not available | data not available | data not available | data not available | data not available | 45750
DATA NOT AVAILABLE | [5 empty] | DATA NOT AVAILABLE | SMITH BROTHERS CONTRACTORS | KILN LANE, OLDHAM | KILN ROAD |  | ROCHDALE | GREATER MANCHESTER | OL16 3NQ | ENGLAND | 392620 | 412854 | ROCHDALE SGTS 2 3 4 | CASTLETON | HEADY HILL | 6.6 | ELECTRICITY NORTH WEST LIMITED | FOSSIL - COAL GAS | ENGINE (COMBUSTION / RECIPROCATING) | NO | 0 | 0 | 5 |  |  |  | 0 | 0 | 0 |  |  |  | 0 | 0 | 0 | NO | ACCEPTED TO CONNECT | 0 | 0 | 0 | 0 | 0 |  | 5 | 4.75 | 5 | 0.057 | 0.06 | 2019-04-03 |  | NO | NO |  | TO BE CONFIRMED |  |  | 2021-12-06 | 53.61218403226057, -2.1130225720551103
DATA NOT AVAILABLE | [5 empty] | DATA NOT AVAILABLE | SAVILLS ENERGY | JD SPORTS | ELIZABETHAN WAY | MILNROW | ROCHDALE | GREATER MANCHESTER | OL16 4FW | ENGLAND | 391624 | 412256 | ROCHDALE SGTS 2 3 4 | BELFIELD | KINGSWAY | 11 | ELECTRICITY NORTH WEST LIMITED | SOLAR | PHOTOVOLTAIC | NO | 0 | 0 | 1 |  |  |  | 0 | 0 | 0 |  |  |  | 0 | 0 | 0 | NO | ACCEPTED TO CONNECT | 0 | 0 | 0 | 0 | 0 |  | 1.0526 | 0.95 | 1 | 2.28 | 2.4 | 2015-10-06 |  | NO | NO |  | TO BE CONFIRMED |  |  | 2021-12-06 | 53.606793882414, -2.128060826393374
1800061177750 | [5 empty] | data not applicable | Spectrumreserve4 Ltd | Abbotshaugh Reserve Power Facility | Land to the West of Abbotshuagh Sawmill | Abbots Road | Falkirk | Stirlingshire | FK2 7XU | Scotland | 289864 | 681561 | Bainsford | data not applicable | Bainsford GSP | 33 | SP Distribution Ltd | Fossil - Gas | Gas turbine (OCGT) | No | 0 | 0 | 20 | data not applicable | data not applicable | No | 0 | 0 | 0 | data not applicable | data not applicable | No | 0 | 0 | 0 | Yes | Connected | 20 | 20 | 21.0526 | 0 | 0 | data not available | data not applicable | data not applicable | data not applicable | data not applicable | data not applicable | 43549 | data not available | N | N | data not available | N | 613867796 | data not available | 45330 | data not available | 50
DATA NOT AVAILABLE | [5 empty] | DATA NOT AVAILABLE | RENEWABLES FIRST LTD | IRLAM HYDROPOWER STATION, MANCHESTER | CADISHEAD WAY | URMSTON | MANCHESTER | GREATER MANCHESTER | M44 6RT | ENGLAND | 372765 | 394097 | CARRINGTON ENWL SGTS 1B 2B 4 7 | CARRINGTON BSP | TO BE CONFIRMED | 6.6 | ELECTRICITY NORTH WEST LIMITED | WATER (FLOWING WATER OR HEAD OF WATER) | HYDRO - RUN OF RIVER | NO | 0 | 0 | 1.435 |  |  |  | 0 | 0 | 0 |  |  |  | 0 | 0 | 0 | NO | CONNECTED | 0 | 0 | 0 | 0 | 0 |  | 1 | 0.95 | 1 | 0.038 | 0.04 | 2018-12-05 |  | NO | NO |  | TO BE CONFIRMED |  |  | 2024-03-14 | 53.44293336577193, -2.41148807574868
1170000111890 | [5 empty] | 1170000111881 | Spep limited | Spep limited stor site | Spep Limited Stor Site | Spalding Drove | Spalding | Lincolnshire | PE12 8BL | United Kingdom | 525416 | 321284 | Walpole 132Kv S Stn | Spalding Clay Lake 33Kv S Stn | data not available | 33 | National Grid Electricity Distribution (East Midlands) Plc | Fossil - Gas | Engine (combustion / reciprocating) | No | data not available | data not available | 15 | data not applicable | data not applicable | data not applicable | data not available | data not available | data not applicable | data not applicable | data not applicable | data not applicable | data not available | data not available | data not applicable | data not available | Connected | 15 | 14.25 | 15 | 0.19 | 0.2 | 41275 | data not applicable | data not applicable | data not applicable | data not applicable | data not applicable | data not applicable | data not applicable | data not available | data not available | data not available | data not available | data not available | data not available | 45750
1640000432138 | [5 empty] | 1640000432129 | LOCOGEN | HEYSHAM WIND FARM |  | HEATON WITH OXCLIFFE | MORECAMBE | LANCASHIRE | LA3 2HJ | ENGLAND | 342706 | 460416 | HEYSHAM GSP | LANCASTER | WESTGATE | 6.6 | ELECTRICITY NORTH WEST LIMITED | WIND | ONSHORE WIND TURBINES | NO | 0 | 0 | 2.3 |  |  |  | 0 | 0 | 0 |  |  |  | 0 | 0 | 0 | NO | CONNECTED | 2.3 | 2.4738 | 2.604 | 0.095 | 0.1 | 2014-10-01 |  |  |  | 0 | 0 |  |  | NO | NO |  |  |  |  | 2021-12-06 | 54.03652611013218, -2.876298209118803
1640000319168 | [5 empty] | 1640000319186 | INNOGY RENEWABLES UK LIMITED | HAMELDON HILL WIND FARM 2 | ACCRINGTON ROAD | HAPTON | BURNLEY | LANCASHIRE | BB11 5QJ | ENGLAND | 380313 | 430610 | PADIHAM GSP | HUNCOAT | - | 33 | ELECTRICITY NORTH WEST LIMITED | WIND | ONSHORE WIND TURBINES | NO | 0 | 0 | 6 |  |  |  | 0 | 0 | 0 |  |  |  | 0 | 0 | 0 | NO | CONNECTED | 6 | 6.0002 | 6.316 | 0.095 | 0.1 | 2013-10-01 |  |  |  | 0 | 0 |  |  | NO | NO |  |  |  |  | 2021-12-06 | 53.77145420108383, -2.3001756110407334
1630000220685 | [5 empty] | 1630000220676 | INNOGY RENEWABLES UK LIMITED | HAMELDON HILL WIND FARM | BILLINGTON ROAD | HAPTON | BURNLEY | LANCASHIRE | BB11 5QQ | ENGLAND | 380997 | 430297 | PADIHAM GSP | HUNCOAT | - | 33 | ELECTRICITY NORTH WEST LIMITED | WIND | ONSHORE WIND TURBINES | NO | 0 | 0 | 4.5 |  |  |  | 0 | 0 | 0 |  |  |  | 0 | 0 | 0 | NO | CONNECTED | 4.5 | 0.038 | 0.04 | 0.038 | 0.04 | 2007-06-01 |  |  |  | 0 | 0 |  |  | NO | NO |  |  |  |  | 2021-12-06 | 53.768666549034805, -2.2897785685110255
1650000089622 | [5 empty] | 1650000089613 | ARL 001 LTD | CASTLETON BESS (GYPSY LANE) | GYPSY LANE |  | ROCHDALE | LANCASHIRE | OL11 3HA | ENGLAND | 388264 | 411244 | ROCHDALE SGTS 2 3 4 | CASTLETON | - | 33 | ELECTRICITY NORTH WEST LIMITED | STORED ENERGY (ALL STORED ENERGY IRRESPECTVE OF THE ORIGINAL ENERGY SOURCE) | STORAGE - ELECTROCHEMICAL (BATTERIES) | NO | 0 | 0 | 18 |  |  |  | 0 | 0 | 0 |  |  |  | 0 | 0 | 0 | NO | CONNECTED | 18 | 18 | 18 | 18 | 18 | 2022-06-16 |  |  |  | 0 | 0 |  |  | NO | NO |  | CONNECTED |  |  | 2024-03-14 | 53.5976325975025, -2.1788022210230125
1620000574665 | [5 empty] | 1620000574656 | GREAT ORTON WINDFARM | GREAT ORTON WIND FARM | WATCH TREE NATURE RESERVE | GREAT ORTON | CARLISLE | CUMBRIA | CA5 6NJ | ENGLAND | 331573 | 553011 | HARKER ENWL SGTS 1 2 3A 4 / HUTTON GSP GROUP | CARLISLE | MORTON PARK & PIRELLI | 11 | ELECTRICITY NORTH WEST LIMITED | WIND | ONSHORE WIND TURBINES | NO | 0 | 0 | 1.32 |  |  |  | 0 | 0 | 0 |  |  |  | 0 | 0 | 0 | NO | CONNECTED | 1.32 | 1.254 | 1.32 | 0.038 | 0.04 | 2000-01-01 |  |  |  | 0 | 0 |  |  | NO | NO |  |  |  |  | 2021-12-06 | 54.86717414474949, -3.0676947907087775
1620000257475 | [5 empty] | 1600000097710 | GREAT ORTON WINDFARM II LTD | GREAT ORTON WIND FARM | THE AIRFIELD | GREAT ORTON | CARLISLE | CUMBRIA | CA5 6NJ | ENGLAND | 331572 | 553020 | HARKER ENWL SGTS 1 2 3A 4 / HUTTON GSP GROUP | CARLISLE | MORTON PARK & PIRELLI | 11 | ELECTRICITY NORTH WEST LIMITED | WIND | ONSHORE WIND TURBINES | NO | 0 | 0 | 2.64 |  |  |  | 0 | 0 | 0 |  |  |  | 0 | 0 | 0 | NO | CONNECTED | 2.64 | 2.85 | 3 | 0.038 | 0.04 | 1997-03-01 |  |  |  | 0 | 0 |  |  | NO | NO |  |  |  |  | 2021-12-06 | 54.86725487087914, -3.0677125062746597
1700000000000 | [5 empty] | 1700000000000 | SPEYSIDE RENEWABLE ENERGY | SPEYSIDE RENEWABLE ENERGY CHP | SPEYSIDE RENEWABLE ENERGY PARTNERSHIP LT | DATA NOT AVAILABLE | ABERLOUR | MORAY | AB38 9RX | SCOTLAND | 327786 | 844458 | KEITH | DATA NOT APPLICABLE | KEITH GRID | 33 | SCOTTISH HYDRO ELECTRIC POWER DISTRIBUTION PLC | ADVANCED FUEL GASIFICATION OR PYROLYSIS | GAS TURBINE (OCGT) | YES | DATA NOT AVAILABLE | DATA NOT AVAILABLE | 9.899 | DATA NOT AVAILABLE | DATA NOT AVAILABLE | DATA NOT AVAILABLE | DATA NOT AVAILABLE | DATA NOT AVAILABLE | DATA NOT AVAILABLE | DATA NOT AVAILABLE | DATA NOT AVAILABLE | DATA NOT AVAILABLE | DATA NOT AVAILABLE | DATA NOT AVAILABLE | DATA NOT AVAILABLE | NO | CONNECTED | 9.899 | 9.899 | 10.42 | DATA NOT AVAILABLE | DATA NOT AVAILABLE | 42332 | DATA NOT AVAILABLE | DATA NOT AVAILABLE | DATA NOT AVAILABLE | DATA NOT AVAILABLE | DATA NOT AVAILABLE | DATA NOT AVAILABLE | DATA NOT AVAILABLE | N | DATA NOT AVAILABLE | DATA NOT AVAILABLE | DATA NOT AVAILABLE | DATA NOT AVAILABLE | DATA NOT AVAILABLE | 44034
1640000544520 | [5 empty] | 1640000544510 | FELL VIEW SOLAR LTD | FELL VIEW SOLAR FARM | PRESTON ROAD | GRIMSARGH | PRESTON | LANCASHIRE | PR2 5SB | ENGLAND | 358858 | 433211 | PENWORTHAM EAST GSP / ROCHDALE SGT 1 GROUP | PRESTON EAST | PRESTON EAST | 6.6 | ELECTRICITY NORTH WEST LIMITED | SOLAR | PHOTOVOLTAIC | NO | 0 | 0 | 3.603 |  |  |  | 0 | 0 | 0 |  |  |  | 0 | 0 | 0 | NO | CONNECTED | 3.603 | 3.4228 | 3.603 | 0.0475 | 0.05 | 2016-03-01 |  |  |  | 0 | 0 |  |  | NO | NO |  |  |  |  | 2021-12-06 | 53.79357302233044, -2.6260278055762036
1640000523609 | [5 empty] | 1640000523593 | FANNY HOUSE SOLAR FARM LIMITED | FANNY HOUSE SOLAR FARM | OXCLIFFE ROAD | HEATON WITH OXCLIFFE | MORECAMBE | LANCASHIRE | LA3 3EF | ENGLAND | 342571 | 461164 | HEYSHAM GSP | LANCASTER | WESTGATE | 11 | ELECTRICITY NORTH WEST LIMITED | SOLAR | PHOTOVOLTAIC | NO | 0 | 0 | 4 |  |  |  | 0 | 0 | 0 |  |  |  | 0 | 0 | 0 | NO | CONNECTED | 4 | 3.8 | 4 | 0.0475 | 0.05 | 2016-03-01 |  |  |  | 0 | 0 |  |  | NO | NO |  |  |  |  | 2021-12-06 | 54.04323299533683, -2.878500998958956
DATA NOT AVAILABLE | [5 empty] | DATA NOT AVAILABLE | SMITH BROTHERS | ENGINEERING FOUNDRY SUPPLIES | PHILLIPS LANE |  | COLNE | LANCASHIRE | BB8 9PQ | ENGLAND | 387564 | 439465 | PADIHAM GSP | NELSON | PHILLIPS LANE | 6.6 | ELECTRICITY NORTH WEST LIMITED | FOSSIL - GAS | ENGINE (COMBUSTION / RECIPROCATING) | NO | 0 | 0 | 7 |  |  |  | 0 | 0 | 0 |  |  |  | 0 | 0 | 0 | NO | ACCEPTED TO CONNECT | 0 | 0 | 0 | 0 | 0 |  | 7 | 6.6499999999999995 | 7 | 0 | 0 | 2019-08-27 |  | NO | NO |  | TO BE CONFIRMED |  |  | 2021-12-06 | 53.85126711795947, -2.1905237484296323
data not available | [5 empty] | data not available | SPPS | Abbotsmoor Farm | Potato Store | Abbotsmoor Farm | Oswestry | Dee Valley and Mid Wales | SY10 9NU | Wales | 337878 | 327209 | LEGACY | LEGACY LOCAL GT2 / NEWTOWN GT2 / OSWESTRY GT5 / OSWESTRY GT8 / WELSHPOOL GT1 / WHITCHURCH GT1 | WEST FELTON T1 | 33 | SP Manweb plc | Biofuel - Biogas from anaerobic digestion (excluding landfill & sewage) | Engine (combustion / reciprocating) | No | 0 | 0 | 1.5 | data not applicable | data not applicable | No | 0 | 0 | 0 | data not applicable | data not applicable | No | 0 | 0 | 0 | data not available | Connected | 1.5 | 1.5 | 1.5789 | data not applicable | data not applicable | data not available | data not applicable | data not applicable | data not applicable | data not applicable | data not applicable | data not available | data not applicable | N | N | data not available | N | data not available | data not available | 44146 | data not available | 51
1170000402956 | [5 empty] | 1170000422800 | Spring vale holiday park | Spring vale holiday park | Spring Vale Holiday Park | , Bevercotes Village | data not available | data not available | DN22 8DF | United Kingdom | 470227 | 372490 | Staythorpe C 132Kv S Stn | Checkerhouse 33Kv S Stn | Bevercotes 33 11Kv S Stn | 11 | National Grid Electricity Distribution (East Midlands) Plc | Biomass | Steam turbine (thermal power plant) | No | data not available | data not available | 1 | data not applicable | data not applicable | data not applicable | data not available | data not available | data not applicable | data not applicable | data not applicable | data not applicable | data not available | data not available | data not applicable | data not available | Connected | 1 | 0.95 | 1 | 0.095 | 0.1 | 41949 | data not applicable | data not applicable | data not applicable | data not applicable | data not applicable | data not applicable | data not applicable | data not available | data not available | data not available | data not available | data not available | data not available | 45750
DATA NOT AVAILABLE | [5 empty] | 1600000137841 | SPRINGFIELDS FUELS LIMITED | SPRINGFIELD WORKS |  |  | PRESTON | LANCASHIRE | PR4 0XJ | ENGLAND | 347045 | 431383 | PENWORTHAM WEST GSP / STANAH GSP GROUP | PEEL | - | 33 | ELECTRICITY NORTH WEST LIMITED | FOSSIL - GAS | GAS TURBINE (OCGT) | NO | 0 | 0 | 13 |  |  |  | 0 | 0 | 0 |  |  |  | 0 | 0 | 0 | NO | CONNECTED | 13 | 0 | 0 | 9.5 | 10 | 2000-09-07 |  |  |  | 0 | 0 |  |  | NO | NO |  |  |  |  | 2021-12-06 | 53.77607414632613, -2.8050203853738167
DATA NOT AVAILABLE | [5 empty] | 1600000133331 | UNITED BISCUITS (UK) LIMITED | HEREFORD STREET | CROSSLEY ROAD |  | MANCHESTER | GREATER MANCHESTER | M19 2SD | ENGLAND | 387951 | 392960 | BREDBURY GSP | VERNON PARK | HEATON NORRIS | 6.6 | ELECTRICITY NORTH WEST LIMITED | FOSSIL - GAS | ENGINE (COMBUSTION / RECIPROCATING) | YES | 0 | 0 | 1.267 |  |  |  | 0 | 0 | 0 |  |  |  | 0 | 0 | 0 | NO | ACCEPTED TO CONNECT | 1.267 | 0 | 0 | 4.845 | 5.1 | 2016-06-01 |  |  |  | 0 | 0 |  |  | NO | NO |  |  |  |  | 2024-03-14 | 53.43328269328165, -2.1828218010525617
1470000184660 | [5 empty] | 1470000184642 | Square meadow ltd | Ludlow wigley farm | Export Biomass Generator Building, Wigley Farm Cottage | Wigley Drive, Wigley | Ludlow | Shropshire | SY8 3DR | United Kingdom | 352348 | 276778 | Bishops Wood 132Kv S Stn | Ludlow 132Kv S Stn | Ludlow 132/66/33/11Kv | 11 | National Grid Electricity Distribution (West Midlands) Plc | Biomass | Steam turbine (thermal power plant) | No | data not available | data not available | 0.499 | data not applicable | data not applicable | data not applicable | data not available | data not available | data not applicable | data not applicable | data not applicable | data not applicable | data not available | data not available | data not applicable | data not available | Connected | 0.499 | 1.045 | 1.1 | 0.2375 | 0.25 | 41428 | data not applicable | data not applicable | data not applicable | data not applicable | data not applicable | data not applicable | data not applicable | data not available | data not available | data not available | data not available | data not available | data not available | 45750
1800060539020 | [5 empty] | data not applicable | SSE | Kilmair Place | WYNDFORD ESTATE DISTRICT HEATING, CHP | Off Wyndford Road | Glasgow | Glasgow City | G20 8DZ | Scotland | 256593 | 668352 | Killermont | data not applicable | SHAWPARK STREET (11kV) | 11 | SP Distribution Ltd | Other | Steam-gas turbine (CCGT) | Yes | data not available | data not available | 1.03 | data not applicable | data not applicable | No | 0 | 0 | 0 | data not applicable | data not applicable | No | 0 | 0 | 0 | Yes | Connected | 1.03 | 1.03 | 1.0842 | 0 | 0 | 41233 | data not applicable | data not applicable | data not applicable | data not applicable | data not applicable | data not available | data not available | N | N | data not available | N | data not available | data not available | 44088 | data not available | 458
1700000000000 | [5 empty] | 1700000000000 | SSE GENERATION LIMITED | TUMMEL POWER STATION | UNIT 1 | DATA NOT AVAILABLE | PITLOCHRY | PERTHSHIRE AND KINROSS | PH16 5SB | SCOTLAND | 276354 | 759012 | TUMMEL BRIDGE | DATA NOT APPLICABLE | TUMMEL BRIDGE GRID | 33 | SCOTTISH HYDRO ELECTRIC POWER DISTRIBUTION PLC | OTHER | OTHER | NO | DATA NOT AVAILABLE | DATA NOT AVAILABLE | 17 | DATA NOT AVAILABLE | DATA NOT AVAILABLE | DATA NOT AVAILABLE | DATA NOT AVAILABLE | DATA NOT AVAILABLE | DATA NOT AVAILABLE | DATA NOT AVAILABLE | DATA NOT AVAILABLE | DATA NOT AVAILABLE | DATA NOT AVAILABLE | DATA NOT AVAILABLE | DATA NOT AVAILABLE | DATA NOT AVAILABLE | CONNECTED | 17 | 16.15 | 17 | DATA NOT AVAILABLE | DATA NOT AVAILABLE | DATA NOT AVAILABLE | DATA NOT AVAILABLE | DATA NOT AVAILABLE | DATA NOT AVAILABLE | DATA NOT AVAILABLE | DATA NOT AVAILABLE | DATA NOT AVAILABLE | DATA NOT AVAILABLE | N | DATA NOT AVAILABLE | DATA NOT AVAILABLE | DATA NOT AVAILABLE | DATA NOT AVAILABLE | DATA NOT AVAILABLE | 45420
2000000000000 | [5 empty] | 2000000000000 | SSE GENERATION LIMITED | DATA NOT AVAILABLE | SUB STATION NEW HV SUPPLY | STATION ROAD | THATCHAM | BERKSHIRE | RG19 4PP | ENGLAND | 452755 | 166366 | BRAMLEY (ANDO-THAT) | THATCHAM | THATCHAM | 11 | SOUTHERN ELECTRIC POWER DISTRIBUTION PLC | FOSSIL - GAS | DATA NOT AVAILABLE | NO | DATA NOT AVAILABLE | DATA NOT AVAILABLE | 9.5 | DATA NOT AVAILABLE | DATA NOT AVAILABLE | DATA NOT AVAILABLE | DATA NOT AVAILABLE | DATA NOT AVAILABLE | DATA NOT AVAILABLE | DATA NOT AVAILABLE | DATA NOT AVAILABLE | DATA NOT AVAILABLE | DATA NOT AVAILABLE | DATA NOT AVAILABLE | DATA NOT AVAILABLE | NO | CONNECTED | 9.5 | 9.5 | 10 | DATA NOT AVAILABLE | DATA NOT AVAILABLE | DATA NOT AVAILABLE | DATA NOT AVAILABLE | DATA NOT AVAILABLE | DATA NOT AVAILABLE | DATA NOT AVAILABLE | DATA NOT AVAILABLE | DATA NOT AVAILABLE | DATA NOT AVAILABLE | N | DATA NOT AVAILABLE | DATA NOT AVAILABLE | DATA NOT AVAILABLE | DATA NOT AVAILABLE | DATA NOT AVAILABLE | 44034
1640000537513 | [5 empty] | 1640000537504 | SUNSAVE 46 (NEWBY WEST) LIMITED | AMY JOHNSON WAY | 2, BARN CROFT | NEWBY WEST | CARLISLE | CUMBRIA | CA2 6QY | ENGLAND | 336823 | 553877 | HARKER ENWL SGTS 1 2 3A 4 / HUTTON GSP GROUP | CARLISLE | MORTON PARK & PIRELLI | 11 | ELECTRICITY NORTH WEST LIMITED | SOLAR | PHOTOVOLTAIC | YES | 0 | 0 | 4 |  |  |  | 0 | 0 | 0 |  |  |  | 0 | 0 | 0 | NO | CONNECTED | 4 | 3.876 | 4.08 | 0.0475 | 0.05 | 2017-02-14 |  |  |  | 0 | 0 |  |  | NO | NO |  |  |  |  | 2021-12-06 | 54.87564676239639, -2.9860980444431973
1640000531460 | [5 empty] | 1640000531441 | OCTOPUS INVESTMENTS | ALDON WAY | WELTON ROAD | DALSTON | CARLISLE | CUMBRIA | CA5 7EL | ENGLAND | 335787 | 546591 | HARKER ENWL SGTS 1 2 3A 4 / HUTTON GSP GROUP | CARLISLE | SEBERGHAM | 11 | ELECTRICITY NORTH WEST LIMITED | SOLAR | PHOTOVOLTAIC | YES | 0 | 0 | 4 |  |  |  | 0 | 0 | 0 |  |  |  | 0 | 0 | 0 | NO | CONNECTED | 4 | 3.99 | 4.2 | 0.0399 | 0.042 | 2016-03-01 |  |  |  | 0 | 0 |  |  | NO | NO |  |  |  |  | 2021-12-06 | 54.81004979835977, -3.0006191131917195
1700000000000 | [5 empty] | DATA NOT AVAILABLE | SSE GENERATION LTD | LERWICK PS G13 | LERWICK PS G13 | GREMISTA | SHETLAND | SHETLAND ISLANDS | ZE1 0PS | SCOTLAND | 446456 | 1142794 | GREMISTA | DATA NOT APPLICABLE | GREMISTA | 11 | SCOTTISH HYDRO ELECTRIC POWER DISTRIBUTION PLC | BIOFUEL - LANDFILL GAS | DATA NOT AVAILABLE | NO | DATA NOT AVAILABLE | DATA NOT AVAILABLE | 4.275 | DATA NOT AVAILABLE | DATA NOT AVAILABLE | DATA NOT AVAILABLE | DATA NOT AVAILABLE | DATA NOT AVAILABLE | DATA NOT AVAILABLE | DATA NOT AVAILABLE | DATA NOT AVAILABLE | DATA NOT AVAILABLE | DATA NOT AVAILABLE | DATA NOT AVAILABLE | DATA NOT AVAILABLE | NO | CONNECTED | 4.275 | 4.275 | 4.5 | DATA NOT AVAILABLE | DATA NOT AVAILABLE | DATA NOT AVAILABLE | DATA NOT AVAILABLE | DATA NOT AVAILABLE | DATA NOT AVAILABLE | DATA NOT AVAILABLE | DATA NOT AVAILABLE | DATA NOT AVAILABLE | DATA NOT AVAILABLE | N | DATA NOT AVAILABLE | DATA NOT AVAILABLE | DATA NOT AVAILABLE | DATA NOT AVAILABLE | DATA NOT AVAILABLE | 44034
DATA NOT AVAILABLE | [5 empty] | 1600000138924 | PIRELLI UK TYRES LTD | JAMESON ROAD | DALSTON ROAD |  | CARLISLE | CUMBRIA | CA2 6AR | ENGLAND | 339060 | 553546 | HARKER ENWL SGTS 1 2 3A 4 / HUTTON GSP GROUP | CARLISLE | MORTON PARK & PIRELLI | 11 | ELECTRICITY NORTH WEST LIMITED | WIND | ONSHORE WIND TURBINES | YES | 0 | 0 | 2 |  |  |  | 0 | 0 | 0 |  |  |  | 0 | 0 | 0 | NO | CONNECTED | 2 | 0 | 0 | 4.75 | 5 | 2008-08-01 |  |  |  | 0 | 0 |  |  | NO | NO |  |  |  |  | 2021-12-06 | 54.87295073011459, -2.951171311594213
1630000322387 | [5 empty] | 1600000138809 | EASTMAN CHEMICAL WORKINGTON LTD | GARSTAND BYPASS |  | SIDDICK | WORKINGTON | CUMBRIA | CA14 1LG | ENGLAND | 299823 | 529716 | HARKER ENWL SGTS 1 2 3A 4 / HUTTON GSP GROUP | STAINBURN & SIDDICK | SIDDICK | 11 | ELECTRICITY NORTH WEST LIMITED | WIND | ONSHORE WIND TURBINES | YES | 0 | 0 | 4 |  |  |  | 0 | 0 | 0 |  |  |  | 0 | 0 | 0 | NO | CONNECTED | 4 | 3.8 | 4 | 0.26125 | 0.275 | 2007-04-01 |  |  |  | 0 | 0 |  |  | NO | NO |  |  |  |  | 2021-12-06 | 54.652555116281924, -3.5541821836633876
1700000000000 | [5 empty] | 1700000000000 | SSE GENERATION LTD | KERRY FALLS POWER STATION | GENERATOR 3 IMPORT | DATA NOT AVAILABLE | GAIRLOCH | ROSS-SHIRE | IV22 2HP | SCOTLAND | 182807 | 872027 | GRUDIE BRIDGE | DATA NOT APPLICABLE | GRUDIE BRIDGE | 33 | SCOTTISH HYDRO ELECTRIC POWER DISTRIBUTION PLC | DATA NOT AVAILABLE | ENGINE (COMBUSTION / RECIPROCATING) | NO | DATA NOT AVAILABLE | DATA NOT AVAILABLE | 1.235 | DATA NOT AVAILABLE | DATA NOT AVAILABLE | DATA NOT AVAILABLE | DATA NOT AVAILABLE | DATA NOT AVAILABLE | DATA NOT AVAILABLE | DATA NOT AVAILABLE | DATA NOT AVAILABLE | DATA NOT AVAILABLE | DATA NOT AVAILABLE | DATA NOT AVAILABLE | DATA NOT AVAILABLE | YES | CONNECTED | 1.235 | 1.235 | 1.3 | DATA NOT AVAILABLE | DATA NOT AVAILABLE | DATA NOT AVAILABLE | DATA NOT AVAILABLE | DATA NOT AVAILABLE | DATA NOT AVAILABLE | DATA NOT AVAILABLE | DATA NOT AVAILABLE | DATA NOT AVAILABLE | DATA NOT AVAILABLE | Y | DATA NOT AVAILABLE | DATA NOT AVAILABLE | DATA NOT AVAILABLE | DATA NOT AVAILABLE | DATA NOT AVAILABLE | 44137
1700000000000 | [5 empty] | 1700000000000 | SSE GENERATION LTD | ARNISH POWER STATION | ARNISH POINT | DATA NOT AVAILABLE | STORNOWAY | ISLE OF LEWIS | HS2 9JY | SCOTLAND | 142943 | 930622 | ARDMORE GRID | DATA NOT APPLICABLE | ARNISH | 11 | SCOTTISH HYDRO ELECTRIC POWER DISTRIBUTION PLC | DATA NOT AVAILABLE | DATA NOT AVAILABLE | NO | DATA NOT AVAILABLE | DATA NOT AVAILABLE | 2.85 | DATA NOT AVAILABLE | DATA NOT AVAILABLE | DATA NOT AVAILABLE | DATA NOT AVAILABLE | DATA NOT AVAILABLE | DATA NOT AVAILABLE | DATA NOT AVAILABLE | DATA NOT AVAILABLE | DATA NOT AVAILABLE | DATA NOT AVAILABLE | DATA NOT AVAILABLE | DATA NOT AVAILABLE | NO | CONNECTED | 2.85 | 2.85 | 3 | DATA NOT AVAILABLE | DATA NOT AVAILABLE | DATA NOT AVAILABLE | DATA NOT AVAILABLE | DATA NOT AVAILABLE | DATA NOT AVAILABLE | DATA NOT AVAILABLE | DATA NOT AVAILABLE | DATA NOT AVAILABLE | DATA NOT AVAILABLE | N | DATA NOT AVAILABLE | DATA NOT AVAILABLE | DATA NOT AVAILABLE | DATA NOT AVAILABLE | DATA NOT AVAILABLE | 44137
1700000000000 | [5 empty] | 1700000000000 | SSE GENERATION LTD | ACHANALT POWER STATION | GENERATOR 1 IMPORT | DATA NOT AVAILABLE | GARVE | ROSS-SHIRE | IV23 2QB | SCOTLAND | 230854 | 862135 | GRUDIE BRIDGE | DATA NOT APPLICABLE | GRUDIE BRIDGE | 33 | SCOTTISH HYDRO ELECTRIC POWER DISTRIBUTION PLC | DATA NOT AVAILABLE | DATA NOT AVAILABLE | NO | DATA NOT AVAILABLE | DATA NOT AVAILABLE | 2.945 | DATA NOT AVAILABLE | DATA NOT AVAILABLE | DATA NOT AVAILABLE | DATA NOT AVAILABLE | DATA NOT AVAILABLE | DATA NOT AVAILABLE | DATA NOT AVAILABLE | DATA NOT AVAILABLE | DATA NOT AVAILABLE | DATA NOT AVAILABLE | DATA NOT AVAILABLE | DATA NOT AVAILABLE | NO | CONNECTED | 2.945 | 2.945 | 3.1 | DATA NOT AVAILABLE | DATA NOT AVAILABLE | DATA NOT AVAILABLE | DATA NOT AVAILABLE | DATA NOT AVAILABLE | DATA NOT AVAILABLE | DATA NOT AVAILABLE | DATA NOT AVAILABLE | DATA NOT AVAILABLE | DATA NOT AVAILABLE | N | DATA NOT AVAILABLE | DATA NOT AVAILABLE | DATA NOT AVAILABLE | DATA NOT AVAILABLE | DATA NOT AVAILABLE | 44137
1700000000000 | [5 empty] | DATA NOT AVAILABLE | SSE GENERATION LTD | STORNOWAY PS G1 | DATA NOT AVAILABLE | BATTERY POINT | STORNOWAY | ISLE OF LEWIS | HS1 2RP | SCOTLAND | 143091 | 932383 | ARDMORE GRID | DATA NOT APPLICABLE | BATTERY POINT | 11 | SCOTTISH HYDRO ELECTRIC POWER DISTRIBUTION PLC | FOSSIL - OIL | DATA NOT AVAILABLE | NO | DATA NOT AVAILABLE | DATA NOT AVAILABLE | 1.938 | DATA NOT AVAILABLE | DATA NOT AVAILABLE | DATA NOT AVAILABLE | DATA NOT AVAILABLE | DATA NOT AVAILABLE | DATA NOT AVAILABLE | DATA NOT AVAILABLE | DATA NOT AVAILABLE | DATA NOT AVAILABLE | DATA NOT AVAILABLE | DATA NOT AVAILABLE | DATA NOT AVAILABLE | NO | CONNECTED | 1.938 | 1.938 | 2.04 | DATA NOT AVAILABLE | DATA NOT AVAILABLE | DATA NOT AVAILABLE | DATA NOT AVAILABLE | DATA NOT AVAILABLE | DATA NOT AVAILABLE | DATA NOT AVAILABLE | DATA NOT AVAILABLE | DATA NOT AVAILABLE | DATA NOT AVAILABLE | N | DATA NOT AVAILABLE | DATA NOT AVAILABLE | DATA NOT AVAILABLE | DATA NOT AVAILABLE | DATA NOT AVAILABLE | 44105
1700000000000 | [5 empty] | DATA NOT AVAILABLE | SSE GENERATION LTD | STORNOWAY PS G3 | DATA NOT AVAILABLE | BATTERY POINT | STORNOWAY | ISLE OF LEWIS | HS1 2RP | SCOTLAND | 143091 | 932383 | ARDMORE GRID | DATA NOT APPLICABLE | BATTERY POINT | 11 | SCOTTISH HYDRO ELECTRIC POWER DISTRIBUTION PLC | FOSSIL - OIL | DATA NOT AVAILABLE | NO | DATA NOT AVAILABLE | DATA NOT AVAILABLE | 4.37 | DATA NOT AVAILABLE | DATA NOT AVAILABLE | DATA NOT AVAILABLE | DATA NOT AVAILABLE | DATA NOT AVAILABLE | DATA NOT AVAILABLE | DATA NOT AVAILABLE | DATA NOT AVAILABLE | DATA NOT AVAILABLE | DATA NOT AVAILABLE | DATA NOT AVAILABLE | DATA NOT AVAILABLE | NO | CONNECTED | 4.37 | 4.37 | 4.6 | DATA NOT AVAILABLE | DATA NOT AVAILABLE | DATA NOT AVAILABLE | DATA NOT AVAILABLE | DATA NOT AVAILABLE | DATA NOT AVAILABLE | DATA NOT AVAILABLE | DATA NOT AVAILABLE | DATA NOT AVAILABLE | DATA NOT AVAILABLE | N | DATA NOT AVAILABLE | DATA NOT AVAILABLE | DATA NOT AVAILABLE | DATA NOT AVAILABLE | DATA NOT AVAILABLE | 44105
1640000637946 | [5 empty] | 1640000637937 | SPF CARVER HEY LIMITED | MOSS LANE | MOSS LANE | LITTLE HOOLE | PRESTON | LANCASHIRE | PR4 4TA | ENGLAND | 349309 | 423169 | PENWORTHAM WEST GSP / STANAH GSP GROUP | WRIGHTINGTON | TARLETON | 11 | ELECTRICITY NORTH WEST LIMITED | SOLAR | PHOTOVOLTAIC | YES | 0 | 0 | 2 |  |  |  | 0 | 0 | 0 |  |  |  | 0 | 0 | 0 | NO | CONNECTED | 2 | 1.9 | 2 | 0.019 | 0.02 | 2017-03-01 |  |  |  | 0 | 0 |  |  | NO | NO |  |  |  |  | 2021-12-06 | 53.702478824813404, -2.7693200553891106
1700000000000 | [5 empty] | DATA NOT AVAILABLE | SSE GENERATION LTD | STORNOWAY PS G5 | DATA NOT AVAILABLE | BATTERY POINT | STORNOWAY | ISLE OF LEWIS | HS1 2RP | SCOTLAND | 143091 | 932383 | ARDMORE GRID | DATA NOT APPLICABLE | BATTERY POINT | 11 | SCOTTISH HYDRO ELECTRIC POWER DISTRIBUTION PLC | FOSSIL - OIL | DATA NOT AVAILABLE | NO | DATA NOT AVAILABLE | DATA NOT AVAILABLE | 2.85 | DATA NOT AVAILABLE | DATA NOT AVAILABLE | DATA NOT AVAILABLE | DATA NOT AVAILABLE | DATA NOT AVAILABLE | DATA NOT AVAILABLE | DATA NOT AVAILABLE | DATA NOT AVAILABLE | DATA NOT AVAILABLE | DATA NOT AVAILABLE | DATA NOT AVAILABLE | DATA NOT AVAILABLE | NO | CONNECTED | 2.85 | 2.85 | 3 | DATA NOT AVAILABLE | DATA NOT AVAILABLE | DATA NOT AVAILABLE | DATA NOT AVAILABLE | DATA NOT AVAILABLE | DATA NOT AVAILABLE | DATA NOT AVAILABLE | DATA NOT AVAILABLE | DATA NOT AVAILABLE | DATA NOT AVAILABLE | N | DATA NOT AVAILABLE | DATA NOT AVAILABLE | DATA NOT AVAILABLE | DATA NOT AVAILABLE | DATA NOT AVAILABLE | 44105
1700000000000 | [5 empty] | DATA NOT AVAILABLE | SSE GENERATION LTD | STORNOWAY PS G6 | DATA NOT AVAILABLE | BATTERY POINT | STORNOWAY | ISLE OF LEWIS | HS1 2RP | SCOTLAND | 143091 | 932383 | ARDMORE GRID | DATA NOT APPLICABLE | BATTERY POINT | 11 | SCOTTISH HYDRO ELECTRIC POWER DISTRIBUTION PLC | FOSSIL - OIL | DATA NOT AVAILABLE | NO | DATA NOT AVAILABLE | DATA NOT AVAILABLE | 1.9 | DATA NOT AVAILABLE | DATA NOT AVAILABLE | DATA NOT AVAILABLE | DATA NOT AVAILABLE | DATA NOT AVAILABLE | DATA NOT AVAILABLE | DATA NOT AVAILABLE | DATA NOT AVAILABLE | DATA NOT AVAILABLE | DATA NOT AVAILABLE | DATA NOT AVAILABLE | DATA NOT AVAILABLE | NO | CONNECTED | 1.9 | 1.9 | 2 | DATA NOT AVAILABLE | DATA NOT AVAILABLE | DATA NOT AVAILABLE | DATA NOT AVAILABLE | DATA NOT AVAILABLE | DATA NOT AVAILABLE | DATA NOT AVAILABLE | DATA NOT AVAILABLE | DATA NOT AVAILABLE | DATA NOT AVAILABLE | N | DATA NOT AVAILABLE | DATA NOT AVAILABLE | DATA NOT AVAILABLE | DATA NOT AVAILABLE | DATA NOT AVAILABLE | 44105
1700000000000 | [5 empty] | DATA NOT AVAILABLE | SSE GENERATION LTD | LOCH CARNON G1 | DATA NOT AVAILABLE | SOUTH UIST | ISLE OF SOUTH UIST | EILEAN SIAR | HS8 5PD | SCOTLAND | 82194 | 843433 | ARDMORE GRID | DATA NOT APPLICABLE | LOCH CARNAN | 11 | SCOTTISH HYDRO ELECTRIC POWER DISTRIBUTION PLC | FOSSIL - OIL | DATA NOT AVAILABLE | NO | DATA NOT AVAILABLE | DATA NOT AVAILABLE | 2.28 | DATA NOT AVAILABLE | DATA NOT AVAILABLE | DATA NOT AVAILABLE | DATA NOT AVAILABLE | DATA NOT AVAILABLE | DATA NOT AVAILABLE | DATA NOT AVAILABLE | DATA NOT AVAILABLE | DATA NOT AVAILABLE | DATA NOT AVAILABLE | DATA NOT AVAILABLE | DATA NOT AVAILABLE | NO | CONNECTED | 2.28 | 2.28 | 2.4 | DATA NOT AVAILABLE | DATA NOT AVAILABLE | DATA NOT AVAILABLE | DATA NOT AVAILABLE | DATA NOT AVAILABLE | DATA NOT AVAILABLE | DATA NOT AVAILABLE | DATA NOT AVAILABLE | DATA NOT AVAILABLE | DATA NOT AVAILABLE | N | DATA NOT AVAILABLE | DATA NOT AVAILABLE | DATA NOT AVAILABLE | DATA NOT AVAILABLE | DATA NOT AVAILABLE | 44105
1700000000000 | [5 empty] | DATA NOT AVAILABLE | SSE GENERATION LTD | LOCH CARNON G2 | DATA NOT AVAILABLE | SOUTH UIST | ISLE OF SOUTH UIST | EILEAN SIAR | HS8 5PD | SCOTLAND | 82194 | 843433 | ARDMORE GRID | DATA NOT APPLICABLE | LOCH CARNAN | 11 | SCOTTISH HYDRO ELECTRIC POWER DISTRIBUTION PLC | FOSSIL - OIL | DATA NOT AVAILABLE | NO | DATA NOT AVAILABLE | DATA NOT AVAILABLE | 2.28 | DATA NOT AVAILABLE | DATA NOT AVAILABLE | DATA NOT AVAILABLE | DATA NOT AVAILABLE | DATA NOT AVAILABLE | DATA NOT AVAILABLE | DATA NOT AVAILABLE | DATA NOT AVAILABLE | DATA NOT AVAILABLE | DATA NOT AVAILABLE | DATA NOT AVAILABLE | DATA NOT AVAILABLE | NO | CONNECTED | 2.28 | 2.28 | 2.4 | DATA NOT AVAILABLE | DATA NOT AVAILABLE | DATA NOT AVAILABLE | DATA NOT AVAILABLE | DATA NOT AVAILABLE | DATA NOT AVAILABLE | DATA NOT AVAILABLE | DATA NOT AVAILABLE | DATA NOT AVAILABLE | DATA NOT AVAILABLE | N | DATA NOT AVAILABLE | DATA NOT AVAILABLE | DATA NOT AVAILABLE | DATA NOT AVAILABLE | DATA NOT AVAILABLE | 44105
1700000000000 | [5 empty] | DATA NOT AVAILABLE | SSE GENERATION LTD | LOCH CARNON G3 | DATA NOT AVAILABLE | SOUTH UIST | ISLE OF SOUTH UIST | EILEAN SIAR | HS8 5PD | SCOTLAND | 82194 | 843433 | ARDMORE GRID | DATA NOT APPLICABLE | LOCH CARNAN | 11 | SCOTTISH HYDRO ELECTRIC POWER DISTRIBUTION PLC | FOSSIL - OIL | DATA NOT AVAILABLE | NO | DATA NOT AVAILABLE | DATA NOT AVAILABLE | 2.28 | DATA NOT AVAILABLE | DATA NOT AVAILABLE | DATA NOT AVAILABLE | DATA NOT AVAILABLE | DATA NOT AVAILABLE | DATA NOT AVAILABLE | DATA NOT AVAILABLE | DATA NOT AVAILABLE | DATA NOT AVAILABLE | DATA NOT AVAILABLE | DATA NOT AVAILABLE | DATA NOT AVAILABLE | NO | CONNECTED | 2.28 | 2.28 | 2.4 | DATA NOT AVAILABLE | DATA NOT AVAILABLE | DATA NOT AVAILABLE | DATA NOT AVAILABLE | DATA NOT AVAILABLE | DATA NOT AVAILABLE | DATA NOT AVAILABLE | DATA NOT AVAILABLE | DATA NOT AVAILABLE | DATA NOT AVAILABLE | N | DATA NOT AVAILABLE | DATA NOT AVAILABLE | DATA NOT AVAILABLE | DATA NOT AVAILABLE | DATA NOT AVAILABLE | 44105
1700000000000 | [5 empty] | DATA NOT AVAILABLE | SSE GENERATION LTD | LOCH CARNON G4 | DATA NOT AVAILABLE | SOUTH UIST | ISLE OF SOUTH UIST | EILEAN SIAR | HS8 5PD | SCOTLAND | 82194 | 843433 | ARDMORE GRID | DATA NOT APPLICABLE | LOCH CARNAN | 11 | SCOTTISH HYDRO ELECTRIC POWER DISTRIBUTION PLC | FOSSIL - OIL | DATA NOT AVAILABLE | NO | DATA NOT AVAILABLE | DATA NOT AVAILABLE | 2.28 | DATA NOT AVAILABLE | DATA NOT AVAILABLE | DATA NOT AVAILABLE | DATA NOT AVAILABLE | DATA NOT AVAILABLE | DATA NOT AVAILABLE | DATA NOT AVAILABLE | DATA NOT AVAILABLE | DATA NOT AVAILABLE | DATA NOT AVAILABLE | DATA NOT AVAILABLE | DATA NOT AVAILABLE | NO | CONNECTED | 2.28 | 2.28 | 2.4 | DATA NOT AVAILABLE | DATA NOT AVAILABLE | DATA NOT AVAILABLE | DATA NOT AVAILABLE | DATA NOT AVAILABLE | DATA NOT AVAILABLE | DATA NOT AVAILABLE | DATA NOT AVAILABLE | DATA NOT AVAILABLE | DATA NOT AVAILABLE | N | DATA NOT AVAILABLE | DATA NOT AVAILABLE | DATA NOT AVAILABLE | DATA NOT AVAILABLE | DATA NOT AVAILABLE | 44105
1700000000000 | [5 empty] | DATA NOT AVAILABLE | SSE GENERATION LTD | KIRKWALL PS G9 | DATA NOT AVAILABLE | GREAT WESTERN ROAD | KIRKWALL | ORKNEY | KW15 1AN | SCOTLAND | 344676 | 1010893 | THURSO SOUTH GRID | DATA NOT APPLICABLE | KIRKWALL | 11 | SCOTTISH HYDRO ELECTRIC POWER DISTRIBUTION PLC | FOSSIL - OIL | DATA NOT AVAILABLE | NO | DATA NOT AVAILABLE | DATA NOT AVAILABLE | 3.325 | DATA NOT AVAILABLE | DATA NOT AVAILABLE | DATA NOT AVAILABLE | DATA NOT AVAILABLE | DATA NOT AVAILABLE | DATA NOT AVAILABLE | DATA NOT AVAILABLE | DATA NOT AVAILABLE | DATA NOT AVAILABLE | DATA NOT AVAILABLE | DATA NOT AVAILABLE | DATA NOT AVAILABLE | NO | CONNECTED | 3.325 | 3.325 | 3.5 | DATA NOT AVAILABLE | DATA NOT AVAILABLE | DATA NOT AVAILABLE | DATA NOT AVAILABLE | DATA NOT AVAILABLE | DATA NOT AVAILABLE | DATA NOT AVAILABLE | DATA NOT AVAILABLE | DATA NOT AVAILABLE | DATA NOT AVAILABLE | N | DATA NOT AVAILABLE | DATA NOT AVAILABLE | DATA NOT AVAILABLE | DATA NOT AVAILABLE | DATA NOT AVAILABLE | 44105
1700000000000 | [5 empty] | DATA NOT AVAILABLE | SSE GENERATION LTD | STORNOWAY PS G1 | DATA NOT AVAILABLE | GEN35OM | STORNOWAY | ISLE OF LEWIS | HS1 2RP | SCOTLAND | 143091 | 932383 | ARDMORE GRID | DATA NOT APPLICABLE | BATTERY POINT | 11 | SCOTTISH HYDRO ELECTRIC POWER DISTRIBUTION PLC | FOSSIL - OIL | DATA NOT AVAILABLE | NO | DATA NOT AVAILABLE | DATA NOT AVAILABLE | 1.938 | DATA NOT AVAILABLE | DATA NOT AVAILABLE | DATA NOT AVAILABLE | DATA NOT AVAILABLE | DATA NOT AVAILABLE | DATA NOT AVAILABLE | DATA NOT AVAILABLE | DATA NOT AVAILABLE | DATA NOT AVAILABLE | DATA NOT AVAILABLE | DATA NOT AVAILABLE | DATA NOT AVAILABLE | NO | CONNECTED | 1.938 | 1.938 | 2.04 | DATA NOT AVAILABLE | DATA NOT AVAILABLE | DATA NOT AVAILABLE | DATA NOT AVAILABLE | DATA NOT AVAILABLE | DATA NOT AVAILABLE | DATA NOT AVAILABLE | DATA NOT AVAILABLE | DATA NOT AVAILABLE | DATA NOT AVAILABLE | N | DATA NOT AVAILABLE | DATA NOT AVAILABLE | DATA NOT AVAILABLE | DATA NOT AVAILABLE | DATA NOT AVAILABLE | 44105
1700000000000 | [5 empty] | DATA NOT AVAILABLE | SSE GENERATION LTD | STORNOWAY PS G9 | DATA NOT AVAILABLE | GEN356M | STORNOWAY | ISLE OF LEWIS | HS1 2RP | SCOTLAND | 143091 | 932383 | ARDMORE GRID | DATA NOT APPLICABLE | BATTERY POINT | 11 | SCOTTISH HYDRO ELECTRIC POWER DISTRIBUTION PLC | FOSSIL - OIL | DATA NOT AVAILABLE | NO | DATA NOT AVAILABLE | DATA NOT AVAILABLE | 4.37 | DATA NOT AVAILABLE | DATA NOT AVAILABLE | DATA NOT AVAILABLE | DATA NOT AVAILABLE | DATA NOT AVAILABLE | DATA NOT AVAILABLE | DATA NOT AVAILABLE | DATA NOT AVAILABLE | DATA NOT AVAILABLE | DATA NOT AVAILABLE | DATA NOT AVAILABLE | DATA NOT AVAILABLE | NO | CONNECTED | 4.37 | 4.37 | 4.6 | DATA NOT AVAILABLE | DATA NOT AVAILABLE | DATA NOT AVAILABLE | DATA NOT AVAILABLE | DATA NOT AVAILABLE | DATA NOT AVAILABLE | DATA NOT AVAILABLE | DATA NOT AVAILABLE | DATA NOT AVAILABLE | DATA NOT AVAILABLE | N | DATA NOT AVAILABLE | DATA NOT AVAILABLE | DATA NOT AVAILABLE | DATA NOT AVAILABLE | DATA NOT AVAILABLE | 44105
1700000000000 | [5 empty] | 1700000000000 | SSE GENERATION LTD | BOWMORE (GEN231) | DATA NOT AVAILABLE | BOWMORE | ISLE OF ISLAY | ARGYLL AND BUTE | PA43 7JX | SCOTLAND | 131002 | 659677 | PORT ANN | DATA NOT APPLICABLE | BOWMORE | 11 | SCOTTISH HYDRO ELECTRIC POWER DISTRIBUTION PLC | FOSSIL - OIL | ENGINE (COMBUSTION / RECIPROCATING) | NO | DATA NOT AVAILABLE | DATA NOT AVAILABLE | 1.9 | DATA NOT AVAILABLE | DATA NOT AVAILABLE | DATA NOT AVAILABLE | DATA NOT AVAILABLE | DATA NOT AVAILABLE | DATA NOT AVAILABLE | DATA NOT AVAILABLE | DATA NOT AVAILABLE | DATA NOT AVAILABLE | DATA NOT AVAILABLE | DATA NOT AVAILABLE | DATA NOT AVAILABLE | NO | CONNECTED | 1.9 | 1.9 | 2 | DATA NOT AVAILABLE | DATA NOT AVAILABLE | DATA NOT AVAILABLE | DATA NOT AVAILABLE | DATA NOT AVAILABLE | DATA NOT AVAILABLE | DATA NOT AVAILABLE | DATA NOT AVAILABLE | DATA NOT AVAILABLE | DATA NOT AVAILABLE | N | DATA NOT AVAILABLE | DATA NOT AVAILABLE | DATA NOT AVAILABLE | DATA NOT AVAILABLE | DATA NOT AVAILABLE | 44105
DATA NOT AVAILABLE | [5 empty] | DATA NOT AVAILABLE | AMP ENERGY | CORONATION POWER | LAND OF THE EAST SIDE OF CORONATION SQUARE | ARDWICK | MANCHESTER | GREATER MANCHESTER | M12 6JL | ENGLAND | 385440 | 397631 | STALYBRIDGE GSP | STUART ST | CENTRAL MANCHESTER | 6.6 | ELECTRICITY NORTH WEST LIMITED | FOSSIL - GAS | ENGINE (COMBUSTION / RECIPROCATING) | NO | 0 | 0 | 5.07 |  |  |  | 0 | 0 | 0 |  |  |  | 0 | 0 | 0 | NO | ACCEPTED TO CONNECT | 0 | 0 | 0 | 0 | 0 |  | 5.3368 | 5.07 | 5.3368421052631581 | 0 | 0 | 2020-01-08 |  | NO | NO |  | TO BE CONFIRMED |  |  | 2023-04-06 | 53.47520364270005, -2.2208338062144826
DATA NOT AVAILABLE | [5 empty] | DATA NOT AVAILABLE | SMITH BROTHERS CONTRACTORS | COLDHURST STREET, OLDHAM | COLDHURST STREET |  | OLDHAM | GREATER MANCHESTER | OL1 2BQ | ENGLAND | 392473 | 405638 | WHITEGATE GSP | GREENHILL | ST MARYS | 6.6 | ELECTRICITY NORTH WEST LIMITED | FOSSIL - COAL GAS | ENGINE (COMBUSTION / RECIPROCATING) | NO | 0 | 0 | 5 |  |  |  | 0 | 0 | 0 |  |  |  | 0 | 0 | 0 | NO | ACCEPTED TO CONNECT | 0 | 0 | 0 | 0 | 0 |  | 5 | 4.75 | 5 | 0.057 | 0.06 | 2019-04-03 |  | NO | NO |  | TO BE CONFIRMED |  |  | 2021-12-06 | 53.547322577738726, -2.1150678140576122
DATA NOT AVAILABLE | [5 empty] | DATA NOT AVAILABLE | SCOTTISH POWER RENEWABLES | COAL CLOUGH | 41, COAL CLOUGH LANE |  | BURNLEY | LANCASHIRE | BB11 4PG | ENGLAND | 383040 | 432289 | ROCHDALE SGTS 2 3 4 | - | - | 132 | ELECTRICITY NORTH WEST LIMITED | SOLAR | PHOTOVOLTAIC | NO | 0 | 0 | 8 |  |  |  | 0 | 0 | 0 |  |  |  | 0 | 0 | 0 | NO | ACCEPTED TO CONNECT | 0 | 0 | 0 | 0 | 0 |  | 8.4211 | 8 | 8.4210526315789469 | 0 | 0 | 2020-01-10 |  | NO | NO |  | TO BE CONFIRMED |  |  | 2023-04-06 | 53.786641406723156, -2.258894419097001
1700000000000 | [5 empty] | 1700000000000 | SSE GENERATION LTD | BOWMORE (GEN232) | DATA NOT AVAILABLE | BOWMORE | ISLE OF ISLAY | ARGYLL AND BUTE | PA43 7JX | SCOTLAND | 131002 | 659677 | PORT ANN | DATA NOT APPLICABLE | BOWMORE | 11 | SCOTTISH HYDRO ELECTRIC POWER DISTRIBUTION PLC | FOSSIL - OIL | ENGINE (COMBUSTION / RECIPROCATING) | NO | DATA NOT AVAILABLE | DATA NOT AVAILABLE | 1.9 | DATA NOT AVAILABLE | DATA NOT AVAILABLE | DATA NOT AVAILABLE | DATA NOT AVAILABLE | DATA NOT AVAILABLE | DATA NOT AVAILABLE | DATA NOT AVAILABLE | DATA NOT AVAILABLE | DATA NOT AVAILABLE | DATA NOT AVAILABLE | DATA NOT AVAILABLE | DATA NOT AVAILABLE | NO | CONNECTED | 1.9 | 1.9 | 2 | DATA NOT AVAILABLE | DATA NOT AVAILABLE | DATA NOT AVAILABLE | DATA NOT AVAILABLE | DATA NOT AVAILABLE | DATA NOT AVAILABLE | DATA NOT AVAILABLE | DATA NOT AVAILABLE | DATA NOT AVAILABLE | DATA NOT AVAILABLE | N | DATA NOT AVAILABLE | DATA NOT AVAILABLE | DATA NOT AVAILABLE | DATA NOT AVAILABLE | DATA NOT AVAILABLE | 44105
DATA NOT AVAILABLE | [5 empty] | DATA NOT AVAILABLE | STOR 108 LTD | CLEGG STREET (HAMILTON) | SOUTHLINK BUSINESS PARK |  |  | OLDHAM | OL4 1DE | ENGLAND | 393373 | 404925 | WHITEGATE GSP | GREENHILL | - | 33 | ELECTRICITY NORTH WEST LIMITED | FOSSIL - OIL | ENGINE (COMBUSTION / RECIPROCATING) | NO | 0 | 0 | 20 |  |  |  | 0 | 0 | 0 |  |  |  | 0 | 0 | 0 | NO | ACCEPTED TO CONNECT | 0 | 0 | 0 | 0 | 0 |  | 21.0526 | 20 | 21.05263157894737 | 0 | 0 | 2016-10-10 |  | NO | NO |  | TO BE CONFIRMED |  |  | 2023-04-06 | 53.540926228593364, -2.101469733991923
DATA NOT AVAILABLE | [5 empty] | DATA NOT AVAILABLE | STOR 113 LTD | CLAYTON | BLACKBURN ROAD | BLACKBURN ROAD | ACCRINGTON | DATA NOT AVAILABLE | BB5 5JW | ENGLAND | 374193 | 430367 | PADIHAM GSP | HUNCOAT | - | 33 | ELECTRICITY NORTH WEST LIMITED | FOSSIL - OIL | ENGINE (COMBUSTION / RECIPROCATING) | NO | 0 | 0 | 20 |  |  |  | 0 | 0 | 0 |  |  |  | 0 | 0 | 0 | NO | ACCEPTED TO CONNECT | 0 | 0 | 0 | 0 | 0 |  | 21.0526 | 20 | 21.05263157894737 | 0 | 0 | 2016-10-14 |  | NO | NO |  | TO BE CONFIRMED |  |  | 2023-04-06 | 53.769001548276606, -2.3930070741813623
1700000000000 | [5 empty] | DATA NOT AVAILABLE | SSE GENERATION LTD | STORNOWAY PS G8 | BATTERY POINT | DATA NOT AVAILABLE | STORNOWAY | ISLE OF LEWIS | HS1 2RP | SCOTLAND | 143091 | 932383 | ARDMORE GRID | DATA NOT APPLICABLE | BATTERY POINT | 11 | SCOTTISH HYDRO ELECTRIC POWER DISTRIBUTION PLC | FOSSIL - OIL | DATA NOT AVAILABLE | NO | DATA NOT AVAILABLE | DATA NOT AVAILABLE | 3.325 | DATA NOT AVAILABLE | DATA NOT AVAILABLE | DATA NOT AVAILABLE | DATA NOT AVAILABLE | DATA NOT AVAILABLE | DATA NOT AVAILABLE | DATA NOT AVAILABLE | DATA NOT AVAILABLE | DATA NOT AVAILABLE | DATA NOT AVAILABLE | DATA NOT AVAILABLE | DATA NOT AVAILABLE | NO | CONNECTED | 3.325 | 3.325 | 3.5 | DATA NOT AVAILABLE | DATA NOT AVAILABLE | DATA NOT AVAILABLE | DATA NOT AVAILABLE | DATA NOT AVAILABLE | DATA NOT AVAILABLE | DATA NOT AVAILABLE | DATA NOT AVAILABLE | DATA NOT AVAILABLE | DATA NOT AVAILABLE | N | DATA NOT AVAILABLE | DATA NOT AVAILABLE | DATA NOT AVAILABLE | DATA NOT AVAILABLE | DATA NOT AVAILABLE | 44137
1630000165183 | [5 empty] | 1630000165174 | THRIVE RENEWABLES (CATON MOOR) LIMITED | CATON MOOR WIND FARM |  | CATON | LANCASTER | LANCASHIRE | LA2 9NB | ENGLAND | 356531 | 464535 | HEYSHAM GSP | LANCASTER | - | 33 | ELECTRICITY NORTH WEST LIMITED | WIND | ONSHORE WIND TURBINES | NO | 0 | 0 | 16 |  |  |  | 0 | 0 | 0 |  |  |  | 0 | 0 | 0 | NO | CONNECTED | 16 | 15.2 | 16 | 0.038 | 0.04 | 2006-06-01 |  |  |  | 0 | 0 |  |  | NO | NO |  |  |  |  | 2021-12-06 | 54.07489671879598, -2.6658180451866005
1700000000000 | [5 empty] | DATA NOT AVAILABLE | SSE GENERATION LTD | STORNOWAY PS G9 | BATTERY POINT | DATA NOT AVAILABLE | STORNOWAY | ISLE OF LEWIS | HS1 2RP | SCOTLAND | 143091 | 932383 | ARDMORE GRID | DATA NOT APPLICABLE | BATTERY POINT | 11 | SCOTTISH HYDRO ELECTRIC POWER DISTRIBUTION PLC | FOSSIL - OIL | DATA NOT AVAILABLE | NO | DATA NOT AVAILABLE | DATA NOT AVAILABLE | 4.37 | DATA NOT AVAILABLE | DATA NOT AVAILABLE | DATA NOT AVAILABLE | DATA NOT AVAILABLE | DATA NOT AVAILABLE | DATA NOT AVAILABLE | DATA NOT AVAILABLE | DATA NOT AVAILABLE | DATA NOT AVAILABLE | DATA NOT AVAILABLE | DATA NOT AVAILABLE | DATA NOT AVAILABLE | NO | CONNECTED | 4.37 | 4.37 | 4.6 | DATA NOT AVAILABLE | DATA NOT AVAILABLE | DATA NOT AVAILABLE | DATA NOT AVAILABLE | DATA NOT AVAILABLE | DATA NOT AVAILABLE | DATA NOT AVAILABLE | DATA NOT AVAILABLE | DATA NOT AVAILABLE | DATA NOT AVAILABLE | N | DATA NOT AVAILABLE | DATA NOT AVAILABLE | DATA NOT AVAILABLE | DATA NOT AVAILABLE | DATA NOT AVAILABLE | 44137
1700000000000 | [5 empty] | DATA NOT AVAILABLE | SSE GENERATION LTD | LOCH CARNON G5 | SOUTH UIST | DATA NOT AVAILABLE | ISLE OF SOUTH UIST | EILEAN SIAR | HS8 5PD | SCOTLAND | 82194 | 843433 | ARDMORE GRID | DATA NOT APPLICABLE | LOCH CARNAN | 11 | SCOTTISH HYDRO ELECTRIC POWER DISTRIBUTION PLC | FOSSIL - OIL | DATA NOT AVAILABLE | NO | DATA NOT AVAILABLE | DATA NOT AVAILABLE | 2.28 | DATA NOT AVAILABLE | DATA NOT AVAILABLE | DATA NOT AVAILABLE | DATA NOT AVAILABLE | DATA NOT AVAILABLE | DATA NOT AVAILABLE | DATA NOT AVAILABLE | DATA NOT AVAILABLE | DATA NOT AVAILABLE | DATA NOT AVAILABLE | DATA NOT AVAILABLE | DATA NOT AVAILABLE | NO | CONNECTED | 2.28 | 2.28 | 2.4 | DATA NOT AVAILABLE | DATA NOT AVAILABLE | DATA NOT AVAILABLE | DATA NOT AVAILABLE | DATA NOT AVAILABLE | DATA NOT AVAILABLE | DATA NOT AVAILABLE | DATA NOT AVAILABLE | DATA NOT AVAILABLE | DATA NOT AVAILABLE | N | DATA NOT AVAILABLE | DATA NOT AVAILABLE | DATA NOT AVAILABLE | DATA NOT AVAILABLE | DATA NOT AVAILABLE | 44137
DATA NOT AVAILABLE | [5 empty] | DATA NOT AVAILABLE | BRIMROD ENERGY CENTRE LIMITED | BRIMROD ENERGY CENTRE 20MW STOR | CORPORATION ROAD |  | ROCHDALE | GREATER MANCHESTER | OL11 4HJ | ENGLAND | 388706 | 412844 | ROCHDALE SGTS 2 3 4 | CASTLETON | - | 33 | ELECTRICITY NORTH WEST LIMITED | FOSSIL - GAS | ENGINE (COMBUSTION / RECIPROCATING) | NO | 0 | 0 | 20 |  |  |  | 0 | 0 | 0 |  |  |  | 0 | 0 | 0 | NO | ACCEPTED TO CONNECT | 0 | 0 | 0 | 0 | 0 |  | 21.0526 | 20 | 21.05263157894737 | 0 | 0 | 2018-08-23 |  | NO | NO |  | TO BE CONFIRMED |  |  | 2023-04-06 | 53.61202353414775, -2.1721822664734023
1700000000000 | [5 empty] | DATA NOT AVAILABLE | SSE GENERATION LTD | KIRKWALL PS G4 | GREAT WESTERN ROAD | DATA NOT AVAILABLE | KIRKWALL | ORKNEY | KW15 1AN | SCOTLAND | 344676 | 1010893 | THURSO SOUTH GRID | DATA NOT APPLICABLE | KIRKWALL | 11 | SCOTTISH HYDRO ELECTRIC POWER DISTRIBUTION PLC | FOSSIL - OIL | DATA NOT AVAILABLE | NO | DATA NOT AVAILABLE | DATA NOT AVAILABLE | 3.99 | DATA NOT AVAILABLE | DATA NOT AVAILABLE | DATA NOT AVAILABLE | DATA NOT AVAILABLE | DATA NOT AVAILABLE | DATA NOT AVAILABLE | DATA NOT AVAILABLE | DATA NOT AVAILABLE | DATA NOT AVAILABLE | DATA NOT AVAILABLE | DATA NOT AVAILABLE | DATA NOT AVAILABLE | NO | CONNECTED | 3.99 | 3.99 | 4.2 | DATA NOT AVAILABLE | DATA NOT AVAILABLE | DATA NOT AVAILABLE | DATA NOT AVAILABLE | DATA NOT AVAILABLE | DATA NOT AVAILABLE | DATA NOT AVAILABLE | DATA NOT AVAILABLE | DATA NOT AVAILABLE | DATA NOT AVAILABLE | N | DATA NOT AVAILABLE | DATA NOT AVAILABLE | DATA NOT AVAILABLE | DATA NOT AVAILABLE | DATA NOT AVAILABLE | 44137
1640000546590 | [5 empty] | 1640000546572 | CS BENT SPUR SOLAR FARM LTD | BENT SPUR FARM | BENT SPUR ROAD | KEARSLEY | BOLTON | GREATER MANCHESTER | BL4 8SJ | ENGLAND | 375168 | 404112 | KEARSLEY LOCAL 33 GSP | - | RINGLEY | 11 | ELECTRICITY NORTH WEST LIMITED | SOLAR | PHOTOVOLTAIC | NO | 0 | 0 | 4.08 |  |  |  | 0 | 0 | 0 |  |  |  | 0 | 0 | 0 | NO | CONNECTED | 4.08 | 4.75 | 5 | 0.0475 | 0.05 | 2016-03-01 |  |  |  | 0 | 0 |  |  | NO | NO |  |  |  |  | 2021-12-06 | 53.53306969279979, -2.376107964589981
1700000000000 | [5 empty] | DATA NOT AVAILABLE | SSE GENERATION LTD | KIRKWALL PS G6 | GREAT WESTERN ROAD | DATA NOT AVAILABLE | KIRKWALL | ORKNEY | KW15 1AN | SCOTLAND | 344676 | 1010893 | THURSO SOUTH GRID | DATA NOT APPLICABLE | KIRKWALL | 11 | SCOTTISH HYDRO ELECTRIC POWER DISTRIBUTION PLC | FOSSIL - OIL | DATA NOT AVAILABLE | NO | DATA NOT AVAILABLE | DATA NOT AVAILABLE | 3.99 | DATA NOT AVAILABLE | DATA NOT AVAILABLE | DATA NOT AVAILABLE | DATA NOT AVAILABLE | DATA NOT AVAILABLE | DATA NOT AVAILABLE | DATA NOT AVAILABLE | DATA NOT AVAILABLE | DATA NOT AVAILABLE | DATA NOT AVAILABLE | DATA NOT AVAILABLE | DATA NOT AVAILABLE | NO | CONNECTED | 3.99 | 3.99 | 4.2 | DATA NOT AVAILABLE | DATA NOT AVAILABLE | DATA NOT AVAILABLE | DATA NOT AVAILABLE | DATA NOT AVAILABLE | DATA NOT AVAILABLE | DATA NOT AVAILABLE | DATA NOT AVAILABLE | DATA NOT AVAILABLE | DATA NOT AVAILABLE | N | DATA NOT AVAILABLE | DATA NOT AVAILABLE | DATA NOT AVAILABLE | DATA NOT AVAILABLE | DATA NOT AVAILABLE | 44137
DATA NOT AVAILABLE | [5 empty] | DATA NOT AVAILABLE | STOR 120 LTD | BARMS FARM | ASHTON OLD ROAD | ASHTON OLD ROAD | MANCHESTER | MANCHESTER | SK17 7HW | ENGLAND | 407114 | 375004 | STALYBRIDGE GSP | BUXTON | - | 33 | ELECTRICITY NORTH WEST LIMITED | FOSSIL - OIL | ENGINE (COMBUSTION / RECIPROCATING) | NO | 0 | 0 | 20 |  |  |  | 0 | 0 | 0 |  |  |  | 0 | 0 | 0 | NO | ACCEPTED TO CONNECT | 0 | 0 | 0 | 0 | 0 |  | 21.0526 | 20 | 21.05263157894737 | 0 | 0 | 2016-06-03 |  | NO | NO |  | TO BE CONFIRMED |  |  | 2023-04-06 | 53.2719769995088, -1.8947867844745572
1700000000000 | [5 empty] | DATA NOT AVAILABLE | SSE GENERATION LTD | KIRKWALL PS G8 | GREAT WESTERN ROAD | DATA NOT AVAILABLE | KIRKWALL | ORKNEY | KW15 1AN | SCOTLAND | 344676 | 1010893 | THURSO SOUTH GRID | DATA NOT APPLICABLE | KIRKWALL | 11 | SCOTTISH HYDRO ELECTRIC POWER DISTRIBUTION PLC | FOSSIL - OIL | DATA NOT AVAILABLE | NO | DATA NOT AVAILABLE | DATA NOT AVAILABLE | 3.325 | DATA NOT AVAILABLE | DATA NOT AVAILABLE | DATA NOT AVAILABLE | DATA NOT AVAILABLE | DATA NOT AVAILABLE | DATA NOT AVAILABLE | DATA NOT AVAILABLE | DATA NOT AVAILABLE | DATA NOT AVAILABLE | DATA NOT AVAILABLE | DATA NOT AVAILABLE | DATA NOT AVAILABLE | NO | CONNECTED | 3.325 | 3.325 | 3.5 | DATA NOT AVAILABLE | DATA NOT AVAILABLE | DATA NOT AVAILABLE | DATA NOT AVAILABLE | DATA NOT AVAILABLE | DATA NOT AVAILABLE | DATA NOT AVAILABLE | DATA NOT AVAILABLE | DATA NOT AVAILABLE | DATA NOT AVAILABLE | N | DATA NOT AVAILABLE | DATA NOT AVAILABLE | DATA NOT AVAILABLE | DATA NOT AVAILABLE | DATA NOT AVAILABLE | 44137
DATA NOT AVAILABLE | [5 empty] | DATA NOT AVAILABLE | APPLIED POWER ENGINEERING | ASPATRIA BUSINESS PARK | PARK ROAD |  | ASPATRIA | CUMBRIA | CA7 3DP | ENGLAND | 315661 | 542609 | HARKER ENWL SGTS 1 2 3A 4 / HUTTON GSP GROUP | STAINBURN & SIDDICK | ASPATRIA | 11 | ELECTRICITY NORTH WEST LIMITED | FOSSIL - OIL | ENGINE (COMBUSTION / RECIPROCATING) | NO | 0 | 0 | 2.5 |  |  |  | 0 | 0 | 0 |  |  |  | 0 | 0 | 0 | NO | ACCEPTED TO CONNECT | 0 | 0 | 0 | 0 | 0 |  | 2.5 | 2.3987499999999997 | 2.5249999999999999 | 0 | 0 | 2017-11-01 |  | NO | NO |  | TO BE CONFIRMED |  |  | 2021-12-06 | 54.771289529099306, -3.312520665731325
DATA NOT AVAILABLE | [5 empty] | DATA NOT AVAILABLE | BUILDING MANAGEMENT TECHNOLOGY | ALDI STORES LTD | SALFORD ROAD |  | BOLTON | GREATER MANCHESTER | BL5 1BT | ENGLAND | 369912 | 404685 | KEARSLEY LOCAL 33 GSP | - | CUTACRE | 11 | ELECTRICITY NORTH WEST LIMITED | SOLAR | PHOTOVOLTAIC | NO | 0 | 0 | 4.3 |  |  |  | 0 | 0 | 0 |  |  |  | 0 | 0 | 0 | NO | CONNECTED | 0 | 0 | 0 | 0 | 0 |  | 4.3 | 1.9949999999999999 | 2.1 | 1.615 | 1.7 | 2018-08-24 |  | NO | NO |  | TO BE CONFIRMED |  |  | 2024-03-14 | 53.537943999121744, -2.455457449077972
DATA NOT AVAILABLE | [5 empty] | DATA NOT AVAILABLE | ELECTRICITY NORTH WEST (CONSTRUCTION & MAINTENANCE) LTD | AGECROFT | AGECROFT ROAD | BILLINGTON ROAD | SALFORD | MANCHESTER | M27 8SW | ENGLAND | 369040 | 426415 | KEARSLEY 132 GSP | AGECROFT | - | 33 | ELECTRICITY NORTH WEST LIMITED | FOSSIL - GAS | ENGINE (COMBUSTION / RECIPROCATING) | NO | 0 | 0 | 15 |  |  |  | 0 | 0 | 0 |  |  |  | 0 | 0 | 0 | NO | ACCEPTED TO CONNECT | 0 | 0 | 0 | 0 | 0 |  | 15.7895 | 15 | 15.789473684210527 | 0 | 0 | 2018-06-19 |  | NO | NO |  | TO BE CONFIRMED |  |  | 2024-03-14 | 53.73320015754864, -2.470784868756966
1650000199609 | [5 empty] | 1650000199593 | BLACKPOOL POWER LTD | BRISTOL AVE BESS | BRISTOL AVENUE | BRISTOL AVENUE | BLACKPOOL | LANCASHIRE | FY2 0LZ | ENGLAND | 332584 | 439687 | PENWORTHAM WEST GSP / STANAH GSP GROUP | BISPHAM | - | 33 | ELECTRICITY NORTH WEST LIMITED | STORED ENERGY (ALL STORED ENERGY IRRESPECTVE OF THE ORIGINAL ENERGY SOURCE) | STORAGE - ELECTROCHEMICAL (BATTERIES) | NO | 0 | 0 | 25.3 |  |  |  | 0 | 0 | 0 |  |  |  | 0 | 0 | 0 | NO | CONNECTED | 25.3 | 25.3 | 0 | 25.3 | 0 |  |  |  |  | 0 | 0 | 2021-02-08 |  | NO | NO |  | TO BE CONFIRMED |  |  | 2024-03-14 | 53.84902363803953, -3.0262391340077968
1700000000000 | [5 empty] | 1700000000000 | SSE GENERATION LTD | BOWMORE (GEN233) | BOWMORE | DATA NOT AVAILABLE | ISLE OF ISLAY | ARGYLL AND BUTE | PA43 7JX | SCOTLAND | 131002 | 659677 | PORT ANN | DATA NOT APPLICABLE | BOWMORE | 11 | SCOTTISH HYDRO ELECTRIC POWER DISTRIBUTION PLC | FOSSIL - OIL | ENGINE (COMBUSTION / RECIPROCATING) | NO | DATA NOT AVAILABLE | DATA NOT AVAILABLE | 1.9 | DATA NOT AVAILABLE | DATA NOT AVAILABLE | DATA NOT AVAILABLE | DATA NOT AVAILABLE | DATA NOT AVAILABLE | DATA NOT AVAILABLE | DATA NOT AVAILABLE | DATA NOT AVAILABLE | DATA NOT AVAILABLE | DATA NOT AVAILABLE | DATA NOT AVAILABLE | DATA NOT AVAILABLE | NO | CONNECTED | 1.9 | 1.9 | 2 | DATA NOT AVAILABLE | DATA NOT AVAILABLE | DATA NOT AVAILABLE | DATA NOT AVAILABLE | DATA NOT AVAILABLE | DATA NOT AVAILABLE | DATA NOT AVAILABLE | DATA NOT AVAILABLE | DATA NOT AVAILABLE | DATA NOT AVAILABLE | N | DATA NOT AVAILABLE | DATA NOT AVAILABLE | DATA NOT AVAILABLE | DATA NOT AVAILABLE | DATA NOT AVAILABLE | 44137
DATA NOT AVAILABLE | [5 empty] | DATA NOT AVAILABLE | LANCASTER POWER LIMITED | LANCASTER POWER VARIATION | MIDDLETON | HEYSHAM | LANCASTER | LANCASHIRE | LA3 3JJ | ENGLAND | 341625 | 459400 | HEYSHAM GSP | - | - | 132 | ELECTRICITY NORTH WEST LIMITED | STORED ENERGY (ALL STORED ENERGY IRRESPECTVE OF THE ORIGINAL ENERGY SOURCE) | STORAGE - ELECTROCHEMICAL (BATTERIES) | NO | 0 | 0 | 75 |  |  |  | 0 | 0 | 0 |  |  |  | 0 | 0 | 0 | NO | ACCEPTED TO CONNECT | 0 | 0 | 0 | 0 | 0 |  | 75 | 75 | 75 | 75 | 75 | 2021-03-03 |  | NO | NO |  | TO BE CONFIRMED |  | TR-03 | 2021-12-06 | 54.02727438249179, -2.8926058764238745
DATA NOT AVAILABLE | [5 empty] | DATA NOT AVAILABLE | SMITH BROTHERS CONTRACTORS | SHORESIDE STABLES 1 | RINGLEY ROAD | STONECLOUGH | BOLTON | GREATER MANCHESTER | M26 1PY | ENGLAND | 376108 | 405528 | KEARSLEY LOCAL 33 GSP | - | RINGLEY | 11 | ELECTRICITY NORTH WEST LIMITED | STORED ENERGY (ALL STORED ENERGY IRRESPECTVE OF THE ORIGINAL ENERGY SOURCE) | STORAGE - ELECTROCHEMICAL (BATTERIES) | NO | 0 | 0 | 7 |  |  |  | 0 | 0 | 0 |  |  |  | 0 | 0 | 0 | NO | ACCEPTED TO CONNECT | 0 | 0 | 0 | 0 | 0 |  | 7 | 7 | 7 | 7 | 7 | 2021-03-11 |  | NO | NO |  | TO BE CONFIRMED |  |  | 2021-12-06 | 53.545840728295424, -2.3620352466162586
DATA NOT AVAILABLE | [5 empty] | DATA NOT AVAILABLE | VATTENFALL WIND POWER | CLIFTON MARSH | LAND SOUTH OF PRESTON NEW ROAD | FRECKLETON | CLIFTON | LANCASHIRE | PR4 0XE | ENGLAND | 346109 | 429398 | PENWORTHAM WEST GSP / STANAH GSP GROUP | - | - | 132 | ELECTRICITY NORTH WEST LIMITED | SOLAR | PHOTOVOLTAIC | NO | 0 | 0 | 49.9 |  |  |  | 0 | 0 | 0 |  |  |  | 0 | 0 | 0 | NO | ACCEPTED TO CONNECT | 0 | 0 | 0 | 0 | 0 |  | 49.9 | 49.9 | 49.9 | 0.3 | 0.3 | 2021-06-10 |  | NO | TO BE CONFIRMED |  | NO |  |  | 2024-03-14 | 53.75813856522623, -2.8188743499850517
DATA NOT AVAILABLE | [5 empty] | DATA NOT AVAILABLE | LOMAS DISTRIBUTION LIMITED | BUXTON 1 BATTERY | WATERSWALLOWS LANE | - | BUXTON | HIGH PEAK | SK17 7JP | ENGLAND | 407089 | 374188 | STALYBRIDGE GSP | BUXTON | - | 33 | ELECTRICITY NORTH WEST LIMITED | STORED ENERGY (ALL STORED ENERGY IRRESPECTVE OF THE ORIGINAL ENERGY SOURCE) | STORAGE - ELECTROCHEMICAL (BATTERIES) | NO | 0 | 0 | 16 |  |  |  | 0 | 0 | 0 |  |  |  | 0 | 0 | 0 | NO | CONNECTED | 0 | 16 | 0 | 0 | 16 |  |  |  |  | 0 | 0 | 2021-07-06 |  | NO | TO BE CONFIRMED |  | NO |  |  | 2024-03-14 | 53.26464251568802, -1.8951795484998926
DATA NOT AVAILABLE | [5 empty] | DATA NOT AVAILABLE | EUROPEAN ENERGY DEVELOPMENT LTD | MOOR ISLES FARM | WOODEND ROAD | REEDLEY | BURNLEY | LANCASHIRE | BB12 9EG | ENGLAND | 382553 | 435992 | PADIHAM GSP | - | - | 132 | ELECTRICITY NORTH WEST LIMITED | STORED ENERGY (ALL STORED ENERGY IRRESPECTVE OF THE ORIGINAL ENERGY SOURCE) | STORAGE - ELECTROCHEMICAL (BATTERIES) | NO | 0 | 0 | 50 |  |  |  | 0 | 0 | 0 |  |  |  | 0 | 0 | 0 | NO | ACCEPTED TO CONNECT | 0 | 0 | 0 | 0 | 0 |  | 50 | 50 | 50 | 50 | 50 | 2021-08-12 |  | NO | TO BE CONFIRMED |  | NO |  |  | 2021-12-06 | 53.819907212500205, -2.2664970358254957
DATA NOT AVAILABLE | [5 empty] | DATA NOT AVAILABLE | NOVERGY LTD | MOSS HALL LANE | CARTMELL LANE | BRYNNING WITH WARTON | KIRKHAM | LANCASHIRE | FY8 4JW | ENGLAND | 338462 | 429636 | PENWORTHAM WEST GSP / STANAH GSP GROUP | LYTHAM | - | 33 | ELECTRICITY NORTH WEST LIMITED | STORED ENERGY (ALL STORED ENERGY IRRESPECTVE OF THE ORIGINAL ENERGY SOURCE) | STORAGE - ELECTROCHEMICAL (BATTERIES) | NO | 0 | 0 | 30 |  |  |  | 0 | 0 | 0 |  |  |  | 0 | 0 | 0 | NO | ACCEPTED TO CONNECT | 0 | 0 | 0 | 0 | 0 |  | 40 | 40 | 40 | 30 | 30 | 2021-08-31 |  | NO | TO BE CONFIRMED |  | NO |  |  | 2024-03-14 | 53.759428850267525, -2.934892223717833
DATA NOT AVAILABLE | [5 empty] | DATA NOT AVAILABLE | ENERGI GENERATION 12 LTD | KIDDS TRANSPORT BESS | CATON ROAD | - | LANCASTER | LANCASHIRE | LA1 3PE | ENGLAND | 348750 | 463926 | HEYSHAM GSP | LANCASTER | - | 33 | ELECTRICITY NORTH WEST LIMITED | STORED ENERGY (ALL STORED ENERGY IRRESPECTVE OF THE ORIGINAL ENERGY SOURCE) | STORAGE - ELECTROCHEMICAL (BATTERIES) | NO | 0 | 0 | 25 |  |  |  | 0 | 0 | 0 |  |  |  | 0 | 0 | 0 | NO | ACCEPTED TO CONNECT | 0 | 0 | 0 | 0 | 0 |  | 25 | 25 | 25 | 25 | 25 | 2021-10-01 |  | NO | TO BE CONFIRMED |  | NO |  |  | 2021-12-06 | 54.06870674337901, -2.7846183933092834
DATA NOT AVAILABLE | [5 empty] | DATA NOT AVAILABLE | PULSE CLEAN ENERGY | SHEFFIELD ROAD | SHEFFIELD ROAD | - | HYDE | MANCHESTER | SK14 4AF | ENGLAND | 395750 | 395490 | STALYBRIDGE GSP | HYDE | - | 33 | ELECTRICITY NORTH WEST LIMITED | STORED ENERGY (ALL STORED ENERGY IRRESPECTVE OF THE ORIGINAL ENERGY SOURCE) | STORAGE - ELECTROCHEMICAL (BATTERIES) | NO | 0 | 0 | 42 |  |  |  | 0 | 0 | 0 |  |  |  | 0 | 0 | 0 | NO | CONNECTED | 42 | 42 | 42 | 42 | 42 | 2025-01-17 |  | - | - | 0 | 0 | - |  | NO | TO BE CONFIRMED |  | NO |  |  | 2024-03-14 | 53.45614579096976, -2.065470359901482
DATA NOT AVAILABLE | [5 empty] | DATA NOT AVAILABLE | FPC ELECTRIC LAND | SLACK LANE | SLACK LANE | - | WESTHOUGHTON | GREATER MANCHESTER | BL5 3LB | ENGLAND | 365768 | 407274 | KEARSLEY 132 GSP | WESTHOUGHTON | - | 33 | ELECTRICITY NORTH WEST LIMITED | STORED ENERGY (ALL STORED ENERGY IRRESPECTVE OF THE ORIGINAL ENERGY SOURCE) | STORAGE - ELECTROCHEMICAL (BATTERIES) | NO | 0 | 0 | 30 |  |  |  | 0 | 0 | 0 |  |  |  | 0 | 0 | 0 | NO | ACCEPTED TO CONNECT | 0 | 0 | 0 | 0 | 0 |  | 30 | 30 | 30 | 30 | 30 | 2021-10-15 |  | NO | TO BE CONFIRMED |  | NO |  |  | 2024-03-14 | 53.56095922493301, -2.518266495315994
DATA NOT AVAILABLE | [5 empty] | DATA NOT AVAILABLE | LOW CARBON ALLIANCE | SHORE TOP FARM BESS | SHORE TOP FARM | KEARSLEY LANE | RADCLIFFE | BURY | M26 1FA | ENGLAND | 377460 | 406004 | KEARSLEY 132 GSP | - | RADCLIFFE | 11 | ELECTRICITY NORTH WEST LIMITED | STORED ENERGY (ALL STORED ENERGY IRRESPECTVE OF THE ORIGINAL ENERGY SOURCE) | STORAGE - ELECTROCHEMICAL (BATTERIES) | NO | 0 | 0 | 11 |  |  |  | 0 | 0 | 0 |  |  |  | 0 | 0 | 0 | NO | ACCEPTED TO CONNECT | 0 | 0 | 0 | 0 | 0 |  | 11 | 11 | 11 | 11 | 11 | 2021-12-01 |  | NO | TO BE CONFIRMED |  | NO |  |  | 2024-03-14 | 53.55017916410309, -2.341666525832055
DATA NOT AVAILABLE | [5 empty] | DATA NOT AVAILABLE | RENEPOWER | ARCHWAY TRAVEL | COPSE ROAD | - | FLEETWOOD | LANCASHIRE | FY7 7NY | ENGLAND | 333004 | 446936 | PENWORTHAM WEST GSP / STANAH GSP GROUP | THORNTON | COPSE RD | 6.6 | ELECTRICITY NORTH WEST LIMITED | STORED ENERGY (ALL STORED ENERGY IRRESPECTVE OF THE ORIGINAL ENERGY SOURCE) | STORAGE - ELECTROCHEMICAL (BATTERIES) | NO | 0 | 0 | 5 |  |  |  | 0 | 0 | 0 |  |  |  | 0 | 0 | 0 | NO | ACCEPTED TO CONNECT | 0 | 0 | 0 | 0 | 0 |  | 5 | 5 | 5 | 5 | 5 | 2022-01-25 |  | NO | TO BE CONFIRMED |  | NO |  |  | 2022-02-04 | 53.9142204952819, -3.0214431780479654
DATA NOT AVAILABLE | [5 empty] | DATA NOT AVAILABLE | CHRISTIES HOSPITAL | CHRISTIES BESS | THE CHRISTIE | COTTON LANE | WITHINGTON | STOCKPORT | M20 4QE | ENGLAND | 385236 | 392482 | SOUTH MANCHESTER GSP | WEST DIDSBURY | CHRISTIE PRIMARY | 6.6 | ELECTRICITY NORTH WEST LIMITED | STORED ENERGY (ALL STORED ENERGY IRRESPECTVE OF THE ORIGINAL ENERGY SOURCE) | STORAGE - ELECTROCHEMICAL (BATTERIES) | NO | 0 | 0 | 2.5 |  |  |  | 0 | 0 | 0 |  |  |  | 0 | 0 | 0 | NO | ACCEPTED TO CONNECT | 0 | 0 | 0 | 0 | 0 |  | 2.5 | 2.5 | 2.5 | 2.5 | 2.5 | 2022-02-16 |  | NO | TO BE CONFIRMED |  | NO |  |  | 2022-03-07 | 53.428916598005024, -2.223663745757003
DATA NOT AVAILABLE | [5 empty] | DATA NOT AVAILABLE | HERO FUTURE ENERGIES GLOBAL LIMITED | SEFTON RD | LAND NORTH OF SEFTON ROAD | SEFTON ROAD | - | WIGAN | WN5 8UR | ENGLAND | 352742 | 404465 | WASHWAY FARM GSP / KIRKBY GSP GROUP | ORRELL | - | 33 | ELECTRICITY NORTH WEST LIMITED | STORED ENERGY (ALL STORED ENERGY IRRESPECTVE OF THE ORIGINAL ENERGY SOURCE) | STORAGE - ELECTROCHEMICAL (BATTERIES) | NO | 0 | 0 | 20 |  |  |  | 0 | 0 | 0 |  |  |  | 0 | 0 | 0 | NO | ACCEPTED TO CONNECT | 0 | 0 | 0 | 0 | 0 |  | 20 | 20 | 20 | 20 | 20 | 2022-03-08 |  | NO | TO BE CONFIRMED |  | NO |  |  | 2022-04-05 | 53.53469892859783, -2.7144779540119384
DATA NOT AVAILABLE | [5 empty] | DATA NOT AVAILABLE | UKGEA 1 LIMITED | ORRELL BESS | ASHTON ROAD | - | BILLINGE | WIGAN | WN5 7XX | ENGLAND | 354600 | 401700 | WASHWAY FARM GSP / KIRKBY GSP GROUP | ORRELL | - | 132 | ELECTRICITY NORTH WEST LIMITED | STORED ENERGY (ALL STORED ENERGY IRRESPECTVE OF THE ORIGINAL ENERGY SOURCE) | STORAGE - ELECTROCHEMICAL (BATTERIES) | NO | 0 | 0 | 70 |  |  |  | 0 | 0 | 0 |  |  |  | 0 | 0 | 0 | NO | ACCEPTED TO CONNECT | 0 | 0 | 0 | 0 | 0 |  | 70 | 70 | 70 | 70 | 70 | 2022-03-13 |  | NO | TO BE CONFIRMED |  | NO |  |  | 2024-03-14 | 53.51001211961246, -2.6860457438094425
DATA NOT AVAILABLE | [5 empty] | DATA NOT AVAILABLE | CRAGSIDE ENERGY LIMITED | CEL HEYSHAM BESS | MIDDLETON ROAD | HEYSHAM | MORECAMBE | LANCASTER | LA3 2YH | ENGLAND | 342098 | 460248 | HEYSHAM GSP |  |  | 132 | ELECTRICITY NORTH WEST LIMITED | STORED ENERGY (ALL STORED ENERGY IRRESPECTVE OF THE ORIGINAL ENERGY SOURCE) | STORAGE - ELECTROCHEMICAL (BATTERIES) | NO | 0 | 0 | 90 |  |  |  | 0 | 0 | 0 |  |  |  | 0 | 0 | 0 | NO | ACCEPTED TO CONNECT | 0 | 0 | 0 | 0 | 0 |  | 90 | 90 | 90 | 90 | 90 | 2022-06-29 |  | NO | TO BE CONFIRMED |  | NO |  |  | 2022-07-29 | 54.03494835396612, -2.8855482864659714
DATA NOT AVAILABLE | [5 empty] | DATA NOT AVAILABLE | GREENTACH ENERGY LTD | ARNA WOOD | ARNA WOOD |  |  | LANCASTER | LA2 0EA | ENGLAND | 346305 | 460210 | HEYSHAM GSP | LANCASTER | BURROW BECK | 11 | ELECTRICITY NORTH WEST LIMITED | SOLAR | PHOTOVOLTAIC | NO | 0 | 0 | 12 |  |  |  | 0 | 0 | 0 |  |  |  | 0 | 0 | 0 | NO | ACCEPTED TO CONNECT | 0 | 0 | 0 | 0 | 0 |  | 12 | 12 | 12 | 12 | 12 | 2022-06-17 |  | NO | TO BE CONFIRMED |  | NO |  |  | 2022-07-29 | 54.03506282543983, -2.821315964629826
DATA NOT AVAILABLE | [5 empty] | DATA NOT AVAILABLE | ALDERLEY PARK LIMITED | ALDERLY PARK | ALDERLEY PARK |  | MACCLESFIELD | CHESHIRE | SK10 4TJ | ENGLAND | 384733 | 375617 | MACCLESFIELD 33 GSP | MACCLESFIELD 33 GSP |  | 33 | ELECTRICITY NORTH WEST LIMITED | CHP | CHP | NO | 0 | 0 | 0.5 |  |  |  | 0 | 0 | 0 |  |  |  | 0 | 0 | 0 | NO | ACCEPTED TO CONNECT | 0 | 0 | 0 | 0 | 0 |  | 0.5 | 0.5 | 0.5 | 0.5 | 0.5 | 2022-08-17 |  | NO | TO BE CONFIRMED |  | NO |  |  | 2022-09-06 | 53.27731019018174, -2.2304139283792788
DATA NOT AVAILABLE | [5 empty] | DATA NOT AVAILABLE | P3P PARTNERS LTD | HOUGH LANE BESS | LAND SOUTH OF HOUGH LANE | CHADDERTON | OLDHAM | LANCASHIRE | OL1 2SR | ENGLAND | 389844 | 407434 | WHITEGATE GSP | ROYTON |  | 132 | ELECTRICITY NORTH WEST LIMITED | BATTERY STORAGE | STORAGE - ELECTROCHEMICAL (BATTERIES) | NO | 0 | 0 | 90 |  |  |  | 0 | 0 | 0 |  |  |  | 0 | 0 | 0 | NO | ACCEPTED TO CONNECT | 0 | 0 | 0 | 0 | 0 |  | 90 | 90 | 90 | 90 | 90 | 2022-09-15 |  | NO | TO BE CONFIRMED |  | NO |  |  | 2022-10-04 | 53.56342070423223, -2.154803372467175
DATA NOT AVAILABLE | [5 empty] | DATA NOT AVAILABLE | ABEI ENERGY GREEN II LTD | DENNY BECK | LAND OFF DENNY BECK |  | LANCASTER | LANCASTER | LA2 8HQ | ENGLAND | 349887 | 463868 | HEYSHAM GSP | LANCASTER |  | 33 | ELECTRICITY NORTH WEST LIMITED | SOLAR | PHOTOVOLTAIC | NO | 0 | 0 | 20 |  |  |  | 0 | 0 | 0 |  |  |  | 0 | 0 | 0 | NO | ACCEPTED TO CONNECT | 0 | 0 | 0 | 0 | 0 |  | 20 | 20 | 20 | 20 | 20 | 2022-09-23 |  | NO | TO BE CONFIRMED |  | NO |  |  | 2022-10-04 | 54.06829760346421, -2.7672365873225764
1640000924608 | [5 empty] | 1630000516882 | TELEDATA UK LTD | TELEDATA FUEL CELL | DELTA HOUSE WAVELL ROAD |  | WYTHENSHAWE | LANCASHIRE | M22 5QZ | ENGLAND | 382886 | 386956 | SOUTH MANCHESTER GSP | MOSS NOOK | WOODHOUSE PARK | 11 | ELECTRICITY NORTH WEST LIMITED | BATTERY STORAGE | STORAGE - ELECTROCHEMICAL (BATTERIES) | NO | 0 | 0 | 1.25 |  |  |  | 0 | 0 | 0 |  |  |  | 0 | 0 | 0 | NO | ACCEPTED TO CONNECT | 0.4 | 0.4 | 0.4 | 2 | 2 | 2020-02-19 | 1.25 | 1.25 | 1.25 | 0 | 0 | 2022-10-06 |  | NO | TO BE CONFIRMED |  | NO |  |  | 2022-11-02 | 53.37917483872603, -2.2587289806604254
DATA NOT AVAILABLE | [5 empty] | DATA NOT AVAILABLE | QUEEQUEG RENEWABLES LTD | MILL HILL FARM | WOODEND ROAD | POYNTON | STOCKPORT | LANCASHIRE | SK12 1EG | ENGLAND | 391263 | 384861 | BREDBURY GSP | ADSWOOD |  | 132 | ELECTRICITY NORTH WEST LIMITED | BATTERY STORAGE | STORAGE - ELECTROCHEMICAL (BATTERIES) | NO | 0 | 0 | 105.263 |  |  |  | 0 | 0 | 0 |  |  |  | 0 | 0 | 0 | NO | ACCEPTED TO CONNECT | 0 | 0 | 0 | 0 | 0 |  | 105.263 | 105.26300000000001 | 105.26300000000001 | 105.263 | 105.263 | 2022-10-26 |  | NO | TO BE CONFIRMED |  | NO |  |  | 2024-03-14 | 53.360550531682215, -2.1327442130045853
DATA NOT AVAILABLE | [5 empty] | DATA NOT AVAILABLE | CX-GROUP | RIGG HOUSE | DISTINGTON | PICA | BOROUGH OF COPELAND | CUMBRIA | CA14 4QD | ENGLAND | 302141 | 522020 | HARKER ENWL SGTS 1 2 3A 4 / HUTTON GSP GROUP | SELLAFIELD |  | 132 | ELECTRICITY NORTH WEST LIMITED | SOLAR | PHOTOVOLTAIC | NO | 0 | 0 | 150 |  |  |  | 0 | 0 | 0 |  |  |  | 0 | 0 | 0 | NO | ACCEPTED TO CONNECT | 0 | 0 | 0 | 0 | 0 |  | 150 | 150 | 150 | 150 | 150 | 2022-11-24 |  | NO | TO BE CONFIRMED |  | NO |  |  | 2022-12-12 | 54.58387315387753, -3.5156964260989363
DATA NOT AVAILABLE | [5 empty] | DATA NOT AVAILABLE | BROADFIELD SOLAR 1 LIMITED | BROADFIELD SOLAR 1 | BROADFIELD ESTATE OFFICE | BROADFIELD | SOUTHWAITE | CARLISLE | CA4 0LR | ENGLAND | 342491 | 544445 | HARKER ENWL SGTS 1 2 3A 4 / HUTTON GSP GROUP | PENRITH & SHAP |  | 132 | ELECTRICITY NORTH WEST LIMITED | SOLAR | PHOTOVOLTAIC | NO | 0 | 0 | 49.9 |  |  |  | 0 | 0 | 0 |  |  |  | 0 | 0 | 0 | NO | ACCEPTED TO CONNECT | 0 | 0 | 0 | 0 | 0 |  | 49.9 | 49.9 | 49.9 | 49.9 | 49.9 | 2022-12-28 |  | NO | TO BE CONFIRMED |  | NO |  |  | 2023-01-10 | 54.791582463644474, -2.895899392800862
DATA NOT AVAILABLE | [5 empty] | DATA NOT AVAILABLE | NOVENTUM POWER LIMITED | ROANHEAD SOLAR FARM | ROANHEAD SOLAR FARM | ROANHEAD FARM | BARROW IN FURNESS | CUMBRIA | LA14 4QL | ENGLAND | 321532 | 476692 | HARKER ENWL SGTS 1 2 3A 4 / HUTTON GSP GROUP | ULVERSTON | ASKAM & DALTON | 11 | ELECTRICITY NORTH WEST LIMITED | SOLAR | PHOTOVOLTAIC | NO | 0 | 0 | 10 |  |  |  | 0 | 0 | 0 |  |  |  | 0 | 0 | 0 | NO | ACCEPTED TO CONNECT | 0 | 0 | 0 | 0 | 0 |  | 10 | 10 | 10 | 0.15 | 0.15 | 2023-01-25 |  | NO | TO BE CONFIRMED |  | NO |  |  | 2023-02-13 | 54.179983525724445, -3.203760750219859
DATA NOT AVAILABLE | [5 empty] | DATA NOT AVAILABLE | FIRMA ENERGY | UNDERHELM FARM PV | UNDERHELM FARM |  | OXENHOLME | KENDAL | LA8 0LR | ENGLAND | 354110 | 489596 | HARKER/HUTTON | KENDAL |  | 33 | ELECTRICITY NORTH WEST LIMITED | SOLAR PV | PHOTOVOLTAIC | NO | 0 | 0 | 49.5 |  |  |  | 0 | 0 | 0 |  |  |  | 0 | 0 | 0 | NO | ACCEPTED TO CONNECT | 0 | 0 | 0 | 0 | 0 |  | 49.5 | 49.5 | 49.5 | 0.5 | 0.5 | 2023-03-02 |  | NO | TO BE CONFIRMED |  | NO |  |  | 2023-04-03 | 54.29990159001523, -2.7066464000666572
DATA NOT AVAILABLE | [5 empty] | DATA NOT AVAILABLE | BPUWL 21 LIMITED | COBRA CASTLE SOLAR ENERGY HUB | CLEATOR |  |  | CUMBRIA | CA23 3EY | ENGLAND | 302008 | 512485 | HARKER/HUTTON | EGREMONT |  | 33 | ELECTRICITY NORTH WEST LIMITED | SOLAR PV | PHOTOVOLTAIC | NO | 0 | 0 | 49.9 |  |  |  | 0 | 0 | 0 |  |  |  | 0 | 0 | 0 | NO | ACCEPTED TO CONNECT | 0 | 0 | 0 | 0 | 0 |  | 49.9 | 49.9 | 49.9 | 0.42 | 0.42 | 2023-03-17 |  | NO | TO BE CONFIRMED |  | NO |  |  | 2023-04-03 | 54.498187892508525, -3.514576812775933
DATA NOT AVAILABLE | [5 empty] | DATA NOT AVAILABLE | ABEI ENERGY GREEN V LTD | MOOR ISLES | GREENHEAD LANE | REEDLEY | BURNLEY | LANCASHIRE | BB12 9DU | ENGLAND | 382607 | 435892 | PADIHAM | NELSON |  | 132 | ELECTRICITY NORTH WEST LIMITED | SOLAR PV | PHOTOVOLTAIC | NO | 0 | 0 | 35 |  |  |  | 0 | 0 | 0 |  |  |  | 0 | 0 | 0 | NO | ACCEPTED TO CONNECT | 0 | 0 | 0 | 0 | 0 |  | 35 | 35 | 35 | 0.17 | 0.17 | 2023-03-09 |  | NO | TO BE CONFIRMED |  | NO |  |  | 2023-04-03 | 53.81901025105849, -2.265671110388283
DATA NOT AVAILABLE | [5 empty] | DATA NOT AVAILABLE | ABEI ENERGY LTD | RAMSCLOUGH SOLAR FARM | HASLINGDEN OLD ROAD |  | ACCRINGTON | LANCASHIRE | BB5 3SL | ENGLAND | 375817 | 424918 | PADIHAM | ROSSENDALE |  | 33 | ELECTRICITY NORTH WEST LIMITED | SOLAR PV | PHOTOVOLTAIC | NO | 0 | 0 | 26 |  |  |  | 0 | 0 | 0 |  |  |  | 0 | 0 | 0 | NO | ACCEPTED TO CONNECT | 0 | 0 | 0 | 0 | 0 |  | 26 | 26 | 26 | 0.13 | 0.13 | 2023-05-16 |  | NO | TO BE CONFIRMED |  |  |  |  | 2023-06-13 | 53.72010503903046, -2.3679409805973943
DATA NOT AVAILABLE | [5 empty] | 1600000137823 | BE RENEWABLE 41 LTD | BAE WARTON | BAE SYSTEMS | WARTON | PRESTON | LANCASHIRE | PR4 1AX | ENGLAND | 341314 | 428518 | PENWORTHAM | PEEL |  | 6.6 | ELECTRICITY NORTH WEST LIMITED | SOLAR PV | PHOTOVOLTAIC | NO | 0 | 0 | 4 |  |  |  | 0 | 0 | 0 |  |  |  | 0 | 0 | 0 | NO | ACCEPTED TO CONNECT | 0 | 0 | 0 | 0 | 0 |  | 4 | 4 | 4 | 16 | 16 | 2023-06-19 |  | NO | TO BE CONFIRMED |  |  |  |  | 2023-06-13 | 53.749711086939364, -2.8914259663248267
DATA NOT AVAILABLE | [5 empty] | 1600000132773 | GENOVATE | PARK CAKES BAKERIES | ASHTON ROAD |  | OLDHAM | GREATER MANCHESTER | OL8 2ND | ENGLAND | 392885 | 403069 | WHITEGATE | GREENHILL |  | 6.6 | ELECTRICITY NORTH WEST LIMITED | GAS/DIESEL GENERATOR | ENGINE (COMBUSTION / RECIPROCATING) | NO | 0 | 0 | 1.26 |  |  |  | 0 | 0 | 0 |  |  |  | 0 | 0 | 0 | NO | ACCEPTED TO CONNECT | 0 | 0 | 0 | 0 | 0 |  | 1.26 | 1.26 | 1.26 | 3.5 | 3.5 | 2023-06-19 |  | NO | TO BE CONFIRMED |  |  |  |  | 2023-06-13 | 53.524237379366454, -2.1087906036227526
DATA NOT AVAILABLE | [5 empty] | DATA NOT AVAILABLE | P3P PARTNERS LLP | UNION STREET GAS PEAKER | 21 UNION STREET | SWINTON | MANCHESTER | GREATER MANCHESTER | M27 4HL | ENGLAND | 378357 | 402009 | KEARSLEY | AGECROFT |  | 11 | ELECTRICITY NORTH WEST LIMITED | GAS |  | NO | 0 | 0 | 7 |  |  |  | 0 | 0 | 0 |  |  |  | 0 | 0 | 0 | NO | ACCEPTED TO CONNECT | 0 | 0 | 0 | 0 | 0 |  | 7 | 7 | 7 | 0.07 | 0.07 | 2023-07-06 |  | NO | TO BE CONFIRMED |  |  |  |  | 21/08/2023 | 53.51430920584961, -2.327850698242753
DATA NOT AVAILABLE | [5 empty] | DATA NOT AVAILABLE | NOVENTUM POWER | SOWERBY LODGE SOLAR FARM | SOWERBY LODGE | BANK LANE | BARROW IN FURNESS | CUMBRIA | LA14 4QY | ENGLAND | 319233 | 472400 | HARKER / HUTTON | BARROW | BARROW | 11 | ELECTRICITY NORTH WEST LIMITED | SOLAR PV | PHOTOVOLTAIC | NO | 0 | 0 | 12.5 |  |  |  | 0 | 0 | 0 |  |  |  | 0 | 0 | 0 | NO | ACCEPTED TO CONNECT | 0 | 0 | 0 | 0 | 0 |  | 12.5 | 12.5 | 12.5 | 0.15 | 0.15 | 2023-07-28 |  | NO | TO BE CONFIRMED |  |  |  |  | 2023-09-22 | 54.141061394886414, -3.2378245504544534
DATA NOT AVAILABLE | [5 empty] | DATA NOT AVAILABLE | FIRSTWAY SOLAR | FWS WEST FARM ASPATRIA | FWS WEST FARM |  | ASPATRIA | CUMBRIA | CA7 3HH | ENGLAND | 314174 | 541714 | HARKER / HUTTON | SELLAFIELD |  | 132 | ELECTRICITY NORTH WEST LIMITED | BATTERY | STORAGE - ELECTROCHEMICAL (BATTERIES) | NO | 0 | 0 | 49.9 |  |  |  | 0 | 0 | 0 |  |  |  | 0 | 0 | 0 | NO | ACCEPTED TO CONNECT | 0 | 0 | 0 | 0 | 0 |  | 49.9 | 49.9 | 49.9 | 49.9 | 49.9 | 2023-08-22 |  | NO | TO BE CONFIRMED |  |  |  |  | 2023-09-22 | 54.76299651812236, -3.335363374439991
DATA NOT AVAILABLE | [5 empty] | DATA NOT AVAILABLE | 24 POWER LTD | SOUTH MANCHESTER BESS | FAIRY LANE | SALE | MANCHESTER | GREATER MANCHESTER | M33 2JU | ENGLAND | 381343 | 391464 | SOUTH MANCHESTER | N/A | N/A | 132 | ELECTRICITY NORTH WEST LIMITED | BATTERY STORAGE | STORAGE - ELECTROCHEMICAL (BATTERIES) | NO | 0 | 0 | 70 |  |  | YES | 0 | 0 | 0 |  |  |  | 0 | 0 | 0 | NO | ACCEPTED TO CONNECT | 0 | 0 | 0 | 0 | 0 |  | 70 | 70 | 70 | 70 | 70 | 2023-10-09 |  | NO | TO BE CONFIRMED |  |  |  |  | 2023-11-10 | 53.41964219462026, -2.2821919143205682
DATA NOT AVAILABLE | [5 empty] | DATA NOT AVAILABLE | KRONOS SOLAR | ASKAM SOLAR FARM | LAND ON THE EAST SIDE OF DALTON ROAD |  | ASKAM-IN-FURNESS | CUMBRIA | LA16 7DN | ENGLAND | 321897 | 477344 | HARKER/HUTTON | ULVERSTON | ASKAM | 33 | ELECTRICITY NORTH WEST LIMITED | SOLAR | PHOTOVOLTAIC | NO | 0 | 0 | 15 | STORED ENERGY (ALL STORED ENERGY IRRESPECTIVE OF THE ORIGINAL ENERGY SOURCE) | STORAGE - ELECTROCHEMICAL (BATTERIES) | NO | 0 | 0 | 0 |  |  |  | 0 | 0 | 0 | NO | ACCEPTED TO CONNECT | 0 | 0 | 0 | 0 | 0 |  | 15 | 15 | 15 | 7 | 7 | 2023-10-18 |  | NO | TO BE CONFIRMED |  |  |  |  | 2023-11-10 | 54.18589777390502, -3.198339127672862
DATA NOT AVAILABLE | [5 empty] | DATA NOT AVAILABLE | ELAWAN ENERGY UK LIMITED | BARROW BESS | BARROW 20 MW BESS FACILITY | WALNEY ROAD | ORMSGILL | CUMBRIA | LA14 4BQ | ENGLAND | 319354 | 471710 | HARKER/HUTTON | BARROW | DATA NOT AVAILABLE | 33 | ELECTRICITY NORTH WEST LIMITED | BATTERY STORAGE | STORAGE - ELECTROCHEMICAL (BATTERIES) | NO | 0 | 0 | 20 |  |  |  | 0 | 0 | 0 |  |  |  | 0 | 0 | 0 | NO | ACCEPTED TO CONNECT | 0 | 0 | 0 | 0 | 0 |  | 20 | 20 | 20 | 20 | 20 | 2023-10-20 |  | NO | TO BE CONFIRMED |  |  |  |  | 2023-11-10 | 54.13488053282908, -3.2357881944842086
DATA NOT AVAILABLE | [5 empty] | DATA NOT AVAILABLE | ELAWAN ENERGY UK LIMITED | BOUSFIELD FARM BESS |  |  | BARROW IN FURNESS | CUMBRIA | LA13 0RR | ENGLAND | 322719 | 470492 | HARKER/HUTTON | SELLAFIELD | DATA NOT AVAILABLE | 132 | ELECTRICITY NORTH WEST LIMITED | BATTERY STORAGE | STORAGE - ELECTROCHEMICAL (BATTERIES) | NO | 0 | 0 | 70 |  |  |  | 0 | 0 | 0 |  |  |  | 0 | 0 | 0 | NO | ACCEPTED TO CONNECT | 0 | 0 | 0 | 0 | 0 |  | 70 | 70 | 70 | 70 | 70 | 2023-10-31 |  | NO | TO BE CONFIRMED |  |  |  |  | 2023-11-10 | 54.1244538319921, -3.1839868496243207
DATA NOT AVAILABLE | [5 empty] | DATA NOT AVAILABLE | AMBERSIDE POWER | BURNLEY BESS | LAND NORTH OF HALIFAX ROAD | LANE BOTTOM | BRIERCLIFFE | LANCASHIRE | BB10 3QH | ENGLAND | 388878 | 388878 | ROCHDALE | BURNLEY | DATA NOT AVAILABLE | 132 | ELECTRICITY NORTH WEST PLC | BATTERY STORAGE | STORAGE - ELECTROCHEMICAL (BATTERIES) | NO | 0 | 0 | 77 |  |  |  | 0 | 0 | 0 |  |  |  | 0 | 0 | 0 | NO | ACCEPTED TO CONNECT | 0 | 0 | 0 | 0 | 0 |  | 77 | 77 | 77 | 77 | 77 | 2023-11-20 |  | NO | TO BE CONFIRMED |  | NO |  |  | 2023-11-23 | 53.39661222612682, -2.168723618334603
DATA NOT AVAILABLE | [5 empty] | DATA NOT AVAILABLE | UNITED UTILTIES | CARLISLE WWTW | WILLOW HOLME ROAD | WILLOWHOLME | CARLISLE | CUMBRIA | CA2 5SH | ENGLAND | 338925 | 556468 | HARKER/HUTTON | CARLISLE | DATA NOT AVAILABLE | 11 | ELECTRICITY NORTH WEST PLC | FOSSIL - GAS | OTHER | NO | 0 | 0 | 3.687 |  |  |  | 0 | 0 | 0 |  |  |  | 0 | 0 | 0 | NO | ACCEPTED TO CONNECT | 0 | 0 | 0 | 0 | 0 |  | 3.687 | 3.6869999999999998 | 3.6869999999999998 | 3.687 | 3.687 | 2023-11-18 |  | NO | TO BE CONFIRMED |  | NO |  |  | 2023-11-23 | 54.89918863327183, -2.9538949775145036
DATA NOT AVAILABLE | [5 empty] | DATA NOT AVAILABLE | IMMERSA LTD | KINGMOOR PARK | CARGO |  | CARLISLE | CUMBRIA | CA6 4AJ | ENGLAND | 337343 | 559242 |  |  | DATA NOT AVAILABLE | 33 | ELECTRICITY NORTH WEST PLC | DATA NOT AVAILABLE | DATA NOT AVAILABLE | NO | 0 | 0 | 99.4 |  |  |  | 0 | 0 | 0 |  |  |  | 0 | 0 | 0 | NO | ACCEPTED TO CONNECT | 0 | 0 | 0 | 0 | 0 |  | 99.4 | 99.4 | 99.4 | 99.4 | 99.4 | 2023-11-17 |  | NO | TO BE CONFIRMED |  | NO |  |  | 2023-11-23 | 54.92391676202853, -2.9791647749088717
DATA NOT AVAILABLE | [5 empty] | DATA NOT AVAILABLE | LIGHTSOURCE RENEWABLE UK DEVELOPMEN | EAVES FARM (PADIHAM) BESS | EAVES BARN FARM | PADIHAM | BURNLEY | LANCASHIRE | BB12 7LP | ENGLAND | 378716 | 432870 | PADIHAM |  | DATA NOT AVAILABLE | 132 | ELECTRICITY NORTH WEST PLC | BATTERY STORAGE | STORAGE - ELECTROCHEMICAL (BATTERIES) | NO | 0 | 0 | 99.9 |  |  |  | 0 | 0 | 0 |  |  |  | 0 | 0 | 0 | NO | ACCEPTED TO CONNECT | 0 | 0 | 0 | 0 | 0 |  | 99.9 | 99.9 | 99.9 | 99.9 | 99.9 | 2023-11-17 |  | NO | TO BE CONFIRMED |  | NO |  |  | 2023-11-23 | 53.79170354659483, -2.324562067442799
DATA NOT AVAILABLE | [5 empty] | DATA NOT AVAILABLE | SYNTHETIC POWER LTD | GF FAR MOOR | UPHOLLAND ROAD | ORRELL | WIGAN | GREATER MANCHESTER | WN5 7AW | ENGLAND | 352196 | 403571 | WASHWAY FARM | ORRELL | DATA NOT AVAILABLE | 33 | ELECTRICITY NORTH WEST PLC | BATTERY STORAGE | STORAGE - ELECTROCHEMICAL (BATTERIES) | NO | 0 | 0 | 50 |  |  |  | 0 | 0 | 0 |  |  |  | 0 | 0 | 0 | NO | ACCEPTED TO CONNECT | 0 | 0 | 0 | 0 | 0 |  | 50 | 50 | 50 | 50 | 50 | 2023-11-27 |  | NO | TO BE CONFIRMED |  | NO |  |  | 2023-12-05 | 53.52661445876527, -2.722578203030009
DATA NOT AVAILABLE | [5 empty] | DATA NOT AVAILABLE | SONNEDIXUK HOLDINGS LIMITED | PENNY BRIDGE SOLAR | THE LODGE | PENNY BRIDGE | ULVERSTON | CUMBRIA | LA12 7RN | ENGLAND | 329413 | 483080 | ULVERSTON | HARKER / HUTTON | DATA NOT AVAILABLE | 33 | ELECTRICITY NORTH WEST PLC | SOLAR | PHOTOVOLTAIC | NO | 0 | 0 | 30 |  |  |  | 0 | 0 | 0 |  |  |  | 0 | 0 | 0 | NO | ACCEPTED TO CONNECT | 0 | 0 | 0 | 0 | 0 |  | 30 | 15.04 | 15.04 | 0.15 | 0.15 | 2023-12-20 |  | TO BE CONFIRMED | TO BE CONFIRMED |  | TO BE CONFIRMED |  |  | 2024-01-02 | 54.23853066341342, -3.084538668898192
DATA NOT AVAILABLE | [5 empty] | DATA NOT AVAILABLE | YLEM ENERGY LTD | ELLEN ROAD BESS | ELLEN ROAD FARM | BENTGATE STREET, NEWHEY | ROCHDALE | GREATER MANCHESTER | OL16 4NU | ENGLAND | 392918 | 411461 | BELFIELD | ROCHDALE | DATA NOT AVAILABLE | 33 | ELECTRICITY NORTH WEST PLC | STORED ENERGY (ALL STORED ENERGY IRRESPECTIVE OF THE ORIGINAL ENERGY SOURCE) | STORAGE - ELECTROCHEMICAL (BATTERIES) | NO | 0 | 0 | 15.04 |  |  |  | 0 | 0 | 0 |  |  |  | 0 | 0 | 0 | NO | ACCEPTED TO CONNECT | 0 | 0 | 0 | 0 | 0 |  | 15.04 | 30 | 30 | 30 | 30 | 2023-12-20 |  | TO BE CONFIRMED | TO BE CONFIRMED |  | TO BE CONFIRMED |  |  | 2024-01-02 | 53.59966760791883, -2.1084861276959876
DATA NOT AVAILABLE | [5 empty] | DATA NOT AVAILABLE | YLEM ENERGY LTD | KNUZDEN BESS 60MW | LAND AT KNUZDEN MOSS FARM | STANHILL ROAD | OSWALDTWISTLE | LANCASHIRE | BB5 3RE | ENGLAND | 372043 | 427847 | PENWORTHAM | BLACKBURN | DATA NOT AVAILABLE | 132 | ELECTRICITY NORTH WEST PLC | STORED ENERGY (ALL STORED ENERGY IRRESPECTIVE OF THE ORIGINAL ENERGY SOURCE) | STORAGE - ELECTROCHEMICAL (BATTERIES) | NO | 0 | 0 | 60 |  |  |  | 0 | 0 | 0 |  |  |  | 0 | 0 | 0 | NO | ACCEPTED TO CONNECT | 0 | 0 | 0 | 0 | 0 |  | 30 | 60 | 60 | 60.5 | 60.5 | 2023-12-21 |  | TO BE CONFIRMED | TO BE CONFIRMED |  | TO BE CONFIRMED |  |  | 2024-03-14 | 53.746240946710735, -2.425395456656155
DATA NOT AVAILABLE | [5 empty] | DATA NOT AVAILABLE | YLEM ENERGY LTD | MEDLOCK BESS 30MW | LAND ON THE SOUTH EAST SIDE OF MEDLOCK ROAD | FAILSWORTH | MANCHESTER | GREATER MANCHESTER | M35 9WG | ENGLAND | 390393 | 400017 | DROYLSDEN | STALYBRIDGE | DATA NOT AVAILABLE | 33 | ELECTRICITY NORTH WEST PLC | STORED ENERGY (ALL STORED ENERGY IRRESPECTIVE OF THE ORIGINAL ENERGY SOURCE) | STORAGE - ELECTROCHEMICAL (BATTERIES) | NO | 0 | 0 | 20 |  |  |  | 0 | 0 | 0 |  |  |  | 0 | 0 | 0 | NO | ACCEPTED TO CONNECT | 0 | 0 | 0 | 0 | 0 |  | 20 | 30 | 30 | 30.5 | 30.5 | 2023-12-21 |  | TO BE CONFIRMED | TO BE CONFIRMED |  | TO BE CONFIRMED |  |  | 2024-01-02 | 53.49676471492887, -2.146284462607879
1700000000000 | [5 empty] | 1700000000000 | SSE GENERATION LTD | TANGY WINDFARM | TANGY WINDFARM | DATA NOT AVAILABLE | CAMPBELTOWN | ARGYLL AND BUTE | PA28 6QD | SCOTLAND | 166805 | 626405 | CARRADALE | DATA NOT APPLICABLE | CAMPBELTOWN | 11 | SCOTTISH HYDRO ELECTRIC POWER DISTRIBUTION PLC | HYDRO (TO BE CONFIRMED) | HYDRO POWER SYSTEM | NO | DATA NOT AVAILABLE | DATA NOT AVAILABLE | 12.113 | DATA NOT AVAILABLE | DATA NOT AVAILABLE | DATA NOT AVAILABLE | DATA NOT AVAILABLE | DATA NOT AVAILABLE | DATA NOT AVAILABLE | DATA NOT AVAILABLE | DATA NOT AVAILABLE | DATA NOT AVAILABLE | DATA NOT AVAILABLE | DATA NOT AVAILABLE | DATA NOT AVAILABLE | NO | CONNECTED | 12.113 | 12.113 | 12.75 | DATA NOT AVAILABLE | DATA NOT AVAILABLE | DATA NOT AVAILABLE | DATA NOT AVAILABLE | DATA NOT AVAILABLE | DATA NOT AVAILABLE | DATA NOT AVAILABLE | DATA NOT AVAILABLE | DATA NOT AVAILABLE | DATA NOT AVAILABLE | N | DATA NOT AVAILABLE | DATA NOT AVAILABLE | DATA NOT AVAILABLE | DATA NOT AVAILABLE | DATA NOT AVAILABLE | 44034
DATA NOT AVAILABLE | [5 empty] | DATA NOT AVAILABLE | AMP ENERGY SERVICES LTD | GLOWHOUSE POWER | 135 CLYDESDALE PLACE | MOSS SIDE INDUSTRIAL ESTATE | LEYLAND | LANCASHIRE | PR26 7QS | ENGLAND | 352423 | 422717 | PENWORTHAM WEST GSP / STANAH GSP GROUP | LEYLAND | MOSS SIDE PRIMARY | 11 | ELECTRICITY NORTH WEST PLC | STORED ENERGY (ALL STORED ENERGY IRRESPECTIVE OF THE ORIGINAL ENERGY SOURCE) | STORAGE - ELECTROCHEMICAL (BATTERIES) | NO | 0 | 0 | 5.058 |  |  |  | 0 | 0 | 0 |  |  |  | 0 | 0 | 0 | NO | ACCEPTED TO CONNECT | 0 | 0 | 0 | 0 | 0 |  | 5.058 |  |  | 0 | 0 | 2020-07-15 |  |  | TO BE CONFIRMED |  |  |  |  | 2024-03-14 | 53.69871022322218, -2.7220853801451796
1700000000000 | [5 empty] | 1700000000000 | SSE GENERATION LTD | CUAICH POWER STATION | CUAICH POWER STATION | GENERATOR 1 IMPORT | DALWHINNIE | HIGHLAND | PH19 1AF | SCOTLAND | 263662 | 784158 | BOAT OF GARTEN | DATA NOT APPLICABLE | DALWHINNIE | 11 | SCOTTISH HYDRO ELECTRIC POWER DISTRIBUTION PLC | HYDRO (TO BE CONFIRMED) | HYDRO POWER SYSTEM | NO | DATA NOT AVAILABLE | DATA NOT AVAILABLE | 2.375 | DATA NOT AVAILABLE | DATA NOT AVAILABLE | DATA NOT AVAILABLE | DATA NOT AVAILABLE | DATA NOT AVAILABLE | DATA NOT AVAILABLE | DATA NOT AVAILABLE | DATA NOT AVAILABLE | DATA NOT AVAILABLE | DATA NOT AVAILABLE | DATA NOT AVAILABLE | DATA NOT AVAILABLE | NO | CONNECTED | 2.375 | 2.375 | 2.5 | DATA NOT AVAILABLE | DATA NOT AVAILABLE | DATA NOT AVAILABLE | DATA NOT AVAILABLE | DATA NOT AVAILABLE | DATA NOT AVAILABLE | DATA NOT AVAILABLE | DATA NOT AVAILABLE | DATA NOT AVAILABLE | DATA NOT AVAILABLE | N | DATA NOT AVAILABLE | DATA NOT AVAILABLE | DATA NOT AVAILABLE | DATA NOT AVAILABLE | DATA NOT AVAILABLE | 44034
DATA NOT AVAILABLE | [5 empty] | DATA NOT AVAILABLE | ENERGI GENERATION | NORTH FARM BESS PLANT NO 2 | LAND AT NORTH FARM | A683 BAY GATEWAY LAND | HEYSHAM | LANCASHIRE | LA3 2HJ | ENGLAND | 342779 | 460422 | HEYSHAM | MIDDLETON | DATA NOT AVAILABLE | 132 | ELECTRICITY NORTH WEST LIMITED | BATTERY STORAGE | STORAGE - ELECTROCHEMICAL (BATTERIES) | NO | 0 | 0 | 99.9 |  |  |  | 0 | 0 | 0 |  |  |  | 0 | 0 | 0 | NO | ACCECPTED TO CONNECT | 0 | 0 | 0 | 0 | 0 |  | 99.9 | 99.9 | 99.9 | 99.9 | 99.9 | 2024-02-26 | [7 empty] | 2024-05-15 | 54.03658814816978, -2.875184867910267
DATA NOT AVAILABLE | [5 empty] | DATA NOT AVAILABLE | NOVENTUM POWER LIMITED | NEWTOWN FARM |  | BLACKFORD | CARLISLE | CUMBRIA | CA6 4ET | ENGLAND | 339009 | 562567 | HARKER | DATA NOT AVAILABLE | DATA NOT AVAILABLE | 132 | ELECTRICITY NORTH WEST LIMITED | BATTERY STORAGE | STORAGE - ELECTROCHEMICAL (BATTERIES) | NO | 0 | 0 | 100 |  |  |  | 0 | 0 | 0 |  |  |  | 0 | 0 | 0 | NO | ACCECPTED TO CONNECT | 0 | 0 | 0 | 0 | 0 |  | 100 | 100 | 100 | 100 | 100 | 2024-06-05 | [7 empty] | 2024-07-12 | 54.953998536543196, -2.9538814295739737
DATA NOT AVAILABLE | [5 empty] | DATA NOT AVAILABLE | NOVENTUM POWER LIMITED | HALSALLS LODGE | HALL LANE | LATHOM | ORMSKIRK | LANCASHIRE | L40 6JB | ENGLAND | 345273 | 408218 | WASHWAY FARM | DATA NOT AVAILABLE | DATA NOT AVAILABLE | 132 | ELECTRICITY NORTH WEST LIMITED | BATTERY STORAGE | STORAGE - ELECTROCHEMICAL (BATTERIES) | NO | 0 | 0 | 119 |  |  |  | 0 | 0 | 0 |  |  |  | 0 | 0 | 0 | NO | ACCECPTED TO CONNECT | 0 | 0 | 0 | 0 | 0 |  | 119 | 119 | 119 | 119 | 119 | 2024-06-17 | [7 empty] | 2024-07-12 | 53.56770203547527, -2.8278130991938197
DATA NOT AVAILABLE | [5 empty] | DATA NOT AVAILABLE | BRIGHTSIDE CONNECTIONS | NEWTONGATE 50 | NEWTON GATE | NEWTON RIGG | PENRITH | CUMBRIA | CA11 0AG | ENGLAND | 349973 | 530340 | HARKER | PENRITH | DATA NOT AVAILABLE | 33 | ELECTRICITY NORTH WEST LIMITED | BATTERY STORAGE | STORAGE - ELECTROCHEMICAL (BATTERIES) | NO | 0 | 0 | 50 |  |  |  | 0 | 0 | 0 |  |  |  | 0 | 0 | 0 | NO | ACCECPTED TO CONNECT | 0 | 0 | 0 | 0 | 0 |  | 50 | 50 | 50 | 50 | 50 | 2024-06-17 | [7 empty] | 2024-07-12 | 54.66564223110627, -2.777122920593739
DATA NOT AVAILABLE | [5 empty] | DATA NOT AVAILABLE | EDP RENEWABLE UK LIMITED | BRIDEKIRK ENERGY PARK |  |  | BRIDEKIRK | CUMBRIA | CA13 0PY | ENGLAND | 311846 | 534805 | HARKER | N/A | DATA NOT AVAILABLE | 132 | ELECTRICITY NORTH WEST LIMITED | STORED ENERGY (ALL STORED ENERGY IRRESPECTIVE OF THE ORIGINAL ENERGY SOURCE) | STORAGE - ELECTROCHEMICAL (BATTERIES) | NO | 0 | 0 | 35 |  |  |  | 0 | 0 | 0 |  |  |  | 0 | 0 | 0 | NO | ACCECPTED TO CONNECT | 0 | 0 | 0 | 0 | 0 |  | 35 | 35 | 35 | 35 | 35 | 2024-08-12 | [7 empty] | 2024-09-13 | 54.700522518179795, -3.369436520096071
DATA NOT AVAILABLE | [5 empty] | DATA NOT AVAILABLE | INFINIS ENERGY STORAGE LIMITED | DANE MOSS SOLAR PV | GAWSWORTH |  | MACCLESFIELD | CHESHIRE | SK11 9QP | ENGLAND | 389693 | 371323 | MACCLESFIELD | MACCLESFIELD | DATA NOT AVAILABLE | 11 | ELECTRICITY NORTH WEST LIMITED | SOLAR | PHOTOVOLTAIC | NO | 0 | 0 | 7.5 |  |  |  | 0 | 0 | 0 |  |  |  | 0 | 0 | 0 | NO | ACCECPTED TO CONNECT | 0 | 0 | 0 | 0 | 0 |  | 7.5 | 7.5 | 7.5 | 7.5 | 7.5 | 2024-08-28 | [7 empty] | 2024-09-13 | 53.23883322483331, -2.1558902276959317
DATA NOT AVAILABLE | [5 empty] | DATA NOT AVAILABLE | AMBERSIDE ENERGY LTD | SANDHOLES 2 PV BESS FARM | LAND NEAR SILVER HOWE FARM | GOSFORTH | SEASCALE | CUMBRIA | CA20 1HW | ENGLAND | 305832 | 501738 | HARKER | ULVERSTON | DATA NOT AVAILABLE | 132 | ELECTRICITY NORTH WEST LIMITED | STOAGE & GEN COMBI | STORAGE - ELECTROCHEMICAL (BATTERIES) | NO | 0 | 0 | 75 |  |  |  | 0 | 0 | 0 |  |  |  | 0 | 0 | 0 | NO | ACCECPTED TO CONNECT | 0 | 0 | 0 | 0 | 0 |  | 75 | 75 | 75 | 25 | 25 | 2024-07-04 | [7 empty] | 2024-09-17 | 54.402361205974735, -3.452131119930259
DATA NOT AVAILABLE | [5 empty] | DATA NOT AVAILABLE | RENEWABLE CONNECTIONS DEVELOPMENTS | GREEN FARM |  |  | SHAP | CUMBRIA | CA10 3PW | ENGLAND | 356488 | 514373 | HARKER/HUTTON | N/A | DATA NOT AVAILABLE | 132 | ELECTRICITY NORTH WEST LIMITED | STOAGE & SOLAR COMBI | STORAGE - ELECTROCHEMICAL (BATTERIES) | NO | 0 | 0 | 49 |  |  |  | 0 | 0 | 0 |  |  |  | 0 | 0 | 0 | NO | ACCECPTED TO CONNECT | 0 | 0 | 0 | 0 | 0 |  | 49 | 49 | 49 | 49 | 49 | 2024-07-16 | [7 empty] | 2024-09-17 | 54.52276655588964, -2.673751048476028
DATA NOT AVAILABLE | [5 empty] | DATA NOT AVAILABLE | SMOP CLEANTECH | PLP ASTLEY WIGAN | CHADDOCK LANE | ASTLEY | WIGAN | LANCASHIRE | M28 1FJ | ENGLAND | 374442 | 401109 | HILL TOP T11 & T12 | DATA NOT AVAILABLE | HILL TOP T11 & T12 | 6.6 | ELECTRICITY NORTH WEST LIMITED | SOLAR | PHOTOVOLTAIC | NO | 0 | 0 | 0 |  |  |  | 0 | 0 | 0 |  |  |  | 0 | 0 | 0 |  | ACCECPTED TO CONNECT | 0 | 0 | 0 | 0 | 0 |  | 0 | 0 | 0 | 2 | 2 | 2024-12-16 | [7 empty] | 2025-01-14 | 53.50604324321478, -2.3868146764998808
DATA NOT AVAILABLE | [5 empty] | DATA NOT AVAILABLE | WCK FAMILY MILK PROCESSING LTD | STANDISH HALL WIND FARM | STANDISH WOOD LANE |  | WIGAN | LANCASHIRE | WN6 0YQ | ENGLAND | 355524 | 409054 | DATA NOT AVAILABLE | WRIGHTINGTON | DATA NOT AVAILABLE | 33 | ELECTRICITY NORTH WEST LIMITED | WIND | WIND | NO | 0 | 0 | 10 |  |  |  | 0 | 0 | 0 |  |  |  | 0 | 0 | 0 |  | ACCECPTED TO CONNECT | 0 | 0 | 0 | 0 | 0 |  | 10 | 10 | 10 | 10 | 10 | 2024-12-23 | [7 empty] | 2025-01-14 | 53.57618697745935, -2.67316226495443
DATA NOT AVAILABLE | [5 empty] | DATA NOT AVAILABLE | FORSA ENGINEERING | PENRITH BESS |  | PENRITH | PENRITH | CUMBRIA | CA11 0BF | ENGLAND | 349850 | 530450 | HARKER/HUTTON | PENRITH/SHAP | N/A | 132 | ELECTRICITY NORTH WEST LIMITED | BATTERY STORAGE | STORAGE - ELECTROCHEMICAL (BATTERIES) |  | 0 | 0 | 49.9 |  |  |  | 0 | 0 | 0 |  |  |  | 0 | 0 | 0 |  | ACCEPTED TO CONNECT | 0 | 0 | 0 | 0 | 0 |  | 49.9 | 49.9 | 49.9 | 49.9 | 49.9 | 2025-01-02 | [7 empty] | 2025-04-14 | 54.66661842194477, -2.779048605430533
1700000000000 | [5 empty] | 1700000000000 | SSE GENERATION LTD | DALCHONZIE POWER STATION | DALCHONZIE POWER STATION | GENERATOR 1 IMPORT | CRIEFF | PERTHSHIRE AND KINROSS | PH6 2LB | SCOTLAND | 274246 | 722632 | ST FILLANS | DATA NOT APPLICABLE | ST FILLANS P S | 33 | SCOTTISH HYDRO ELECTRIC POWER DISTRIBUTION PLC | HYDRO (TO BE CONFIRMED) | HYDRO POWER SYSTEM | NO | DATA NOT AVAILABLE | DATA NOT AVAILABLE | 3.99 | DATA NOT AVAILABLE | DATA NOT AVAILABLE | DATA NOT AVAILABLE | DATA NOT AVAILABLE | DATA NOT AVAILABLE | DATA NOT AVAILABLE | DATA NOT AVAILABLE | DATA NOT AVAILABLE | DATA NOT AVAILABLE | DATA NOT AVAILABLE | DATA NOT AVAILABLE | DATA NOT AVAILABLE | NO | CONNECTED | 3.99 | 3.99 | 4.2 | DATA NOT AVAILABLE | DATA NOT AVAILABLE | DATA NOT AVAILABLE | DATA NOT AVAILABLE | DATA NOT AVAILABLE | DATA NOT AVAILABLE | DATA NOT AVAILABLE | DATA NOT AVAILABLE | DATA NOT AVAILABLE | DATA NOT AVAILABLE | N | DATA NOT AVAILABLE | DATA NOT AVAILABLE | DATA NOT AVAILABLE | DATA NOT AVAILABLE | DATA NOT AVAILABLE | 44034
1700000000000 | [5 empty] | 1700000000000 | SSE GENERATION LTD | INVERAWE POWER STATION | INVERAWE POWER STATION | GENERATOR 1 IMPORT | TAYNUILT | ARGYLL AND BUTE | PA35 1HU | SCOTLAND | 202281 | 731391 | TAYNUILT | DATA NOT APPLICABLE | TAYNUILT | 11 | SCOTTISH HYDRO ELECTRIC POWER DISTRIBUTION PLC | HYDRO (TO BE CONFIRMED) | HyDRO POWER SYSTEM | NO | DATA NOT AVAILABLE | DATA NOT AVAILABLE | 24.7 | DATA NOT AVAILABLE | DATA NOT AVAILABLE | DATA NOT AVAILABLE | DATA NOT AVAILABLE | DATA NOT AVAILABLE | DATA NOT AVAILABLE | DATA NOT AVAILABLE | DATA NOT AVAILABLE | DATA NOT AVAILABLE | DATA NOT AVAILABLE | DATA NOT AVAILABLE | DATA NOT AVAILABLE | NO | CONNECTED | 24.7 | 24.7 | 26 | DATA NOT AVAILABLE | DATA NOT AVAILABLE | DATA NOT AVAILABLE | DATA NOT AVAILABLE | DATA NOT AVAILABLE | DATA NOT AVAILABLE | DATA NOT AVAILABLE | DATA NOT AVAILABLE | DATA NOT AVAILABLE | DATA NOT AVAILABLE | N | DATA NOT AVAILABLE | DATA NOT AVAILABLE | DATA NOT AVAILABLE | DATA NOT AVAILABLE | DATA NOT AVAILABLE | 44034
1630000799845 | [5 empty] | 1630000799836 | WINSCALES MOOR WINDFARM LIMITED | WINSCALES MOOR WIND FARM |  | WINSCALES | WORKINGTON | CUMBRIA | CA14 4JG | ENGLAND | 303187 | 526896 | HARKER ENWL SGTS 1 2 3A 4 / HUTTON GSP GROUP | STAINBURN & SIDDICK | - | 33 | ELECTRICITY NORTH WEST LIMITED | WIND | ONSHORE WIND TURBINES | NO | 0 | 0 | 5.95 |  |  |  | 0 | 0 | 0 |  |  |  | 0 | 0 | 0 | NO | CONNECTED | 5.95 | 5.6525 | 5.95 | 0.057 | 0.06 | 2009-05-01 |  |  |  | 0 | 0 |  |  | NO | NO |  |  |  |  | 2021-12-06 | 54.627879055196274, -3.501129159774035
1620001638567 | [5 empty] | 1620001638558 | DAN ROBINSON | WINSCALES 2 WIND FARM |  | WINSCALES | WORKINGTON | CUMBRIA | CA14 4JG | ENGLAND | 303220 | 527629 | HARKER ENWL SGTS 1 2 3A 4 / HUTTON GSP GROUP | STAINBURN & SIDDICK | - | 33 | ELECTRICITY NORTH WEST LIMITED | WIND | ONSHORE WIND TURBINES | NO | 0 | 0 | 6.8 |  |  |  | 0 | 0 | 0 |  |  |  | 0 | 0 | 0 | NO | CONNECTED | 6.8 | 6.84 | 7.2 | 0.038 | 0.04 | 2004-11-04 |  |  |  | 0 | 0 |  |  | NO | NO |  |  |  |  | 2021-12-06 | 54.63447038205653, -3.5008607239056166
DATA NOT AVAILABLE | [5 empty] | DATA NOT AVAILABLE | AMP ENERGY SERVICES LTD | WHITWORTH POWER | WITHWORTH STREET |  | MANCHESTER | GREATER MANCHESTER | M11 2NE | ENGLAND | 387762 | 397408 | STALYBRIDGE GSP | STUART ST | BRADFORD | 6.6 | ELECTRICITY NORTH WEST LIMITED | FOSSIL - COAL GAS | ENGINE (COMBUSTION / RECIPROCATING) | NO | 0 | 0 | 2.5 |  |  |  | 0 | 0 | 0 |  |  |  | 0 | 0 | 0 | NO | ACCEPTED TO CONNECT | 0 | 0 | 0 | 0 | 0 |  | 4 | 3.8 | 4 | 0.095 | 0.1 | 2018-12-10 |  | NO | NO |  | TO BE CONFIRMED |  |  | 2021-12-06 | 53.47325883059479, -2.185841218939859
1700000000000 | [5 empty] | 1700000000000 | SSE GENERATION LTD | LEDNOCK POWER STATION | LEDNOCK POWER STATION | GENERATOR 1 IMPORT | CRIEFF | PERTHSHIRE AND KINROSS | PH6 2LY | SCOTLAND | 274763 | 726439 | ST FILLANS | DATA NOT APPLICABLE | ST FILLANS P S | 33 | SCOTTISH HYDRO ELECTRIC POWER DISTRIBUTION PLC | HYDRO (TO BE CONFIRMED) | HYDRO POWER SYSTEM | NO | DATA NOT AVAILABLE | DATA NOT AVAILABLE | 3.04 | DATA NOT AVAILABLE | DATA NOT AVAILABLE | DATA NOT AVAILABLE | DATA NOT AVAILABLE | DATA NOT AVAILABLE | DATA NOT AVAILABLE | DATA NOT AVAILABLE | DATA NOT AVAILABLE | DATA NOT AVAILABLE | DATA NOT AVAILABLE | DATA NOT AVAILABLE | DATA NOT AVAILABLE | NO | CONNECTED | 3.04 | 3.04 | 3.2 | DATA NOT AVAILABLE | DATA NOT AVAILABLE | DATA NOT AVAILABLE | DATA NOT AVAILABLE | DATA NOT AVAILABLE | DATA NOT AVAILABLE | DATA NOT AVAILABLE | DATA NOT AVAILABLE | DATA NOT AVAILABLE | DATA NOT AVAILABLE | N | DATA NOT AVAILABLE | DATA NOT AVAILABLE | DATA NOT AVAILABLE | DATA NOT AVAILABLE | DATA NOT AVAILABLE | 44034
DATA NOT AVAILABLE | [5 empty] | DATA NOT AVAILABLE | EQUINOR WELKIN MILL LIMITED | WELKIN MILL | WELKIN MILL | WELKIN MILL | STOCKPORT | SOUTH MANCHESTER | SK6 2BH | ENGLAND | 391057 | 391230 | BREDBURY GSP | - | - | 33 | ELECTRICITY NORTH WEST LIMITED | STORED ENERGY (ALL STORED ENERGY IRRESPECTVE OF THE ORIGINAL ENERGY SOURCE) | STORAGE - ELECTROCHEMICAL (BATTERIES) | NO | 0 | 1 | 35 |  |  |  | 0 | 0 | 0 |  |  |  | 0 | 0 | 0 | NO | CONNECTED | 35 | 50 | 52.6316 | 47.5 | 50 | 2024-10-18 |  |  |  | 0 | 0 |  |  | NO | NO |  | TO BE CONFIRMED |  |  | 2025-01-14 | 53.41779510385139, -2.136022252882644
1700000000000 | [5 empty] | 1700000000000 | SSE GENERATION LTD | STRIVEN POWER STATION | STRIVEN POWER STATION | GENERATOR 1 IMPORT | DUNOON | ARGYLL AND BUTE | PA23 8RG | SCOTLAND | 206037 | 682943 | DUNOON | DATA NOT APPLICABLE | DUNOON GRID | 33 | SCOTTISH HYDRO ELECTRIC POWER DISTRIBUTION PLC | HYDRO (TO BE CONFIRMED) | HYDRO POWER SYSTEM | NO | DATA NOT AVAILABLE | DATA NOT AVAILABLE | 3.705 | DATA NOT AVAILABLE | DATA NOT AVAILABLE | DATA NOT AVAILABLE | DATA NOT AVAILABLE | DATA NOT AVAILABLE | DATA NOT AVAILABLE | DATA NOT AVAILABLE | DATA NOT AVAILABLE | DATA NOT AVAILABLE | DATA NOT AVAILABLE | DATA NOT AVAILABLE | DATA NOT AVAILABLE | YES | CONNECTED | 3.705 | 3.705 | 3.9 | DATA NOT AVAILABLE | DATA NOT AVAILABLE | DATA NOT AVAILABLE | DATA NOT AVAILABLE | DATA NOT AVAILABLE | DATA NOT AVAILABLE | DATA NOT AVAILABLE | DATA NOT AVAILABLE | DATA NOT AVAILABLE | DATA NOT AVAILABLE | Y | DATA NOT AVAILABLE | DATA NOT AVAILABLE | DATA NOT AVAILABLE | DATA NOT AVAILABLE | DATA NOT AVAILABLE | 44034
DATA NOT AVAILABLE | [5 empty] | DATA NOT AVAILABLE | SHAW ENERGI LTD | UNIT 1 JUNCTION LANE | SANKEY VALLEY INDUSTRIAL ESTATE | NEWTON-LE-WILLOWS | WARRINGTON | CHESHIRE | WA12 8DN | ENGLAND | 357483 | 394691 | SPEN - OUT OF AREA | GOLBORNE | NEWTON LE WILLOWS | 11 | ELECTRICITY NORTH WEST LIMITED | STORED ENERGY (ALL STORED ENERGY IRRESPECTVE OF THE ORIGINAL ENERGY SOURCE) | STORAGE - ELECTROCHEMICAL (BATTERIES) | NO | 0 | 0 | 5 |  |  |  | 0 | 0 | 0 |  |  |  | 0 | 0 | 0 | NO | ACCEPTED TO CONNECT | 0 | 0 | 0 | 0 | 0 |  | 5.2632 | 2.8499999999999996 | 3 | 2.85 | 3 | 2017-04-28 |  | NO | YES |  | TO BE CONFIRMED |  |  | 2021-12-06 | 53.44725776468249, -2.6416252443236554
1700000000000 | [5 empty] | 1700000000000 | SSE GENERATION LTD | STRIVEN POWER STATION | STRIVEN POWER STATION | GENERATOR 2 IMPORT | DUNOON | ARGYLL AND BUTE | PA23 8RG | SCOTLAND | 206037 | 682943 | DUNOON | DATA NOT APPLICABLE | DUNOON GRID | 33 | SCOTTISH HYDRO ELECTRIC POWER DISTRIBUTION PLC | HYDRO (TO BE CONFIRMED) | HYDRO POWER SYSTEM | NO | DATA NOT AVAILABLE | DATA NOT AVAILABLE | 3.705 | DATA NOT AVAILABLE | DATA NOT AVAILABLE | DATA NOT AVAILABLE | DATA NOT AVAILABLE | DATA NOT AVAILABLE | DATA NOT AVAILABLE | DATA NOT AVAILABLE | DATA NOT AVAILABLE | DATA NOT AVAILABLE | DATA NOT AVAILABLE | DATA NOT AVAILABLE | DATA NOT AVAILABLE | YES | CONNECTED | 3.705 | 3.705 | 3.9 | DATA NOT AVAILABLE | DATA NOT AVAILABLE | DATA NOT AVAILABLE | DATA NOT AVAILABLE | DATA NOT AVAILABLE | DATA NOT AVAILABLE | DATA NOT AVAILABLE | DATA NOT AVAILABLE | DATA NOT AVAILABLE | DATA NOT AVAILABLE | Y | DATA NOT AVAILABLE | DATA NOT AVAILABLE | DATA NOT AVAILABLE | DATA NOT AVAILABLE | DATA NOT AVAILABLE | 44034
1700000000000 | [5 empty] | 1700000000000 | SSE GENERATION LTD | ALT-NA LAIRIGE POWER STATION | DATA NOT AVAILABLE | GENERATOR 1 IMPORT | CAIRNDOW | ARGYLL | PA26 8BJ | SCOTLAND | 220734 | 714650 | CLACHAN | DATA NOT APPLICABLE | CLACHAN GRID | 33 | SCOTTISH HYDRO ELECTRIC POWER DISTRIBUTION PLC | HYDRO (TO BE CONFIRMED) | HYDRO POWER SYSTEM | NO | DATA NOT AVAILABLE | DATA NOT AVAILABLE | 5.7 | DATA NOT AVAILABLE | DATA NOT AVAILABLE | DATA NOT AVAILABLE | DATA NOT AVAILABLE | DATA NOT AVAILABLE | DATA NOT AVAILABLE | DATA NOT AVAILABLE | DATA NOT AVAILABLE | DATA NOT AVAILABLE | DATA NOT AVAILABLE | DATA NOT AVAILABLE | DATA NOT AVAILABLE | NO | CONNECTED | 5.7 | 5.7 | 6 | DATA NOT AVAILABLE | DATA NOT AVAILABLE | DATA NOT AVAILABLE | DATA NOT AVAILABLE | DATA NOT AVAILABLE | DATA NOT AVAILABLE | DATA NOT AVAILABLE | DATA NOT AVAILABLE | DATA NOT AVAILABLE | DATA NOT AVAILABLE | N | DATA NOT AVAILABLE | DATA NOT AVAILABLE | DATA NOT AVAILABLE | DATA NOT AVAILABLE | DATA NOT AVAILABLE | 44105
1640000520811 | [5 empty] | 1640000520802 | SOLAR POWER INC UK SERVICES LIMITED | THOMPSON HOUSE FARM | PEPPER LANE | PEPPER LANE | WIGAN | GREATER MANCHESTER | WN6 0PP | ENGLAND | 354826 | 411443 | PENWORTHAM WEST GSP / STANAH GSP GROUP | WRIGHTINGTON | STANDISH | 11 | ELECTRICITY NORTH WEST LIMITED | SOLAR | PHOTOVOLTAIC | NO | 0 | 0 | 3.93 |  |  |  | 0 | 0 | 0 |  |  |  | 0 | 0 | 0 | NO | CONNECTED | 3.93 | 4.75 | 5 | 0.095 | 0.1 | 2016-03-01 |  |  |  | 0 | 0 |  |  | NO | NO |  |  |  |  | 2021-12-06 | 53.597598635160836, -2.684049626011716
DATA NOT AVAILABLE | [5 empty] | DATA NOT AVAILABLE | POWER STAR | TELEDATA UK LTD | DELTA HOUSE | WAVELL ROAD, WYTHENSHAWE | MANCHESTER | GREATER MANCHESTER | M22 5QZ | ENGLAND | 382896 | 386953 | SOUTH MANCHESTER GSP | MOSS NOOK | WOODHOUSE PARK | 11 | ELECTRICITY NORTH WEST LIMITED | STORED ENERGY (ALL STORED ENERGY IRRESPECTVE OF THE ORIGINAL ENERGY SOURCE) | STORAGE - ELECTROCHEMICAL (BATTERIES) | NO | 0 | 0 | 0.4 |  |  |  | 0 | 0 | 0 |  |  |  | 0 | 0 | 0 | NO | CONNECTED | 0 | 0 | 0 | 0 | 0 |  | 2 | 0.38 | 0.4 | 1.9 | 2 | 2019-04-30 |  | NO | NO |  | TO BE CONFIRMED |  |  | 2024-03-14 | 53.379148199241904, -2.2585784945513216
1700000000000 | [5 empty] | 1700000000000 | SSE GENERATION LTD | FINLARIG POWER STATION | DATA NOT AVAILABLE | GENERATOR 1 IMPORT | CAMPBELTOWN | ARGYLL | PA28 6QP | SCOTLAND | 175851 | 624996 | CARRADALE | DATA NOT APPLICABLE | DATA NOT AVAILABLE | DATA NOT AVAILABLE | SCOTTISH HYDRO ELECTRIC POWER DISTRIBUTION PLC | HYDRO (TO BE CONFIRMED) | HYDRO POWER SYSTEM | NO | DATA NOT AVAILABLE | DATA NOT AVAILABLE | 1.14 | DATA NOT AVAILABLE | DATA NOT AVAILABLE | DATA NOT AVAILABLE | DATA NOT AVAILABLE | DATA NOT AVAILABLE | DATA NOT AVAILABLE | DATA NOT AVAILABLE | DATA NOT AVAILABLE | DATA NOT AVAILABLE | DATA NOT AVAILABLE | DATA NOT AVAILABLE | DATA NOT AVAILABLE | NO | CONNECTED | 1.14 | 1.14 | 1.2 | DATA NOT AVAILABLE | DATA NOT AVAILABLE | DATA NOT AVAILABLE | DATA NOT AVAILABLE | DATA NOT AVAILABLE | DATA NOT AVAILABLE | DATA NOT AVAILABLE | DATA NOT AVAILABLE | DATA NOT AVAILABLE | DATA NOT AVAILABLE | N | DATA NOT AVAILABLE | DATA NOT AVAILABLE | DATA NOT AVAILABLE | DATA NOT AVAILABLE | DATA NOT AVAILABLE | 44105
1640000501970 | [5 empty] | 1640000501961 | SOWERBY LODGE LIMITED | SOWERY LODGE SOLAR FARM | BANK LANE | BANK LANE | BARROW-IN-FURNESS | CUMBRIA | LA14 4QY | ENGLAND | 319232 | 472405 | HARKER ENWL SGTS 1 2 3A 4 / HUTTON GSP GROUP | BARROW & SANDGATE | BOWATERS | 11 | ELECTRICITY NORTH WEST LIMITED | SOLAR | PHOTOVOLTAIC | NO | 0 | 0 | 4 |  |  |  | 0 | 0 | 0 |  |  |  | 0 | 0 | 0 | NO | CONNECTED | 4 | 3.8 | 4 | 0.0475 | 0.05 | 2015-12-01 |  |  |  | 0 | 0 |  |  | NO | NO |  |  |  |  | 2021-12-06 | 54.14110616419331, -3.2378411941250116
1640000625045 | [5 empty] | 1640000625036 | WREA GREEN SOLAR LIMITED | SHEPHERDS FARM PV | MOSS SIDE LANE | MOSS SIDE LANE | LYTHAM ST. ANNES | LANCASHIRE | FY8 4LY | ENGLAND | 338821 | 431270 | PENWORTHAM WEST GSP / STANAH GSP GROUP | PEEL | - | 33 | ELECTRICITY NORTH WEST LIMITED | SOLAR | PHOTOVOLTAIC | NO | 0 | 0 | 4.973 |  |  |  | 0 | 0 | 0 |  |  |  | 0 | 0 | 0 | NO | CONNECTED | 4.973 | 4.275 | 4.5 | 0.095 | 0.1 | 2017-03-14 |  |  |  | 0 | 0 |  |  | NO | NO |  |  |  |  | 2021-12-06 | 53.77415566058315, -2.9297721681366284
1630000474683 | [5 empty] | 1630000474610 | SCOUT MOOR WINDFARM | SCOUT MOOR WIND FARM | CROSTON CLOSE ROAD | CROSTON CLOSE ROAD | BURY | GREATER MANCHESTER | BL9 6TB | ENGLAND | 383331 | 417964 | ROCHDALE SGTS 2 3 4 | PRIVATE SUBSTATION | - | 33 | ELECTRICITY NORTH WEST LIMITED | WIND | ONSHORE WIND TURBINES | NO | 0 | 0 | 65 |  |  |  | 0 | 0 | 0 |  |  |  | 0 | 0 | 0 | NO | CONNECTED | 65 | 61.75 | 65 | 0.2375 | 0.25 | 2008-04-01 |  |  |  | 0 | 0 |  |  | NO | NO |  |  |  |  | 2021-12-06 | 53.657898046699785, -2.253700856378142
1700000000000 | [5 empty] | 1700000000000 | SSE GENERATION LTD | LUSSA POWER STATION | DATA NOT AVAILABLE | GENERATOR 2 IMPORT | CAMPBELTOWN | ARGYLL | PA28 6QP | SCOTLAND | 175851 | 624996 | CARRADALE | DATA NOT APPLICABLE | CAMPBELTOWN | 11 | SCOTTISH HYDRO ELECTRIC POWER DISTRIBUTION PLC | HYDRO (TO BE CONFIRMED) | HYDRO POWER SYSTEM | NO | DATA NOT AVAILABLE | DATA NOT AVAILABLE | 1.14 | DATA NOT AVAILABLE | DATA NOT AVAILABLE | DATA NOT AVAILABLE | DATA NOT AVAILABLE | DATA NOT AVAILABLE | DATA NOT AVAILABLE | DATA NOT AVAILABLE | DATA NOT AVAILABLE | DATA NOT AVAILABLE | DATA NOT AVAILABLE | DATA NOT AVAILABLE | DATA NOT AVAILABLE | NO | CONNECTED | 1.14 | 1.14 | 1.2 | DATA NOT AVAILABLE | DATA NOT AVAILABLE | DATA NOT AVAILABLE | DATA NOT AVAILABLE | DATA NOT AVAILABLE | DATA NOT AVAILABLE | DATA NOT AVAILABLE | DATA NOT AVAILABLE | DATA NOT AVAILABLE | DATA NOT AVAILABLE | N | DATA NOT AVAILABLE | DATA NOT AVAILABLE | DATA NOT AVAILABLE | DATA NOT AVAILABLE | DATA NOT AVAILABLE | 44105
1700000000000 | [5 empty] | 1700000000000 | SSE GENERATION LTD | SHIN POWER STATION | DATA NOT AVAILABLE | GENERATOR 1 IMPORT | LAIRG | SUTHERLAND | IV27 4EY | SCOTLAND | 257261 | 897322 | SHIN | DATA NOT APPLICABLE | SHIN GRID | 33 | SCOTTISH HYDRO ELECTRIC POWER DISTRIBUTION PLC | HYDRO (TO BE CONFIRMED) | HYDRO - OTHER | NO | DATA NOT AVAILABLE | DATA NOT AVAILABLE | 8.835 | DATA NOT AVAILABLE | DATA NOT AVAILABLE | DATA NOT AVAILABLE | DATA NOT AVAILABLE | DATA NOT AVAILABLE | DATA NOT AVAILABLE | DATA NOT AVAILABLE | DATA NOT AVAILABLE | DATA NOT AVAILABLE | DATA NOT AVAILABLE | DATA NOT AVAILABLE | DATA NOT AVAILABLE | YES | CONNECTED | 8.835 | 8.835 | 9.3 | DATA NOT AVAILABLE | DATA NOT AVAILABLE | DATA NOT AVAILABLE | DATA NOT AVAILABLE | DATA NOT AVAILABLE | DATA NOT AVAILABLE | DATA NOT AVAILABLE | DATA NOT AVAILABLE | DATA NOT AVAILABLE | DATA NOT AVAILABLE | Y | DATA NOT AVAILABLE | DATA NOT AVAILABLE | DATA NOT AVAILABLE | DATA NOT AVAILABLE | DATA NOT AVAILABLE | 44105
DATA NOT AVAILABLE | [5 empty] | DATA NOT AVAILABLE | STOR 104 LTD | SANDY LANE | SANDY LANE | SANDY LANE | DUKINFIELD | CHESHIRE | SK16 5PL | ENGLAND | 394923 | 398385 | STALYBRIDGE GSP | HARTSHEAD-HEYROD | - | 33 | ELECTRICITY NORTH WEST LIMITED | FOSSIL - OIL | ENGINE (COMBUSTION / RECIPROCATING) | NO | 0 | 0 | 20 |  |  |  | 0 | 0 | 0 |  |  |  | 0 | 0 | 0 | NO | ACCEPTED TO CONNECT | 0 | 0 | 0 | 0 | 0 |  | 21.0526 | 20 | 21.05263157894737 | 0 | 0 | 2016-10-14 |  | NO | NO |  | TO BE CONFIRMED |  |  | 2023-04-06 | 53.48215983501695, -2.0779724581521113
1700000000000 | [5 empty] | 1700000000000 | SSE GENERATION LTD | SHIN POWER STATION | GENERATOR 2 IMPORT | DATA NOT AVAILABLE | LAIRG | SUTHERLAND | IV27 4EY | SCOTLAND | 257261 | 897322 | SHIN | DATA NOT APPLICABLE | SHIN GRID | 33 | SCOTTISH HYDRO ELECTRIC POWER DISTRIBUTION PLC | HYDRO (TO BE CONFIRMED) | HYDRO - OTHER | NO | DATA NOT AVAILABLE | DATA NOT AVAILABLE | 8.835 | DATA NOT AVAILABLE | DATA NOT AVAILABLE | DATA NOT AVAILABLE | DATA NOT AVAILABLE | DATA NOT AVAILABLE | DATA NOT AVAILABLE | DATA NOT AVAILABLE | DATA NOT AVAILABLE | DATA NOT AVAILABLE | DATA NOT AVAILABLE | DATA NOT AVAILABLE | DATA NOT AVAILABLE | YES | CONNECTED | 8.835 | 8.835 | 9.3 | DATA NOT AVAILABLE | DATA NOT AVAILABLE | DATA NOT AVAILABLE | DATA NOT AVAILABLE | DATA NOT AVAILABLE | DATA NOT AVAILABLE | DATA NOT AVAILABLE | DATA NOT AVAILABLE | DATA NOT AVAILABLE | DATA NOT AVAILABLE | Y | DATA NOT AVAILABLE | DATA NOT AVAILABLE | DATA NOT AVAILABLE | DATA NOT AVAILABLE | DATA NOT AVAILABLE | 44105
1700000000000 | [5 empty] | 1700000000000 | SSE GENERATION LTD | RANNOCH POWER STATION | DATA NOT AVAILABLE | GENERATOR 1 IMPORT | PITLOCHRY | PERTHSHIRE | PH17 2QP | SCOTLAND | 252789 | 758405 | RANNOCH | DATA NOT APPLICABLE | BRIDGE OF GAUR | 11 | SCOTTISH HYDRO ELECTRIC POWER DISTRIBUTION PLC | HYDRO (TO BE CONFIRMED) | HYDRO - OTHER | NO | DATA NOT AVAILABLE | DATA NOT AVAILABLE | 15.2 | DATA NOT AVAILABLE | DATA NOT AVAILABLE | DATA NOT AVAILABLE | DATA NOT AVAILABLE | DATA NOT AVAILABLE | DATA NOT AVAILABLE | DATA NOT AVAILABLE | DATA NOT AVAILABLE | DATA NOT AVAILABLE | DATA NOT AVAILABLE | DATA NOT AVAILABLE | DATA NOT AVAILABLE | NO | CONNECTED | 15.2 | 15.2 | 16 | DATA NOT AVAILABLE | DATA NOT AVAILABLE | DATA NOT AVAILABLE | DATA NOT AVAILABLE | DATA NOT AVAILABLE | DATA NOT AVAILABLE | DATA NOT AVAILABLE | DATA NOT AVAILABLE | DATA NOT AVAILABLE | DATA NOT AVAILABLE | N | DATA NOT AVAILABLE | DATA NOT AVAILABLE | DATA NOT AVAILABLE | DATA NOT AVAILABLE | DATA NOT AVAILABLE | 44105
1700000000000 | [5 empty] | 1700000000000 | SSE GENERATION LTD | RANNOCH POWER STATION | DATA NOT AVAILABLE | GENERATOR 2 IMPORT | PITLOCHRY | PERTHSHIRE | PH17 2QP | SCOTLAND | 252789 | 758405 | RANNOCH | DATA NOT APPLICABLE | BRIDGE OF GAUR | 11 | SCOTTISH HYDRO ELECTRIC POWER DISTRIBUTION PLC | HYDRO (TO BE CONFIRMED) | HYDRO - OTHER | NO | DATA NOT AVAILABLE | DATA NOT AVAILABLE | 15.2 | DATA NOT AVAILABLE | DATA NOT AVAILABLE | DATA NOT AVAILABLE | DATA NOT AVAILABLE | DATA NOT AVAILABLE | DATA NOT AVAILABLE | DATA NOT AVAILABLE | DATA NOT AVAILABLE | DATA NOT AVAILABLE | DATA NOT AVAILABLE | DATA NOT AVAILABLE | DATA NOT AVAILABLE | NO | CONNECTED | 15.2 | 15.2 | 16 | DATA NOT AVAILABLE | DATA NOT AVAILABLE | DATA NOT AVAILABLE | DATA NOT AVAILABLE | DATA NOT AVAILABLE | DATA NOT AVAILABLE | DATA NOT AVAILABLE | DATA NOT AVAILABLE | DATA NOT AVAILABLE | DATA NOT AVAILABLE | N | DATA NOT AVAILABLE | DATA NOT AVAILABLE | DATA NOT AVAILABLE | DATA NOT AVAILABLE | DATA NOT AVAILABLE | 44105
1700000000000 | [5 empty] | 1700000000000 | SSE GENERATION LTD | RANNOCH POWER STATION | DATA NOT AVAILABLE | GENERATOR 3 IMPORT | PITLOCHRY | PERTHSHIRE | PH17 2QP | SCOTLAND | 252789 | 758405 | RANNOCH | DATA NOT APPLICABLE | BRIDGE OF GAUR | 11 | SCOTTISH HYDRO ELECTRIC POWER DISTRIBUTION PLC | HYDRO (TO BE CONFIRMED) | HYDRO - OTHER | NO | DATA NOT AVAILABLE | DATA NOT AVAILABLE | 15.2 | DATA NOT AVAILABLE | DATA NOT AVAILABLE | DATA NOT AVAILABLE | DATA NOT AVAILABLE | DATA NOT AVAILABLE | DATA NOT AVAILABLE | DATA NOT AVAILABLE | DATA NOT AVAILABLE | DATA NOT AVAILABLE | DATA NOT AVAILABLE | DATA NOT AVAILABLE | DATA NOT AVAILABLE | NO | CONNECTED | 15.2 | 15.2 | 16 | DATA NOT AVAILABLE | DATA NOT AVAILABLE | DATA NOT AVAILABLE | DATA NOT AVAILABLE | DATA NOT AVAILABLE | DATA NOT AVAILABLE | DATA NOT AVAILABLE | DATA NOT AVAILABLE | DATA NOT AVAILABLE | DATA NOT AVAILABLE | N | DATA NOT AVAILABLE | DATA NOT AVAILABLE | DATA NOT AVAILABLE | DATA NOT AVAILABLE | DATA NOT AVAILABLE | 44105
1700000000000 | [5 empty] | 1700000000000 | SSE GENERATION LTD | MUCCOMER POWER STATION | GAIRLOCHY | DATA NOT AVAILABLE | INVERNESS | HIGHLAND | PH34 4EQ | SCOTLAND | 218256 | 783875 | FORT WILLIAM | DATA NOT APPLICABLE | INVERLOCHY | 11 | SCOTTISH HYDRO ELECTRIC POWER DISTRIBUTION PLC | HYDRO (TO BE CONFIRMED) | HYDRO POWER SYSTEM | NO | DATA NOT AVAILABLE | DATA NOT AVAILABLE | 1.71 | DATA NOT AVAILABLE | DATA NOT AVAILABLE | DATA NOT AVAILABLE | DATA NOT AVAILABLE | DATA NOT AVAILABLE | DATA NOT AVAILABLE | DATA NOT AVAILABLE | DATA NOT AVAILABLE | DATA NOT AVAILABLE | DATA NOT AVAILABLE | DATA NOT AVAILABLE | DATA NOT AVAILABLE | NO | CONNECTED | 1.71 | 1.71 | 1.8 | DATA NOT AVAILABLE | DATA NOT AVAILABLE | DATA NOT AVAILABLE | DATA NOT AVAILABLE | DATA NOT AVAILABLE | DATA NOT AVAILABLE | DATA NOT AVAILABLE | DATA NOT AVAILABLE | DATA NOT AVAILABLE | DATA NOT AVAILABLE | N | DATA NOT AVAILABLE | DATA NOT AVAILABLE | DATA NOT AVAILABLE | DATA NOT AVAILABLE | DATA NOT AVAILABLE | 44137
1700000000000 | [5 empty] | 1700000000000 | SSE GENERATION LTD | ST FILLANS POWER STATION | GENERATOR 1 IMPORT | DATA NOT AVAILABLE | CRIEFF | PERTHSHIRE | PH6 2NG | SCOTLAND | 268417 | 724774 | ST FILLANS | DATA NOT APPLICABLE | ST FILLANS P S | 33 | SCOTTISH HYDRO ELECTRIC POWER DISTRIBUTION PLC | HYDRO (TO BE CONFIRMED) | HYDRO - OTHER | NO | DATA NOT AVAILABLE | DATA NOT AVAILABLE | 19.95 | DATA NOT AVAILABLE | DATA NOT AVAILABLE | DATA NOT AVAILABLE | DATA NOT AVAILABLE | DATA NOT AVAILABLE | DATA NOT AVAILABLE | DATA NOT AVAILABLE | DATA NOT AVAILABLE | DATA NOT AVAILABLE | DATA NOT AVAILABLE | DATA NOT AVAILABLE | DATA NOT AVAILABLE | NO | CONNECTED | 19.95 | 19.95 | 21 | DATA NOT AVAILABLE | DATA NOT AVAILABLE | DATA NOT AVAILABLE | DATA NOT AVAILABLE | DATA NOT AVAILABLE | DATA NOT AVAILABLE | DATA NOT AVAILABLE | DATA NOT AVAILABLE | DATA NOT AVAILABLE | DATA NOT AVAILABLE | N | DATA NOT AVAILABLE | DATA NOT AVAILABLE | DATA NOT AVAILABLE | DATA NOT AVAILABLE | DATA NOT AVAILABLE | 44137
DATA NOT AVAILABLE | [5 empty] | DATA NOT AVAILABLE | TRANSMISSION CAPITAL | ROBIN RIGG WEST WINDFARM | HIGH SEATON | HIGH SEATON | WORKINGTON | CUMBRIA | CA14 1LN | ENGLAND | 294637 | 545745 | HARKER ENWL SGTS 1 2 3A 4 / HUTTON GSP GROUP | - | - | 132 | ELECTRICITY NORTH WEST LIMITED | WIND | OFFSHORE WIND TURBINES | NO | 0 | 0 | 94.05 |  |  |  | 0 | 0 | 0 |  |  |  | 0 | 0 | 0 | NO | CONNECTED | 94.05 | 89.3475 | 94.05 | 94.05 | 99 | 2009-09-01 |  |  |  | 0 | 0 |  |  | NO | NO |  |  |  |  | 2021-12-06 | 54.79548407832729, -3.640331888243574
1700000000000 | [5 empty] | 1700000000000 | SSE GENERATION LTD | GRUDIE BRIDGE POWER STATION | GENERATOR 1 IMPORT | DATA NOT AVAILABLE | GARVE | ROSS-SHIRE | IV23 2QB | SCOTLAND | 230854 | 862135 | GRUDIE BRIDGE | DATA NOT APPLICABLE | GRUDIE BRIDGE | 33 | SCOTTISH HYDRO ELECTRIC POWER DISTRIBUTION PLC | HYDRO (TO BE CONFIRMED) | HYDRO - OTHER | NO | DATA NOT AVAILABLE | DATA NOT AVAILABLE | 12.54 | DATA NOT AVAILABLE | DATA NOT AVAILABLE | DATA NOT AVAILABLE | DATA NOT AVAILABLE | DATA NOT AVAILABLE | DATA NOT AVAILABLE | DATA NOT AVAILABLE | DATA NOT AVAILABLE | DATA NOT AVAILABLE | DATA NOT AVAILABLE | DATA NOT AVAILABLE | DATA NOT AVAILABLE | NO | CONNECTED | 12.54 | 12.54 | 13.2 | DATA NOT AVAILABLE | DATA NOT AVAILABLE | DATA NOT AVAILABLE | DATA NOT AVAILABLE | DATA NOT AVAILABLE | DATA NOT AVAILABLE | DATA NOT AVAILABLE | DATA NOT AVAILABLE | DATA NOT AVAILABLE | DATA NOT AVAILABLE | N | DATA NOT AVAILABLE | DATA NOT AVAILABLE | DATA NOT AVAILABLE | DATA NOT AVAILABLE | DATA NOT AVAILABLE | 44137
1700000000000 | [5 empty] | 1700000000000 | SSE GENERATION LTD | GRUDIE BRIDGE POWER STATION | GENERATOR 2 IMPORT | DATA NOT AVAILABLE | GARVE | ROSS-SHIRE | IV23 2QB | SCOTLAND | 230854 | 862135 | GRUDIE BRIDGE | DATA NOT APPLICABLE | GRUDIE BRIDGE | 33 | SCOTTISH HYDRO ELECTRIC POWER DISTRIBUTION PLC | HYDRO (TO BE CONFIRMED) | HYDRO - OTHER | NO | DATA NOT AVAILABLE | DATA NOT AVAILABLE | 11.4 | DATA NOT AVAILABLE | DATA NOT AVAILABLE | DATA NOT AVAILABLE | DATA NOT AVAILABLE | DATA NOT AVAILABLE | DATA NOT AVAILABLE | DATA NOT AVAILABLE | DATA NOT AVAILABLE | DATA NOT AVAILABLE | DATA NOT AVAILABLE | DATA NOT AVAILABLE | DATA NOT AVAILABLE | NO | CONNECTED | 11.4 | 11.4 | 12 | DATA NOT AVAILABLE | DATA NOT AVAILABLE | DATA NOT AVAILABLE | DATA NOT AVAILABLE | DATA NOT AVAILABLE | DATA NOT AVAILABLE | DATA NOT AVAILABLE | DATA NOT AVAILABLE | DATA NOT AVAILABLE | DATA NOT AVAILABLE | N | DATA NOT AVAILABLE | DATA NOT AVAILABLE | DATA NOT AVAILABLE | DATA NOT AVAILABLE | DATA NOT AVAILABLE | 44137
1700000000000 | [5 empty] | 1700000000000 | SSE GENERATION LTD | CASSLEY POWER STATION | GENERATOR 1 IMPORT | BY OVERSCRAIG | LAIRG | SUTHERLAND | IV27 4NY | SCOTLAND | 241385 | 923459 | CASSLEY | DATA NOT APPLICABLE | CASSLEY GRID | 33 | SCOTTISH HYDRO ELECTRIC POWER DISTRIBUTION PLC | HYDRO (TO BE CONFIRMED) | HYDRO POWER SYSTEM | NO | DATA NOT AVAILABLE | DATA NOT AVAILABLE | 2.964 | DATA NOT AVAILABLE | DATA NOT AVAILABLE | DATA NOT AVAILABLE | DATA NOT AVAILABLE | DATA NOT AVAILABLE | DATA NOT AVAILABLE | DATA NOT AVAILABLE | DATA NOT AVAILABLE | DATA NOT AVAILABLE | DATA NOT AVAILABLE | DATA NOT AVAILABLE | DATA NOT AVAILABLE | YES | CONNECTED | 2.964 | 2.964 | 3.12 | DATA NOT AVAILABLE | DATA NOT AVAILABLE | DATA NOT AVAILABLE | DATA NOT AVAILABLE | DATA NOT AVAILABLE | DATA NOT AVAILABLE | DATA NOT AVAILABLE | DATA NOT AVAILABLE | DATA NOT AVAILABLE | DATA NOT AVAILABLE | Y | DATA NOT AVAILABLE | DATA NOT AVAILABLE | DATA NOT AVAILABLE | DATA NOT AVAILABLE | DATA NOT AVAILABLE | 44160
DATA NOT AVAILABLE | [5 empty] | DATA NOT AVAILABLE | LANCASTER POWER LIMITED | MIDDLETON CLEAN | MIDDLETON | MIDDLETON | LANCASTER | LANCASHIRE | LA3 3JJ | ENGLAND | 341622 | 458983 | HEYSHAM GSP | - | - | 33 | ELECTRICITY NORTH WEST LIMITED | FOSSIL - GAS | ENGINE (COMBUSTION / RECIPROCATING) | NO | 0 | 0 | 48 |  |  |  | 0 | 0 | 0 |  |  |  | 0 | 0 | 0 | NO | ACCEPTED TO CONNECT | 0 | 0 | 0 | 0 | 0 |  | 50.5263 | 48 | 50.526315789473685 | 0 | 0 | 2016-07-24 | 2025-10-01 00:00:00 | NO | NO |  | TO BE CONFIRMED |  | TR-03 | 2023-08-14 | 54.0235266635294, -2.8925713943631313
1700000000000 | [5 empty] | 1700000000000 | SSE GENERATION LTD | CASSLEY POWER STATION | GENERATOR 2 IMPORT | BY OVERSCRAIG | LAIRG | SUTHERLAND | IV27 4NY | SCOTLAND | 241385 | 923459 | CASSLEY | DATA NOT APPLICABLE | CASSLEY GRID | 33 | SCOTTISH HYDRO ELECTRIC POWER DISTRIBUTION PLC | HYDRO (TO BE CONFIRMED) | HYDRO POWER SYSTEM | NO | DATA NOT AVAILABLE | DATA NOT AVAILABLE | 7.914 | DATA NOT AVAILABLE | DATA NOT AVAILABLE | DATA NOT AVAILABLE | DATA NOT AVAILABLE | DATA NOT AVAILABLE | DATA NOT AVAILABLE | DATA NOT AVAILABLE | DATA NOT AVAILABLE | DATA NOT AVAILABLE | DATA NOT AVAILABLE | DATA NOT AVAILABLE | DATA NOT AVAILABLE | YES | CONNECTED | 7.914 | 7.914 | 8.33 | DATA NOT AVAILABLE | DATA NOT AVAILABLE | DATA NOT AVAILABLE | DATA NOT AVAILABLE | DATA NOT AVAILABLE | DATA NOT AVAILABLE | DATA NOT AVAILABLE | DATA NOT AVAILABLE | DATA NOT AVAILABLE | DATA NOT AVAILABLE | Y | DATA NOT AVAILABLE | DATA NOT AVAILABLE | DATA NOT AVAILABLE | DATA NOT AVAILABLE | DATA NOT AVAILABLE | 44160
1700000000000 | [5 empty] | 1700000000000 | SSE GENERATION LTD | KILMELFORD POWER STATION | GENERATOR 1 IMPORT | KILMELFORD | OBAN | ARGYLL | PA34 4XA | SCOTLAND | 183862 | 712462 | TAYNUILT | DATA NOT APPLICABLE | TAYNUILT GRID | 33 | SCOTTISH HYDRO ELECTRIC POWER DISTRIBUTION PLC | HYDRO (TO BE CONFIRMED) | HYDRO POWER SYSTEM | NO | DATA NOT AVAILABLE | DATA NOT AVAILABLE | 1.9 | DATA NOT AVAILABLE | DATA NOT AVAILABLE | DATA NOT AVAILABLE | DATA NOT AVAILABLE | DATA NOT AVAILABLE | DATA NOT AVAILABLE | DATA NOT AVAILABLE | DATA NOT AVAILABLE | DATA NOT AVAILABLE | DATA NOT AVAILABLE | DATA NOT AVAILABLE | DATA NOT AVAILABLE | YES | CONNECTED | 1.9 | 1.9 | 2 | DATA NOT AVAILABLE | DATA NOT AVAILABLE | DATA NOT AVAILABLE | DATA NOT AVAILABLE | DATA NOT AVAILABLE | DATA NOT AVAILABLE | DATA NOT AVAILABLE | DATA NOT AVAILABLE | DATA NOT AVAILABLE | DATA NOT AVAILABLE | Y | DATA NOT AVAILABLE | DATA NOT AVAILABLE | DATA NOT AVAILABLE | DATA NOT AVAILABLE | DATA NOT AVAILABLE | 44160
1700000000000 | [5 empty] | DATA NOT AVAILABLE | SSE GENERATION LTD | LERWICK PS (G11) | LERWICK PS (G11) | LERWICK | SHETLAND | SHETLAND ISLANDS | ZE1 0PS | SCOTLAND | 446456 | 1142794 | GREMISTA | DATA NOT APPLICABLE | GREMISTA | 11 | SCOTTISH HYDRO ELECTRIC POWER DISTRIBUTION PLC | OTHER | OTHER | NO | DATA NOT AVAILABLE | DATA NOT AVAILABLE | 4.275 | DATA NOT AVAILABLE | DATA NOT AVAILABLE | DATA NOT AVAILABLE | DATA NOT AVAILABLE | DATA NOT AVAILABLE | DATA NOT AVAILABLE | DATA NOT AVAILABLE | DATA NOT AVAILABLE | DATA NOT AVAILABLE | DATA NOT AVAILABLE | DATA NOT AVAILABLE | DATA NOT AVAILABLE | NO | CONNECTED | 4.275 | 4.275 | 4.5 | DATA NOT AVAILABLE | DATA NOT AVAILABLE | DATA NOT AVAILABLE | DATA NOT AVAILABLE | DATA NOT AVAILABLE | DATA NOT AVAILABLE | DATA NOT AVAILABLE | DATA NOT AVAILABLE | DATA NOT AVAILABLE | DATA NOT AVAILABLE | N | DATA NOT AVAILABLE | DATA NOT AVAILABLE | DATA NOT AVAILABLE | DATA NOT AVAILABLE | DATA NOT AVAILABLE | 44034
1620000595442 | [5 empty] | 1620000595424 | CUMBRIA WIND LIMITED | LOWCA WIND FARM |  |  | WHITEHAVEN | CUMBRIA | CA28 6QS | ENGLAND | 298553 | 523636 | HARKER ENWL SGTS 1 2 3A 4 / HUTTON GSP GROUP | STAINBURN & SIDDICK | HDA NO1 & HDA NO2 | 11 | ELECTRICITY NORTH WEST LIMITED | WIND | ONSHORE WIND TURBINES | NO | 0 | 0 | 4.62 |  |  |  | 0 | 0 | 0 |  |  |  | 0 | 0 | 0 | NO | CONNECTED | 4.62 | 4.56 | 4.8 | 0.038 | 0.04 | 2000-03-01 |  |  |  | 0 | 0 |  |  | NO | NO |  |  |  |  | 2021-12-06 | 54.59768238204242, -3.571750176123184
DATA NOT AVAILABLE | [5 empty] | DATA NOT AVAILABLE | BALANCE PROJECTS LTD | LOW DYKE | LOW DYKE | CALTHWAITE | PENRITH | CUMBRIA | CA11 9PS | ENGLAND | 346152 | 538804 | HARKER ENWL SGTS 1 2 3A 4 / HUTTON GSP GROUP | PENRITH & SHAP | HUTTON END & SKELTON C | 11 | ELECTRICITY NORTH WEST LIMITED | STORED ENERGY (ALL STORED ENERGY IRRESPECTVE OF THE ORIGINAL ENERGY SOURCE) | STORAGE - OTHER | NO | 0 | 1 | 6 |  |  |  | 0 | 0 | 0 |  |  |  | 0 | 0 | 0 | NO | ACCEPTED TO CONNECT | 0 | 0 | 0 | 0 | 0 |  | 6 | 5.6999999999999993 | 6 | 0 | 0 | 2017-08-03 |  | NO | NO |  | TO BE CONFIRMED |  |  | 2021-12-06 | 54.741302114543466, -2.837922576738413
DATA NOT AVAILABLE | [5 empty] | DATA NOT AVAILABLE | STOR 101 LTD | LONGRIDGE | LONGRIDGE ROAD | RIBLETON | PRESTON | LANCASHIRE | PR2 6RH | ENGLAND | 357197 | 432396 | PENWORTHAM EAST GSP / ROCHDALE SGT 1 GROUP | PRESTON EAST | - | 33 | ELECTRICITY NORTH WEST LIMITED | FOSSIL - OIL | ENGINE (COMBUSTION / RECIPROCATING) | NO | 0 | 0 | 20 |  |  |  | 0 | 0 | 0 |  |  |  | 0 | 0 | 0 | NO | ACCEPTED TO CONNECT | 0 | 0 | 0 | 0 | 0 |  | 21.0526 | 20 | 21.05263157894737 | 0 | 0 | 2016-07-21 |  | NO | NO |  | TO BE CONFIRMED |  |  | 2024-03-14 | 53.786113981546514, -2.651126995009987
1700000000000 | [5 empty] | DATA NOT AVAILABLE | SSE GENERATION LTD | LERWICK PS G14 | LERWICK PS G14 | LERWICK | SHETLAND | SHETLAND ISLANDS | ZE1 0PS | SCOTLAND | 446456 | 1142794 | GREMISTA | DATA NOT APPLICABLE | GREMISTA | 11 | SCOTTISH HYDRO ELECTRIC POWER DISTRIBUTION PLC | HYDROGEN | ENGINE (COMBUSTION / RECIPROCATING) | YES | DATA NOT AVAILABLE | DATA NOT AVAILABLE | 4.275 | DATA NOT AVAILABLE | DATA NOT AVAILABLE | DATA NOT AVAILABLE | DATA NOT AVAILABLE | DATA NOT AVAILABLE | DATA NOT AVAILABLE | DATA NOT AVAILABLE | DATA NOT AVAILABLE | DATA NOT AVAILABLE | DATA NOT AVAILABLE | DATA NOT AVAILABLE | DATA NOT AVAILABLE | NO | CONNECTED | 4.275 | 4.275 | 4.5 | DATA NOT AVAILABLE | DATA NOT AVAILABLE | DATA NOT AVAILABLE | DATA NOT AVAILABLE | DATA NOT AVAILABLE | DATA NOT AVAILABLE | DATA NOT AVAILABLE | DATA NOT AVAILABLE | DATA NOT AVAILABLE | DATA NOT AVAILABLE | N | DATA NOT AVAILABLE | DATA NOT AVAILABLE | DATA NOT AVAILABLE | DATA NOT AVAILABLE | DATA NOT AVAILABLE | 44034
1640000850842 | [5 empty] | 1640000850824 | DATA NOT AVAILABLE | LASCAR WORKS | SCHOOL BROW | SCHOOL BROW | BURY | GREATER MANCHESTER | BL9 0LA | ENGLAND | 380422 | 411007 | KEARSLEY 132 GSP | BURY | - | 33 | ELECTRICITY NORTH WEST LIMITED | STORED ENERGY (ALL STORED ENERGY IRRESPECTVE OF THE ORIGINAL ENERGY SOURCE) | STORAGE - ELECTROCHEMICAL (BATTERIES) | NO | 0 | 0 | 20 |  |  |  | 0 | 0 | 0 |  |  |  | 0 | 0 | 0 | NO | CONNECTED | 20 | 19 | 20 | 19 | 20 | 2019-05-01 |  |  |  | 0 | 0 |  |  | NO | NO |  |  |  |  | 2021-12-06 | 53.595266445611514, -2.2972773661945833
DATA NOT AVAILABLE | [5 empty] | DATA NOT AVAILABLE | AMP ENERGY SERVICES LTD | LAND WEST OF CLARENCE STREET | CLARENCE STREET |  | STALYBRIDGE | GREATER MANCHESTER | SK15 1QH | ENGLAND | 395195 | 398656 | STALYBRIDGE GSP | HARTSHEAD-HEYROD | TAME VALLEY | 6.6 | ELECTRICITY NORTH WEST LIMITED | FOSSIL - COAL GAS | ENGINE (COMBUSTION / RECIPROCATING) | NO | 0 | 0 | 2.5 |  |  |  | 0 | 0 | 0 |  |  |  | 0 | 0 | 0 | NO | ACCEPTED TO CONNECT | 0 | 0 | 0 | 0 | 0 |  | 2.5 | 2.375 | 2.5 | 0.0665 | 0.07 | 2019-01-22 |  | NO | NO |  | TO BE CONFIRMED |  |  | 2021-12-06 | 53.48459831031553, -2.0738779969191494
DATA NOT AVAILABLE | [5 empty] | DATA NOT AVAILABLE | EEB17 LIMITED | LAND AT HIGH PARK FOOT | ROADHEAD | ROADHEAD | CARLISLE | CUMBRIA | CA6 6NH | ENGLAND | 350850 | 573675 | HARKER ENWL SGTS 1 2 3A 4 / HUTTON GSP GROUP | CARLISLE | - | 33 | ELECTRICITY NORTH WEST LIMITED | SOLAR | PHOTOVOLTAIC | NO | 0 | 0 | 20 |  |  |  | 0 | 0 | 0 |  |  |  | 0 | 0 | 0 | NO | ACCEPTED TO CONNECT | 0 | 0 | 0 | 0 | 0 |  | 21.0526 | 20 | 21.05263157894737 | 0 | 0 | 2015-04-21 | 2025-01-01 00:00:00 | NO | NO |  | TO BE CONFIRMED |  | TR-01 | 2021-12-06 | 55.05511774155753, -2.7709220893004707
DATA NOT AVAILABLE | [5 empty] | DATA NOT AVAILABLE | AMP ENERGY SERVICES LTD | LAND AND BUILDINGS NORTH EAST OF BRYN ROAD |  | ASHTON-IN-MAKERFIELD | WIGAN | GREATER MANCHESTER | WN4 8BU | ENGLAND | 357825 | 400391 | SPEN - OUT OF AREA | GOLBORNE | ASHTON (GOLBORNE) | 11 | ELECTRICITY NORTH WEST LIMITED | FOSSIL - COAL GAS | ENGINE (COMBUSTION / RECIPROCATING) | NO | 0 | 0 | 7 |  |  |  | 0 | 0 | 0 |  |  |  | 0 | 0 | 0 | NO | ACCEPTED TO CONNECT | 0 | 0 | 0 | 0 | 0 |  | 7 | 6.6499999999999995 | 7 | 0.1425 | 0.15 | 2019-08-09 |  | NO | NO |  | TO BE CONFIRMED |  |  | 2021-12-06 | 53.49851629267766, -2.637243579435451
1620000703620 | [5 empty] | 1620000703611 | BEAUFORT WIND LTD | LAMBRIGG WIND FARM |  |  | KENDAL | CUMBRIA | LA8 0DL | ENGLAND | 358589 | 493320 | HARKER ENWL SGTS 1 2 3A 4 / HUTTON GSP GROUP | KENDAL (PARKSIDE RD) | - | 33 | ELECTRICITY NORTH WEST LIMITED | WIND | ONSHORE WIND TURBINES | NO | 0 | 0 | 6.5 |  |  |  | 0 | 0 | 0 |  |  |  | 0 | 0 | 0 | NO | CONNECTED | 6.5 | 7.79 | 8.2 | 0.038 | 0.04 | 2001-09-22 |  |  |  | 0 | 0 |  |  | NO | NO |  |  |  |  | 2021-12-06 | 54.33375142405368, -2.638345268353138
1620000366875 | [5 empty] | 1620000418238 | BEAUFORT WIND LTD | KIRKBY MOOR WIND FARM |  |  | KIRKBY-IN-FURNESS | CUMBRIA | LA17 7UN | ENGLAND | 326102 | 482987 | HARKER ENWL SGTS 1 2 3A 4 / HUTTON GSP GROUP | ULVERSTON | KIRKBY MOOR | 11 | ELECTRICITY NORTH WEST LIMITED | WIND | ONSHORE WIND TURBINES | NO | 0 | 0 | 4.8 |  |  |  | 0 | 0 | 0 |  |  |  | 0 | 0 | 0 | NO | CONNECTED | 4.8 | 4.75 | 5 | 0.038 | 0.04 | 1993-09-01 |  |  |  | 0 | 0 |  |  | NO | NO |  |  |  |  | 2021-12-06 | 54.23722716539371, -3.135306665811287
DATA NOT AVAILABLE | [5 empty] | DATA NOT AVAILABLE | N POWER RENEWABLES | KIELDER HYDRO |  |  | KIELDER |  | NE48 1ND | ENGLAND | 368265 | 587787 | HARKER ENWL SGTS 1 2 3A 4 / HUTTON GSP GROUP | SPADEADAM 11/33KV | - | 33 | ELECTRICITY NORTH WEST LIMITED | WATER (FLOWING WATER OR HEAD OF WATER) | HYDRO - RUN OF RIVER | NO | 0 | 0 | 5.6 |  |  |  | 0 | 0 | 0 |  |  |  | 0 | 0 | 0 | NO | CONNECTED | 5.6 | 5.32 | 5.6 | 0 | 0 | 2018-09-01 |  |  |  | 0 | 0 |  |  | NO | NO |  |  |  |  | 2021-12-06 | 55.18334441998275, -2.499906954517129
1700000000000 | [5 empty] | DATA NOT AVAILABLE | SSE GENERATION LTD OWN USEASSOCIATED | GENERATOR 5,6 & 7 | EXPORT SUPPLY | ARNISH GENERATING STATION | ISLE OF LEWIS | EILEAN SIAR | HS2 9AY | SCOTLAND | 119631 | 941812 | ARDMORE GRID | DATA NOT APPLICABLE | DATA NOT AVAILABLE | DATA NOT AVAILABLE | SCOTTISH HYDRO ELECTRIC POWER DISTRIBUTION PLC | DATA NOT AVAILABLE | ENGINE (COMBUSTION / RECIPROCATING) | NO | DATA NOT AVAILABLE | DATA NOT AVAILABLE | 1.568 | DATA NOT AVAILABLE | DATA NOT AVAILABLE | DATA NOT AVAILABLE | DATA NOT AVAILABLE | DATA NOT AVAILABLE | DATA NOT AVAILABLE | DATA NOT AVAILABLE | DATA NOT AVAILABLE | DATA NOT AVAILABLE | DATA NOT AVAILABLE | DATA NOT AVAILABLE | DATA NOT AVAILABLE | NO | CONNECTED | 1.568 | 1.568 | 1.65 | DATA NOT AVAILABLE | DATA NOT AVAILABLE | DATA NOT AVAILABLE | DATA NOT AVAILABLE | DATA NOT AVAILABLE | DATA NOT AVAILABLE | DATA NOT AVAILABLE | DATA NOT AVAILABLE | DATA NOT AVAILABLE | DATA NOT AVAILABLE | N | DATA NOT AVAILABLE | DATA NOT AVAILABLE | DATA NOT AVAILABLE | DATA NOT AVAILABLE | DATA NOT AVAILABLE | 44105
DATA NOT AVAILABLE | [5 empty] | DATA NOT AVAILABLE | ENERGY CONTOUR | HYNDBURN WINDFARM EXTENSION | HASLINGDON OLD ROAD | OSWALDTWISTLE | BLACKBURN | LANCASHIRE | BB5 3RP | ENGLAND | 373431 | 425450 | PENWORTHAM EAST GSP / ROCHDALE SGT 1 GROUP | BLACKBURN | - | 33 | ELECTRICITY NORTH WEST LIMITED | WIND | ONSHORE WIND TURBINES | NO | 0 | 0 | 8.2 |  |  |  | 0 | 0 | 0 |  |  |  | 0 | 0 | 0 | NO | ACCEPTED TO CONNECT | 0 | 0 | 0 | 0 | 0 |  | 8.6316 | 8.1999999999999993 | 8.6315789473684212 | 0 | 0 | 2013-10-28 |  | NO | NO |  | TO BE CONFIRMED |  |  | 2024-03-14 | 53.724770020162524, -2.4041427422821213
1640000177316 | [5 empty] | 1640000177307 | ENERGIEKONTOR UK HY GMBH & CO. WP HYNDBU | HYNDBURN WIND FARM | HASLINGDEN OLD ROAD | HASLINGDEN OLD ROAD | ACCRINGTON | LANCASHIRE | BB5 3RT | ENGLAND | 374590 | 425063 | PENWORTHAM EAST GSP / ROCHDALE SGT 1 GROUP | BLACKBURN | - | 33 | ELECTRICITY NORTH WEST LIMITED | WIND | ONSHORE WIND TURBINES | NO | 0 | 0 | 25.102 |  |  |  | 0 | 0 | 0 |  |  |  | 0 | 0 | 0 | NO | CONNECTED | 25.102 | 23.8469 | 25.102 | 0.3895 | 0.41 | 2013-04-01 |  |  |  | 0 | 0 |  |  | NO | NO |  |  |  |  | 2021-12-06 | 53.72134970512969, -2.3865461296863613
1700000000000 | [5 empty] | DATA NOT AVAILABLE | SSE GENERATION LTD OWN USEASSOCIATED | GENERATOR 5,6 & 7 | EXPORT SUPPLY | ARNISH GENERATING STATION | ISLE OF LEWIS | EILEAN SIAR | HS2 9AY | SCOTLAND | 119631 | 941812 | ARDMORE GRID | DATA NOT APPLICABLE | DATA NOT AVAILABLE | DATA NOT AVAILABLE | SCOTTISH HYDRO ELECTRIC POWER DISTRIBUTION PLC | DATA NOT AVAILABLE | ENGINE (COMBUSTION / RECIPROCATING) | NO | DATA NOT AVAILABLE | DATA NOT AVAILABLE | 1.568 | DATA NOT AVAILABLE | DATA NOT AVAILABLE | DATA NOT AVAILABLE | DATA NOT AVAILABLE | DATA NOT AVAILABLE | DATA NOT AVAILABLE | DATA NOT AVAILABLE | DATA NOT AVAILABLE | DATA NOT AVAILABLE | DATA NOT AVAILABLE | DATA NOT AVAILABLE | DATA NOT AVAILABLE | NO | CONNECTED | 1.568 | 1.568 | 1.65 | DATA NOT AVAILABLE | DATA NOT AVAILABLE | DATA NOT AVAILABLE | DATA NOT AVAILABLE | DATA NOT AVAILABLE | DATA NOT AVAILABLE | DATA NOT AVAILABLE | DATA NOT AVAILABLE | DATA NOT AVAILABLE | DATA NOT AVAILABLE | N | DATA NOT AVAILABLE | DATA NOT AVAILABLE | DATA NOT AVAILABLE | DATA NOT AVAILABLE | DATA NOT AVAILABLE | 44105
1630000286436 | [5 empty] | 1630000286427 | HIGH POW LTD | HIGH POWE WIND FARM |  | BOLTON NEW HOUSES | WIGTON | CUMBRIA | CA7 8NH | ENGLAND | 324947 | 542718 | HARKER ENWL SGTS 1 2 3A 4 / HUTTON GSP GROUP | CARLISLE | WIGTON | 11 | ELECTRICITY NORTH WEST LIMITED | WATER (FLOWING WATER OR HEAD OF WATER) | HYDRO - RUN OF RIVER | NO | 0 | 0 | 3.9 |  |  |  | 0 | 0 | 0 |  |  |  | 0 | 0 | 0 | NO | CONNECTED | 3.9 | 3.705 | 3.9 | 0.038 | 0.04 | 2007-03-03 |  |  |  | 0 | 0 |  |  | NO | NO |  |  |  |  | 2021-12-06 | 54.773744738236445, -3.168239173498896
1640000429260 | [5 empty] | 1640000429260 | BANKS RENEWABLES (HEYSHAM SOUTH WIND FARM) LIMITED | HEYSHAM SOUTH WIND FARM | A683 |  | HEYSHAM | LANCASHIRE | LA3 3ES | ENGLAND | 342655 | 459790 | HEYSHAM GSP | TRIMPELL | TRIMPELL | 11 | ELECTRICITY NORTH WEST LIMITED | WIND | ONSHORE WIND TURBINES | NO | 0 | 0 | 7.5 |  |  |  | 0 | 0 | 0 |  |  |  | 0 | 0 | 0 | NO | CONNECTED | 7.5 | 7.5003 | 7.895 | 0.11875 | 0.125 | 2014-09-01 |  |  |  | 0 | 0 |  |  | NO | NO |  |  |  |  | 2021-12-06 | 54.03089485449964, -2.8769583781338866
1200010108690 | [6 empty] | St Bartholomews Hospital | St Bartholomews Hospital | ST BARTHOLOMEWS HOSPITAL | LITTLE BRITAIN | CITY OF LONDON | LONDON | EC1A 7BE | England | 531927 | 181561 | City Road 132kV | - | City Rd B 11kV | 11 | London Power Networks (LPN) | Fossil - Gas | Engine (combustion / reciprocating) |  |  |  | 1.44 | [12 empty] | No | Connected | 1.44 | 1.44 | 1.8 |  |  | 2016-02-19 | [13 empty] | 2020-11-13 | -0.068215 | 51.5049 | 51.5048878051651, -0.0682152954797444 | LPN-S000000000673 | Storage
1640000082295 | [5 empty] | 1640000082286 | INNOGY RENEWABLES UK LIMITED | HELLRIGG WIND FARM | PARK HEAD FARM | SILLOTH | WIGTON | CUMBRIA | CA7 4PZ | ENGLAND | 313653 | 551058 | HARKER ENWL SGTS 1 2 3A 4 / HUTTON GSP GROUP | CARLISLE | - | 33 | ELECTRICITY NORTH WEST LIMITED | WIND | ONSHORE WIND TURBINES | NO | 0 | 0 | 10 |  |  |  | 0 | 0 | 0 |  |  |  | 0 | 0 | 0 | NO | CONNECTED | 10 | 8.74 | 9.2 | 0.152 | 0.16 | 2011-08-22 |  |  |  | 0 | 0 |  |  | NO | NO |  |  |  |  | 2021-12-06 | 54.846853296211385, -3.346246408031049
1574000184973 | [5 empty] | Data Not Available | St Bedes Landfill Site | St Bedes Landfill Site | Station Lane | Birtley | Chester Le Street | County Durham | DH2 1AJ | England | 426423 | 555841 | Stella South | Ravensworth | Birtley Grove 66/20kV | 20 | Northern Powergrid (Northeast) plc | Other | Other | No | Data Not Applicable | Data Not Applicable | 3.42 | Data Not Available | Data Not Available | Data Not Available | Data Not Available | Data Not Available | Data Not Available | Data Not Available | Data Not Available | Data Not Available | Data Not Available | Data Not Available | Data Not Available | No | Connected | 3.42 | 3.04 | 3.2 | Data Not Available | Data Not Available | 2001-01-15 00:00:00 | Data Not Applicable | Data Not Applicable | 3.6 | Data Not Applicable | Data Not Applicable | Data Not Available | Data Not Available | Data Not Available | Data Not Available | Data Not Available | Data Not Available | Data Not Available | Data Not Available | 2017-03-08 | 54.89660788542318, -1.5895356371929161 |  | 2001-01-15 | Gateshead
1640000319159 | [5 empty] | 1640000319177 | INNOGY RENEWABLES UK LIMITED | HAMELDON HILL WIND FARM 1 | ACCRINGTON ROAD | HAPTON | BURNLEY | LANCASHIRE | BB11 5QJ | ENGLAND | 380310 | 430610 | PADIHAM GSP | HUNCOAT | - | 33 | ELECTRICITY NORTH WEST LIMITED | WIND | ONSHORE WIND TURBINES | NO | 0 | 0 | 6 |  |  |  | 0 | 0 | 0 |  |  |  | 0 | 0 | 0 | NO | CONNECTED | 6 | 6.0002 | 6.316 | 0.095 | 0.1 | 2013-10-01 |  |  |  | 0 | 0 |  |  | NO | NO |  |  |  |  | 2021-12-06 | 53.771454087022164, -2.3002211270182893
1640000544501 | [5 empty] | 1640000544496 | GRIMSARGH SOLAR LTD | GRIMSARGH SOLAR |  | GRIMSARGH | PRESTON | LANCASHIRE | PR2 5LE | ENGLAND | 358897 | 433259 | PENWORTHAM EAST GSP / ROCHDALE SGT 1 GROUP | PRESTON EAST | PRESTON EAST | 6.6 | ELECTRICITY NORTH WEST LIMITED | SOLAR | PHOTOVOLTAIC | NO | 0 | 0 | 2.475 |  |  |  | 0 | 0 | 0 |  |  |  | 0 | 0 | 0 | NO | CONNECTED | 2.475 | 2.3512 | 2.475 | 0.02375 | 0.025 | 2016-03-01 |  |  |  | 0 | 0 |  |  | NO | NO |  |  |  |  | 2021-12-06 | 53.79400750888362, -2.625442234364146
DATA NOT AVAILABLE | [5 empty] | DATA NOT AVAILABLE | ALKANE ENERGY UK LTD | GOLDBORNE ENERGY PARK, OFF KIDGROVE ROAD, WARRINGTON | OFF KIDGROVE ROAD |  | WARRINGTON | CHESHIRE | WA3 3DP | ENGLAND | 360488 | 398104 | SPEN - OUT OF AREA | GOLBORNE | GOLBORNE | 11 | ELECTRICITY NORTH WEST LIMITED | FOSSIL - COAL GAS | ENGINE (COMBUSTION / RECIPROCATING) | NO | 0 | 0 | 6 |  |  |  | 0 | 0 | 0 |  |  |  | 0 | 0 | 0 | NO | ACCEPTED TO CONNECT | 0 | 0 | 0 | 0 | 0 |  | 7.443 | 5.6999999999999993 | 6 | 0.095 | 0.1 | 2017-02-09 |  | NO | NO |  | TO BE CONFIRMED |  |  | 2021-12-06 | 53.47816822752269, -2.596813425232425
2300000234224 | [5 empty] | Data Not Available | St James' Hospital | St James' Hospital | Beckett Street | Harehills | Leeds | West Yorkshire | LS9 7TF | England | 431586 | 434686 | Skelton Grange | Leeds East | Burmantofts | 11 | Northern Powergrid (Yorkshire) plc | Fossil - Gas | Steam turbine (thermal power plant) | Yes | Data Not Applicable | Data Not Applicable | 5.7 | Data Not Available | Data Not Available | Data Not Available | Data Not Available | Data Not Available | Data Not Available | Data Not Available | Data Not Available | Data Not Available | Data Not Available | Data Not Available | Data Not Available | No | Connected | 5.7 | 4.275 | 4.5 | Data Not Available | Data Not Available | 2000-07-24 00:00:00 | Data Not Applicable | Data Not Applicable | 6 | Data Not Applicable | Data Not Applicable | Data Not Available | Data Not Available | Data Not Available | Data Not Available | Data Not Available | Data Not Available | Data Not Available | Data Not Available | 2017-03-08 | 53.80751353546415, -1.5218396036241297 |  | 2000-07-24 | Leeds
DATA NOT AVAILABLE | [5 empty] | DATA NOT AVAILABLE | UNITED UTILITIES | FRANKLAW WATER TREATMENT | RESERVOIR ROAD |  | WYRE | LANCASHIRE | PR3 0PJ | ENGLAND | 349397 | 442356 | PENWORTHAM EAST GSP / ROCHDALE SGT 1 GROUP | RIBBLE | CATTERALL WATERWORKS | 6.6 | ELECTRICITY NORTH WEST LIMITED | SOLAR | PHOTOVOLTAIC | NO | 0 | 0 | 3.8 |  |  |  | 0 | 0 | 0 |  |  |  | 0 | 0 | 0 | NO | CONNECTED | 0 | 0 | 0 | 0 | 0 |  | 4 | 5.2 | 5.46 | 4.4479 | 4.682 | 2020-06-29 |  | NO | NO |  | TO BE CONFIRMED |  |  | 2024-03-14 | 53.874923963579775, -2.771144247209392
1640000082630 | [5 empty] | 1640000082620 | FLIMBY WIND ENERGY LIMITED | FLIMBY WIND FARM |  | FLIMBY | MARYPORT | CUMBRIA | CA15 8QX | ENGLAND | 303822 | 532889 | HARKER ENWL SGTS 1 2 3A 4 / HUTTON GSP GROUP | STAINBURN & SIDDICK | - | 33 | ELECTRICITY NORTH WEST LIMITED | WIND | ONSHORE WIND TURBINES | NO | 0 | 0 | 7.5 |  |  |  | 0 | 0 | 0 |  |  |  | 0 | 0 | 0 | NO | CONNECTED | 7.5 | 7.125 | 7.5 | 0.0475 | 0.05 | 2012-12-01 |  |  |  | 0 | 0 |  |  | NO | NO |  |  |  |  | 2021-12-06 | 54.6818393930719, -3.4932703615251968
1640000649418 | [5 empty] | 1640000649393 | FELL VIEW SOLAR LTD | FELL VIEW SOLAR FARM | PRESTON ROAD | GRIMSARGH | PRESTON | LANCASHIRE | PR2 5SB | ENGLAND | 358858 | 433211 | PENWORTHAM EAST GSP / ROCHDALE SGT 1 GROUP | PRESTON EAST | PRESTON EAST | 6.6 | ELECTRICITY NORTH WEST LIMITED | STORED ENERGY (ALL STORED ENERGY IRRESPECTVE OF THE ORIGINAL ENERGY SOURCE) | STORAGE - ELECTROCHEMICAL (BATTERIES) | NO | 0 | 0 | 1.2 |  |  |  | 0 | 0 | 0 |  |  |  | 0 | 0 | 0 | NO | CONNECTED | 1.2 | 1.14 | 1.2 | 1.14 | 1.2 | 2016-06-01 |  |  |  | 0 | 0 |  |  | NO | NO |  |  |  |  | 2021-12-06 | 53.79357302233044, -2.6260278055762036
1650000186024 | [5 empty] | 1650000186015 | WEST DIDSBURY STORAGE LTD | FAIRY LANE (ESS OPTION) | FAIRY LANE | - | SALE | GREATER MANCHESTER | M33 2JU | ENGLAND | 381510 | 391435 | SOUTH MANCHESTER GSP |  |  | 132 | ELECTRICITY NORTH WEST LIMITED | STORED ENERGY (ALL STORED ENERGY IRRESPECTVE OF THE ORIGINAL ENERGY SOURCE) | STORAGE - ELECTROCHEMICAL (BATTERIES) | NO | 0 | 1 | 49.9 |  |  |  | 0 | 0 | 0 |  |  |  | 0 | 0 | 0 | NO | CONNECTED | 49.9 | 49.9 | 0 | 49.9 | 0 | 2023-11-17 |  |  |  | 0 | 0 |  |  | NO | NO |  | TO BE CONFIRMED |  |  | 2024-03-14 | 53.41938744632067, -2.2796774366509664
1900060225194 | [5 empty] | Data not available | ST REGIS PAPER COMPANY LIMITED | GROVEHURST ENERGY | KEMSLEY MILL |  | SITTINGBOURNE | KENT | ME10 2TD | England | 591634 | 166162 | Kemsley SGT | Grovehurst Energy 33kV |  | 33 | South Eastern Power Networks (SPN) | Fossil - Gas | Steam-gas turbine (CCGT) | Yes |  |  | 42 | [12 empty] | No | Connected | 42 | 42 | 44.211 |  |  | 1995-11-01 | [13 empty] | 2022-10-14 | 0.44971 | 51.3287 | 51.328689090277, 0.449709571784077 |  | Fossil fuel
Data not available | [6 empty] | St Thomas Hospital | St Thomas Hospital | LAMBETH PALACE ROAD |  | LAMBETH | LONDON | SE1 7EH | England | 531814 | 179442 | City Road 132kV | Bankside D 20kV |  | 11 | London Power Networks (LPN) | Fossil - Gas | Engine (combustion / reciprocating) |  |  |  | 3.2 | [12 empty] | No | Connected | 3.2 | 3.2 | 4 |  |  | 2008-01-01 | [13 empty] | 2020-11-13 | -0.08899 | 51.5046 | 51.5046436409894, -0.0889896184382673 | LPN-S000000000915 | Fossil fuel
1200060654729 | [6 empty] | St. Georges Hospital | St. Georges Hospital | BLACKSHAW ROAD |  | Tooting | LONDON | SW17 0QT | England | 526925 | 171325 | Wimbledon Grid South 3/4 | Wimbledon Grid C 33kV | Durnsford Rd 11kV | 11 | London Power Networks (LPN) | Fossil - Gas | Engine (combustion / reciprocating) |  |  |  | 5.325 | [12 empty] | No | Connected | 5.325 | 5.325 | 6.656 |  |  | 2017-05-30 | [13 empty] | 2020-11-13 | -0.27169 | 51.537 | 51.5369640989263, -0.271686131145492 | LPN-S000000000240 | Solar PV
1640000656994 | [5 empty] | 1600000137460 | UNITED UTILITIES WATER LTD | NORTH LONSDALE ROAD | HEATHSIDE PARK ROAD |  | STOCKPORT | GREATER MANCHESTER | SK3 0PT | ENGLAND | 386912 | 389821 | BREDBURY GSP | ADSWOOD | CHEADLE HEATH | 6.6 | ELECTRICITY NORTH WEST LIMITED | SOLAR | PHOTOVOLTAIC | YES | 0 | 0 | 1.4 | BIOFUEL - BIOGAS FROM ANAEROBIC DIGESTION (EXCLUDING LANDFILL & SEWAGE) | ENGINE (COMBUSTION / RECIPROCATING) |  | 0 | 0 | 0.9994 |  |  |  | 0 | 0 | 0 | NO | CONNECTED | 2.3994 | 1.7575 | 1.85 | 1.7328 | 1.824 | 2018-05-01 |  |  |  | 0 | 0 |  |  | NO | NO |  |  |  |  | 2021-12-06 | 53.40504288231291, -2.1983287150037216
1200001071622 | [6 empty] | St. Marys Hospital | St. Marys Hospital | PRAED STREET |  | Paddington | LONDON | W2 1NY | England | 526777 | 181376 | Lodge Road 66kV | - | Hyde Park Estate A 11kV | 11 | London Power Networks (LPN) | Fossil - Oil | Engine (combustion / reciprocating) |  |  |  | 1.6 | [12 empty] | No | Connected | 1.6 | 1.6 | 2 |  |  | 2007-10-12 | [13 empty] | 2021-12-14 | -0.16304 | 51.4996 | 51.4995950808854, -0.163040546066031 | LPN-S000000000330 | Fossil fuel
1640000630816 | [5 empty] | 1640000630807 | MOSS THORN SOLAR LTD | LOWER ECCLESHILL ROAD | PALLET HILL |  | PENRITH | CUMBRIA | CA11 0BY | ENGLAND | 348399 | 530583 | HARKER ENWL SGTS 1 2 3A 4 / HUTTON GSP GROUP | PENRITH & SHAP | NEWTONGATE T11 & T12 | 11 | ELECTRICITY NORTH WEST LIMITED | SOLAR | PHOTOVOLTAIC | YES | 0 | 0 | 4.08 |  |  |  | 0 | 0 | 0 |  |  |  | 0 | 0 | 0 | NO | CONNECTED | 4.08 | 3.876 | 4.08 | 0.0475 | 0.05 | 2017-03-14 |  |  |  | 0 | 0 |  |  | NO | NO |  |  |  |  | 2021-12-06 | 54.667666756705636, -2.8015661772304505
1640000637342 | [5 empty] | 1640000637333 | GSII CLAY CROSS LIMITED | RAY LANE | ST. HELENS LANE, FLIMBY | SIDDICK | WORKINGTON | CUMBRIA | CA14 1LG | ENGLAND | 301186 | 532448 | HARKER ENWL SGTS 1 2 3A 4 / HUTTON GSP GROUP | STAINBURN & SIDDICK | SIDDICK | 11 | ELECTRICITY NORTH WEST LIMITED | SOLAR | PHOTOVOLTAIC | YES | 0 | 0 | 4.2 |  |  |  | 0 | 0 | 0 |  |  |  | 0 | 0 | 0 | NO | CONNECTED | 4.2 | 3.99 | 4.2 | 0.02375 | 0.025 | 2017-03-14 |  |  |  | 0 | 0 |  |  | NO | NO |  |  |  |  | 2021-12-06 | 54.67736703014324, -3.5339900705334997
1030079555856 | [6 empty] | STAFFORD RENEWABLE ENERGY LIMITED | H G BLAKES | FELTHORPE |  | Norwich | Norfolk | NR10 2DU | England | 616330 | 316250 | Norwich Main | Thorpe Grid 33kV | Horsford Primary 11kV | 11 | Eastern Power Networks (EPN) | Biofuel - Other | Engine (combustion / reciprocating) |  |  |  | 1.56 | [12 empty] | No | Connected | 1.56 | 1.56 | 1.642 |  |  | 2012-04-02 | [13 empty] | 2024-11-14 | 0.24614 | 51.9186 | 51.9186373186732, 0.246139324815842 | EPN-S0000000H7035 | Biogas
Data Not Available | [5 empty] | Data Not Available | Standby Generator at Temple House | Standby Generator at Temple House | Temple House | Seacroft | Leeds | West Yorkshire | LS14 1NH | England | 435377 | 437128 | Ferrybridge B | Whinmoor | Seacroft | 11 | Northern Powergrid (Yorkshire) plc | Other | Other | No | Data Not Applicable | Data Not Applicable | 1.2 | Data Not Available | Data Not Available | Data Not Available | Data Not Available | Data Not Available | Data Not Available | Data Not Available | Data Not Available | Data Not Available | Data Not Available | Data Not Available | Data Not Available | No | Connected | 1.2 | 0 | 0 | Data Not Available | Data Not Available | Data Not Available | Data Not Applicable | Data Not Applicable | 1.263 | Data Not Applicable | Data Not Applicable | 2018-01-10 00:00:00 | Data Not Available | Data Not Available | Data Not Available | Data Not Available | Data Not Available | Data Not Available | Data Not Available | 2018-02-14 | 53.829217916386675, -1.4639950003851614 | 2018-01-10 |  | Leeds
data not available | [5 empty] | data not available | StaNolow | Stanlow | Stanlow | Ellesmere Port | Ellesmere | Wirral | CH65 4EY | England | 341821 | 376355 | CAPENHURST | BROMBOROUGH GT2 / ELLESMERE PORT GT1 / HOOTON PK GT1A / HOOTON PK GT2A | data not available | 33 | SP Manweb plc | Fossil - Gas | Steam-gas turbine (CCGT) | No | 0 | 0 | 20 | data not applicable | data not applicable | No | 0 | 0 | 0 | data not applicable | data not applicable | No | 0 | 0 | 0 | data not available | Connected | 20 | 20 | 21.0526 | data not applicable | data not applicable | data not available | data not applicable | data not applicable | data not applicable | data not applicable | data not applicable | data not available | data not applicable | N | N | data not available | N | 613813966 | data not available | 44088 | data not available | 722
1160001301515 | [5 empty] | 1160001301506 | Staples brothers ltd | Staples vegetables | Staples Vegetables, Marsh Farm | Sea Lane, Wrangle | Boston | data not available | PE22 9HE | United Kingdom | 544701 | 350648 | Walpole 132Kv S Stn | Boston 33Kv S Stn | Wrangle 33 11Kv S Stn | 11 | National Grid Electricity Distribution (East Midlands) Plc | Biomass | Steam turbine (thermal power plant) | No | data not available | data not available | 4.44 | Biomass | Steam turbine (thermal power plant) | No | data not available | data not available | 0.536 | data not applicable | data not applicable | data not applicable | data not available | data not available | data not applicable | data not available | Connected | 4.976 | 3.325 | 3.5 | 1.71 | 1.8 | 41907 | data not applicable | data not applicable | data not applicable | data not applicable | data not applicable | data not applicable | data not applicable | data not available | data not available | data not available | data not available | data not available | data not available | 45750
1640000814427 | [5 empty] | 1640000795410 | MARK HENSOR | STYAL ROAD | HULLEY ROAD |  | MACCLESFIELD | CHESHIRE | SK10 2LP | ENGLAND | 392618 | 374981 | MACCLESFIELD 33 GSP | - | - | 33 | ELECTRICITY NORTH WEST LIMITED | STORED ENERGY (ALL STORED ENERGY IRRESPECTVE OF THE ORIGINAL ENERGY SOURCE) | STORAGE - ELECTROCHEMICAL (BATTERIES) | YES | 0 | 0 | 20 |  |  |  | 0 | 0 | 0 |  |  |  | 0 | 0 | 0 | NO | CONNECTED | 20 | 19 | 20 | 19 | 20 | 2019-07-01 |  |  |  | 0 | 0 |  |  | NO | YES |  |  |  |  | 2021-12-06 | 53.271763455973854, -2.112150637616011
1170000111358 | [5 empty] | 1170000119923 | Staples vegetables ltd | Station farm | Export Staples Vegetables Limited, Station Farm | Station Road, Sibsey | Boston | Lincolnshire | PE22 0SE | United Kingdom | 536547 | 350455 | Walpole 132Kv S Stn | Boston 33Kv S Stn | Stickney 33 11Kv S Stn | 11 | National Grid Electricity Distribution (East Midlands) Plc | Biomass | Steam turbine (thermal power plant) | No | data not available | data not available | 0.8 | data not applicable | data not applicable | data not applicable | data not available | data not available | data not applicable | data not applicable | data not applicable | data not applicable | data not available | data not available | data not applicable | data not available | Connected | 0.8 | 1.14 | 1.2 | 0.95 | 1 | 41342 | data not applicable | data not applicable | data not applicable | data not applicable | data not applicable | data not applicable | data not applicable | data not available | data not available | data not available | data not available | data not available | data not available | 45750
2000000000000 | [5 empty] | 2000000000000 | STEADFAST PARKHOUSE SOLAR LTD | PARK HOUSE | PARKHOUSE PHOTOVOLTAIC PLANT | SALISBURY ROAD | ANDOVER | HAMPSHIRE | SP9 7UZ | ENGLAND | 423771 | 144536 | MELKSHAM GSP | ANDOVER | PARK HOUSE PV | 33 | SOUTHERN ELECTRIC POWER DISTRIBUTION PLC | MARINE | TIDAL STREAM DEVICES | NO | DATA NOT AVAILABLE | DATA NOT AVAILABLE | 5.358 | DATA NOT AVAILABLE | DATA NOT AVAILABLE | DATA NOT AVAILABLE | DATA NOT AVAILABLE | DATA NOT AVAILABLE | DATA NOT AVAILABLE | DATA NOT AVAILABLE | DATA NOT AVAILABLE | DATA NOT AVAILABLE | DATA NOT AVAILABLE | DATA NOT AVAILABLE | DATA NOT AVAILABLE | NO | CONNECTED | 5.358 | 5.358 | 5.64 | DATA NOT AVAILABLE | DATA NOT AVAILABLE | DATA NOT AVAILABLE | DATA NOT AVAILABLE | DATA NOT AVAILABLE | DATA NOT AVAILABLE | DATA NOT AVAILABLE | DATA NOT AVAILABLE | DATA NOT AVAILABLE | DATA NOT AVAILABLE | N | DATA NOT AVAILABLE | DATA NOT AVAILABLE | DATA NOT AVAILABLE | DATA NOT AVAILABLE | DATA NOT AVAILABLE | 44034
1640000000140 | [5 empty] | 1640000000130 | DEWLAY CHEESEMAKERS LIMITED | GARSTANG BYPASS | GARSTANG BYPASS | GARSTANG | PRESTON | LANCASHIRE | PR3 0PR | ENGLAND | 348509 | 443874 | PENWORTHAM WEST GSP / STANAH GSP GROUP | THORNTON | GARSTANG | 6.6 | ELECTRICITY NORTH WEST LIMITED | WIND | ONSHORE WIND TURBINES | YES | 0 | 0 | 2.05 |  |  |  | 0 | 0 | 0 |  |  |  | 0 | 0 | 0 | NO | CONNECTED | 2.05 | 2.0501 | 2.158 | 0.475 | 0.5 | 2010-08-01 |  |  |  | 0 | 0 |  |  | NO | NO |  |  |  |  | 2021-12-06 | 53.88847865407615, -2.784904710946263
2000000000000 | [5 empty] | 2000000000000 | STEADFAST RUDGE SOLAR LTD | RUDGE PHOTOVOLTAIC PLANT | RUDGE PHOTOVOLTAIC PLANT | DATA NOT AVAILABLE | MARLBOROUGH | WILTSHIRE | SN8 2HN | ENGLAND | 427444 | 169114 | MELKSHAM GSP | WEST GRAFTON | RUDGE PV GENERATION | 33 | SOUTHERN ELECTRIC POWER DISTRIBUTION PLC | FOSSIL - GAS | DATA NOT AVAILABLE | NO | DATA NOT AVAILABLE | DATA NOT AVAILABLE | 5.358 | DATA NOT AVAILABLE | DATA NOT AVAILABLE | DATA NOT AVAILABLE | DATA NOT AVAILABLE | DATA NOT AVAILABLE | DATA NOT AVAILABLE | DATA NOT AVAILABLE | DATA NOT AVAILABLE | DATA NOT AVAILABLE | DATA NOT AVAILABLE | DATA NOT AVAILABLE | DATA NOT AVAILABLE | NO | CONNECTED | 5.358 | 5.358 | 5.64 | DATA NOT AVAILABLE | DATA NOT AVAILABLE | DATA NOT AVAILABLE | DATA NOT AVAILABLE | DATA NOT AVAILABLE | DATA NOT AVAILABLE | DATA NOT AVAILABLE | DATA NOT AVAILABLE | DATA NOT AVAILABLE | DATA NOT AVAILABLE | N | DATA NOT AVAILABLE | DATA NOT AVAILABLE | DATA NOT AVAILABLE | DATA NOT AVAILABLE | DATA NOT AVAILABLE | 44034
1460002246268 | [5 empty] | 1460002246259 | Sterling group plc | Tupsley court | Court Farm | Rectory Road, Hampton Bishop | Hereford | data not available | HR1 4JU | United Kingdom | 355345 | 238529 | Bishops Wood 132Kv S Stn | Hereford 66Kv S Stn | Hereford South 66 11Kv S Stn | 11 | National Grid Electricity Distribution (West Midlands) Plc | data not available | data not available | No | data not available | data not available | 1.56 | data not applicable | data not applicable | data not applicable | data not available | data not available | data not applicable | data not applicable | data not applicable | data not applicable | data not available | data not available | data not applicable | data not available | Connected | 1.56 | 1.482 | 1.56 | 0.665 | 0.7 | 40842 | data not applicable | data not applicable | data not applicable | data not applicable | data not applicable | data not applicable | data not applicable | data not available | data not available | data not available | data not available | data not available | data not available | 45750
1030078491875 | [6 empty] | Sterling Power Utilities | BOOKER CASH & CARRY |  |  | Hatfield | Herts | AL10 7TR | England | 520890 | 209670 | Elstree | Hatfield Grid 33kV | Tunnel Primary 11kV | 11 | Eastern Power Networks (EPN) | Fossil - Oil | Engine (combustion / reciprocating) |  |  |  | 5.5 | [12 empty] | No | Connected | 5.5 | 5.5 | 5.789 |  |  | 2011-11-09 | [13 empty] | 2021-12-14 | 0.48609 | 51.5942 | 51.5941990782877, 0.486093195398914 | EPN-S0000000D7017 | Storage
data not available | [5 empty] | data not applicable | Stirling University | Stirling University Generation | Airthrey Rd | data not available | Stirling | Stirlingshire | FK9 4LA | Scotland | 280397 | 696841 | Stirling | data not applicable | STIRLING UNIVERSITY (11kV) | 11 | SP Distribution Ltd | Other | Steam-gas turbine (CCGT) | Yes | 0 | 0 | 1.5 | data not applicable | data not applicable | No | 0 | 0 | 0 | data not applicable | data not applicable | No | 0 | 0 | 0 | Yes | Connected | 1.5 | 0 | 0 | 0 | 0 | 42461 | data not applicable | data not applicable | data not applicable | data not applicable | data not applicable | data not available | data not available | N | N | data not available | N | data not available | data not available | 44088 | data not available | 725
1620000276900 | [5 empty] | 1600000162030 | STOCKPORT MBC | DALSTON ROAD | STOPFORD HOUSE, PICCADILLY |  | STOCKPORT | GREATER MANCHESTER | SK1 3DY | ENGLAND | 389652 | 389947 | BREDBURY GSP | VERNON PARK | PORTWOOD | 6.6 | ELECTRICITY NORTH WEST LIMITED | FOSSIL - OIL | ENGINE (COMBUSTION / RECIPROCATING) | YES | 0 | 0 | 1.04 | SOLAR | PHOTOVOLTAIC |  | 0 | 0 | 0.02185 |  |  |  | 0 | 0 | 0 | NO | CONNECTED | 1.0618 | 0.893 | 0.94 | 0.81415 | 0.857 | 2016-08-10 |  |  |  | 0 | 0 |  |  | NO | NO |  |  |  |  | 2021-12-06 | 53.40623685990305, -2.1571192722448047
1620000382023 | [5 empty] | 1620000382023 | WALKERS SNACK FOODS LIMITED | PENNINE PLACE | PENNINE PLACE |  | SKELMERSDALE | LANCASHIRE | WN8 9QF | ENGLAND | 349124 | 404469 | WASHWAY FARM GSP / KIRKBY GSP GROUP | SKELMERSDALE | PIMBO | 11 | ELECTRICITY NORTH WEST LIMITED | WIND | ONSHORE WIND TURBINES | YES | 0 | 0 | 2.3 |  |  |  | 0 | 0 | 0 |  |  |  | 0 | 0 | 0 | NO | CONNECTED | 2.3 | 1.425 | 1.5 | 2.85 | 3 | 2015-12-04 |  |  |  | 0 | 0 |  |  | NO | NO |  |  |  |  | 2021-12-06 | 53.53439618523126, -2.7690601615063475
DATA NOT AVAILABLE | [5 empty] | 1640000171420 | STOCKPORT NHS TRUST | STEPPING HILL HOSPITAL | POPLAR GROVE | POPLAR GROVE | STOCKPORT | GREATER MANCHESTER | SK2 7JE | ENGLAND | 391395 | 387323 | BREDBURY GSP | HAZEL GROVE | GREEN LANE (HAZEL GROVE) | 6.6 | ELECTRICITY NORTH WEST LIMITED | FOSSIL - GAS | ENGINE (COMBUSTION / RECIPROCATING) | YES | 0 | 0 | 2.475 |  |  |  | 0 | 0 | 0 |  |  |  | 0 | 0 | 0 | NO | CONNECTED | 2.475 | 0 | 0 | 2.66 | 2.8 | 2006-06-01 |  |  |  | 0 | 0 |  |  | NO | NO |  |  |  |  | 2021-12-06 | 53.38268260029902, -2.1308287308095144
1900070144523 | [5 empty] | Data not available | STONE PIT | COTTON LANE GENERATION S/S PHS 1, BIOGAS PLANT 324183 |  |  | DARTFORD | KENT | DA9 9BB | England | 556373 | 174886 | Northfleet East | Northfleet East 33kV | Crossways 11KV | 11 | South Eastern Power Networks (SPN) | Biofuel landfill gas | Gas turbine (OCGT) |  |  |  | 1 | [12 empty] | No | Connected | 1 | 1 | 1.053 |  |  | 2004-12-18 | [13 empty] | 2021-01-15 | 1.3475 | 51.3193 | 51.3192797607679, 1.34753732879252 | SPN-S000000008616 | Solar PV
1640000522980 | [5 empty] | 1640000522970 | COOPER HOUSE RENEWABLES LIMITED | COOPER HOUSE FARM | KIRKHAM ROAD | FRECKLETON | PRESTON | LANCASHIRE | PR4 1HX | ENGLAND | 342254 | 430528 | PENWORTHAM WEST GSP / STANAH GSP GROUP | PEEL | HALL CROSS | 6.6 | ELECTRICITY NORTH WEST LIMITED | SOLAR | PHOTOVOLTAIC | NO | 0 | 0 | 4.08 |  |  |  | 0 | 0 | 0 |  |  |  | 0 | 0 | 0 | NO | CONNECTED | 4.08 | 4.75 | 5 | 0.0475 | 0.05 | 2016-03-01 |  |  |  | 0 | 0 |  |  | NO | NO |  |  |  |  | 2021-12-06 | 53.767880058938694, -2.8775497662704153
1620000297237 | [5 empty] | 1620000297228 | SCOTTISH POWER RENEWABLES | COAL CLOUGH | 41, COAL CLOUGH LANE |  | BURNLEY | LANCASHIRE | BB11 4PG | ENGLAND | 383040 | 432289 | ROCHDALE SGTS 2 3 4 | - | - | 132 | ELECTRICITY NORTH WEST LIMITED | WIND | ONSHORE WIND TURBINES | NO | 0 | 0 | 16.842 |  |  |  | 0 | 0 | 0 |  |  |  | 0 | 0 | 0 | NO | CONNECTED | 16.842 | 15.9999 | 16.842 | 0.19 | 0.2 | 2014-10-01 |  |  |  | 0 | 0 |  |  | NO | NO |  |  |  |  | 2021-12-06 | 53.786641406723156, -2.258894419097001
1640000156584 | [5 empty] | 1640000156575 | JP WIND LTD | CLIFFS FARM | WOOD LANE | MAWDESLEY | ORMSKIRK | LANCASHIRE | L40 2RL | ENGLAND | 348771 | 416188 | PENWORTHAM WEST GSP / STANAH GSP GROUP | WRIGHTINGTON | HANGING BRIDGE | 11 | ELECTRICITY NORTH WEST LIMITED | WIND | ONSHORE WIND TURBINES | NO | 0 | 0 | 2.25 |  |  |  | 0 | 0 | 0 |  |  |  | 0 | 0 | 0 | NO | CONNECTED | 2.25 | 2.1375 | 2.25 | 0.0475 | 0.05 | 2011-11-01 |  |  |  | 0 | 0 |  |  | NO | NO |  |  |  |  | 2021-12-06 | 53.63968572683875, -2.7763139847820093
DATA NOT AVAILABLE | [5 empty] | DATA NOT AVAILABLE | STOR 128 LTD | ASHTON OLD ROAD GENERATION (ASHTON STOR) | ASHTON OLD ROAD | ASHTON OLD ROAD | MANCHESTER | MANCHESTER | OL7 0PJ | ENGLAND | 392623 | 397618 | STALYBRIDGE GSP | DROYLSDEN | - | 33 | ELECTRICITY NORTH WEST LIMITED | FOSSIL - OIL | ENGINE (COMBUSTION / RECIPROCATING) | NO | 0 | 0 | 20 |  |  |  | 0 | 0 | 0 |  |  |  | 0 | 0 | 0 | NO | CONNECTED | 21.0526 | 20 | 21.0526 | 0 | 0 | 2024-12-02 |  |  |  | 0 | 0 |  |  | NO | NO |  | TO BE CONFIRMED |  |  | 2025-01-14 | 53.475238005068434, -2.112612323575206
DATA NOT AVAILABLE | [5 empty] | DATA NOT AVAILABLE | PRESTON CARAVANS AND MOTORHOMES | CARR LANE | CARR LANE | FARINGTON | LEYLAND | LANCASHIRE | PR25 3UD | ENGLAND | 354568 | 423119 | PENWORTHAM WEST GSP / STANAH GSP GROUP | LEYLAND | BOW LANE | 11 | ELECTRICITY NORTH WEST LIMITED | FOSSIL - GAS | ENGINE (COMBUSTION / RECIPROCATING) | NO | 0 | 0 | 6 |  |  |  | 0 | 0 | 0 |  |  |  | 0 | 0 | 0 | NO | ACCEPTED TO CONNECT | 0 | 0 | 0 | 0 | 0 |  | 6 | 5.6999999999999993 | 6 | 0 | 0 | 2017-12-25 |  | NO | NO |  | TO BE CONFIRMED |  |  | 2021-12-06 | 53.70251465625226, -2.689658630688129
1620000370524 | [5 empty] | 1620000370524 | UNITED UTILITIES WATER LTD | BURY WWTW | CROSSFIELD STREET |  | BURY | GREATER MANCHESTER | BL9 9TF | ENGLAND | 380403 | 408028 | KEARSLEY 132 GSP | BURY | DUMERS LANE | 11 | ELECTRICITY NORTH WEST LIMITED | SOLAR | PHOTOVOLTAIC | NO | 0 | 0 | 2.8 | BIOFUEL - LANDFILL GAS | ENGINE (COMBUSTION / RECIPROCATING) | NO | 0 | 0 | 1.064 |  |  |  | 0 | 0 | 0 | NO | CONNECTED | 3.864 | 3.1 | 3.3 | 2.09 | 2.2 | 2020-10-08 |  |  |  | 0 | 0 |  |  | NO | NO |  |  |  |  | 2021-12-06 | 53.56849000267151, -2.2973762820802626
1650000352774 | [5 empty] | 1650000352765 | STOR 129 LTD | SALFORD 2 STOR | SALFORD ROAD | SALFORD ROAD | BOLTON | GREATER MANCHESTER | BL5 1BL | ENGLAND | 370505 | 404752 | KEARSLEY LOCAL 33 GSP | - | - | 33 | ELECTRICITY NORTH WEST LIMITED | FOSSIL - GAS | ENGINE (COMBUSTION / RECIPROCATING) | NO | 0 | 0 | 20 |  |  |  | 0 | 0 | 0 |  |  |  | 0 | 0 | 0 | NO | CONNECTED | 0 | 20 | 0 | 0.04 | 0 |  |  |  |  | 0 | 0 | 2017-03-13 |  | NO | NO |  | TO BE CONFIRMED |  |  | 2024-03-14 | 53.53857996076315, -2.4465165276642957
1023498051205 | [6 empty] | STUBBINS FOOD PARTNERSHIPS LIMITED | STUBBINS NURSERY | Oak Tree Road |  | Fen Drayton | Cambs | CB4 5SS | England | 533120 | 268600 | Eaton Socon | Huntingdon Grid 33kV | St Ives Primary 11kV | 11 | Eastern Power Networks (EPN) | Fossil - Oil | Engine (combustion / reciprocating) |  |  |  | 4.5 | [12 empty] | No | Connected | 4.5 | 4.5 | 4.737 | 0.25 | 0.263 | 1998-11-03 | [13 empty] | 2021-12-14 | -0.56308 | 51.9192 | 51.9191602490483, -0.563082471151108 | EPN-S0000000H8076 | Biogas
1100770274020 | [5 empty] | 1100770274010 | Suez recycling & recovery uk limited | Lount landfill site, nottingham road | Lount Landfill Site | Nottingham Road, Lount | Ashby-de-la-zouch | Leicestershire | LE65 1SD | United Kingdom | 438710 | 319451 | Enderby 132Kv S Stn | Coalville 33Kv S Stn | Worthington 33 11Kv S Stn | 0.4 | National Grid Electricity Distribution (East Midlands) Plc | data not available | data not available | No | data not available | data not available | 1.1 | data not applicable | data not applicable | data not applicable | data not available | data not available | data not applicable | data not applicable | data not applicable | data not applicable | data not available | data not available | data not applicable | data not available | Connected | 1.1 | 1.045 | 1.1 | 0.038 | 0.04 | 37773 | data not applicable | data not applicable | data not applicable | data not applicable | data not applicable | data not applicable | data not applicable | data not available | data not available | data not available | data not available | data not available | data not available | 45750
DATA NOT AVAILABLE | [5 empty] | DATA NOT AVAILABLE | ARLINGTON ENERGY | BOLTON ROAD NORTH | DATA NOT AVAILABLE | DATA NOT AVAILABLE | DATA NOT AVAILABLE | DATA NOT AVAILABLE | DATA NOT AVAILABLE | ENGLAND | 379220 | 417753 | PADIHAM GSP | ROSSENDALE | STUBBINS | 11 | ELECTRICITY NORTH WEST LIMITED | FOSSIL - GAS | ENGINE (COMBUSTION / RECIPROCATING) | NO | 0 | 0 | 7 |  |  |  | 0 | 0 | 0 |  |  |  | 0 | 0 | 0 | NO | ACCEPTED TO CONNECT | 0 | 0 | 0 | 0 | 0 |  | 7.3684 | 7 | 7.3684210526315796 | 0 | 0 | 2020-03-20 |  | NO | NO |  | TO BE CONFIRMED |  |  | 2023-04-06 | 53.655853491214145, -2.315890953365077
DATA NOT AVAILABLE | [5 empty] | DATA NOT AVAILABLE | STOR 141 LTD | BOG STOR (CURROCK ROAD) | CURROCK ROAD | CURROCK ROAD | CARLISLE | CUMBRIA | CA2 5AD | ENGLAND | 340212 | 555106 | HARKER ENWL SGTS 1 2 3A 4 / HUTTON GSP GROUP | CARLISLE | - | 33 | ELECTRICITY NORTH WEST LIMITED | FOSSIL - OIL | ENGINE (COMBUSTION / RECIPROCATING) | NO | 0 | 0 | 20 |  |  |  | 0 | 0 | 0 |  |  |  | 0 | 0 | 0 | NO | ACCEPTED TO CONNECT | 0 | 0 | 0 | 0 | 0 |  | 21.0526 | 20 | 21.05263157894737 | 0 | 0 | 2016-06-20 |  | NO | NO |  | TO BE CONFIRMED |  | TR-01 | 2023-04-06 | 54.88710681208658, -2.9335461256160174
DATA NOT AVAILABLE | [5 empty] | DATA NOT AVAILABLE | STOR 126 LTD | BIRSHAW | MOSSDOWN RAOD |  | OLDHAM | GREATER MANCHESTER | OL2 6HS | ENGLAND | 393514 | 407152 | WHITEGATE GSP | ROYTON | - | 33 | ELECTRICITY NORTH WEST LIMITED | FOSSIL - OIL | ENGINE (COMBUSTION / RECIPROCATING) | NO | 0 | 0 | 20 |  |  |  | 0 | 0 | 0 |  |  |  | 0 | 0 | 0 | NO | ACCEPTED TO CONNECT | 0 | 0 | 0 | 0 | 0 |  | 21.0526 | 20 | 21.05263157894737 | 0 | 0 | 2016-07-21 |  | NO | NO |  | TO BE CONFIRMED |  |  | 2023-04-06 | 53.56094499638143, -2.0993891099146813
1100770695674 | [5 empty] | 1100770695665 | Suez recycling and recovery uk limited | Narborough landfill site, huncote road | S I T A Holdings (Uk) Limited, Narborough Lodge | Huncote Road, Narborough | Leicester | Leicestershire | LE19 3RQ | United Kingdom | 452593 | 297322 | Enderby 132Kv S Stn | Wigston 33Kv S Stn | Alliance And Leicester 33 11Kv S Stn | 0.4 | National Grid Electricity Distribution (East Midlands) Plc | data not available | data not available | No | data not available | data not available | 1.45 | data not applicable | data not applicable | data not applicable | data not available | data not available | data not applicable | data not applicable | data not applicable | data not applicable | data not available | data not available | data not applicable | data not available | Connected | 1.45 | 1.3775 | 1.45 | 0.0475 | 0.05 | 38796 | data not applicable | data not applicable | data not applicable | data not applicable | data not applicable | data not applicable | data not applicable | data not available | data not available | data not available | data not available | data not available | data not available | 45750
DATA NOT AVAILABLE | [5 empty] | 1640000155483 | UNITED UTILITIES WATER LTD | BICKERSTAFFE WTW | SIMONSWOOD LANE | BICKERSTAFFE | ORMSKIRK | LANCASHIRE | L39 0ER | ENGLAND | 341963 | 403782 | WASHWAY FARM GSP / KIRKBY GSP GROUP | SKELMERSDALE | ORMSKIRK | 11 | ELECTRICITY NORTH WEST LIMITED | SOLAR | PHOTOVOLTAIC | NO | 0 | 0 | 1.25 |  |  |  | 0 | 0 | 0 |  |  |  | 0 | 0 | 0 | NO | CONNECTED | 1.25 | 0.2375 | 0.25 | 1.0583 | 1.114 | 2015-06-01 |  |  |  | 0 | 0 |  |  | NO | NO |  |  |  |  | 2021-12-06 | 53.52747809719863, -2.8769608272857363
1421584100001 | [5 empty] | 1425874100008 | Suez recycling and recovery uk limited | Packington generation station | Sita Uk, Packington House | Packington Lane, Meriden | Coventry | West Midlands | CV7 7HN | United Kingdom | 421432 | 284723 | Lea Marston 132Kv S Stn | Elmdon 132Kv S Stn | Elmdon 132/11Kv | 0.4 | National Grid Electricity Distribution (West Midlands) Plc | data not available | data not available | No | data not available | data not available | 8.65 | data not applicable | data not applicable | data not applicable | data not available | data not available | data not applicable | data not applicable | data not applicable | data not applicable | data not available | data not available | data not applicable | data not available | Connected | 8.65 | 8.2175 | 8.65 | 0.665 | 0.7 | 33336 | data not applicable | data not applicable | data not applicable | data not applicable | data not applicable | data not applicable | data not applicable | data not available | data not available | data not available | data not available | data not available | data not available | 45750
DATA NOT AVAILABLE | [5 empty] | DATA NOT AVAILABLE | STOR 125 LTD | BARKERS FARM | MOSS LANE | MOSS LANE | BOLTON | GREATER MANCHESTER | BL6 5JB | ENGLAND | 362706 | 410625 | KEARSLEY 132 GSP | WESTHOUGHTON | - | 33 | ELECTRICITY NORTH WEST LIMITED | FOSSIL - OIL | ENGINE (COMBUSTION / RECIPROCATING) | NO | 0 | 0 | 20 |  |  |  | 0 | 0 | 0 |  |  |  | 0 | 0 | 0 | NO | ACCEPTED TO CONNECT | 0 | 0 | 0 | 0 | 0 |  | 21.0526 | 20 | 21.05263157894737 | 0 | 0 | 2016-06-20 |  | NO | NO |  | TO BE CONFIRMED |  |  | 2024-03-14 | 53.590868214477204, -2.5648921679534538
1640000621653 | [5 empty] | 1640000621626 | CS ARNAWOOD LTD | ARNA WOOD SOLAR FARM |  | ALDCLIFFE | LANCASTER | LANCASHIRE | LA2 0AE | ENGLAND | 346242 | 459185 | HEYSHAM GSP | LANCASTER | BURROW BECK | 11 | ELECTRICITY NORTH WEST LIMITED | SOLAR | PHOTOVOLTAIC | NO | 0 | 0 | 4.8 |  |  |  | 0 | 0 | 0 |  |  |  | 0 | 0 | 0 | NO | CONNECTED | 4.8 | 4.5125 | 4.75 | 0.019 | 0.02 | 2015-07-01 |  |  |  | 0 | 0 |  |  | NO | NO |  |  |  |  | 2021-12-06 | 54.02584490534927, -2.82209596730275
1640000199746 | [5 empty] | 1640000199737 | BANKS RENEWABLES(ARMISTEAD WIND FARM)LTD | ARMISTEAD WIND FARM | GATEBECK | GATEBECK | KENDAL | CUMBRIA | LA8 0HU | ENGLAND | 357347 | 486527 | HARKER ENWL SGTS 1 2 3A 4 / HUTTON GSP GROUP | KENDAL (PARKSIDE RD) | - | 33 | ELECTRICITY NORTH WEST LIMITED | WIND | ONSHORE WIND TURBINES | NO | 0 | 0 | 17.052 |  |  |  | 0 | 0 | 0 |  |  |  | 0 | 0 | 0 | NO | CONNECTED | 17.052 | 16.1994 | 17.052 | 0.3325 | 0.35 | 2012-10-01 |  |  |  | 0 | 0 |  |  | NO | NO |  |  |  |  | 2021-12-06 | 54.27260284439182, -2.6564716607726697
DATA NOT AVAILABLE | [5 empty] | DATA NOT AVAILABLE | ALKANE ENERGY UK LTD | ALKANE, UNION ROAD, BOLTON | UNION ROAD |  | BOLTON | GREATER MANCHESTER | BL2 2HS | ENGLAND | 372186 | 410492 | KEARSLEY 132 GSP | BOLTON | UNION RD | 6.6 | ELECTRICITY NORTH WEST LIMITED | STORED ENERGY (ALL STORED ENERGY IRRESPECTVE OF THE ORIGINAL ENERGY SOURCE) | STORAGE - ELECTROCHEMICAL (BATTERIES) | NO | 0 | 0 | 6 |  |  |  | 0 | 0 | 0 |  |  |  | 0 | 0 | 0 | NO | ACCEPTED TO CONNECT | 0 | 0 | 0 | 0 | 0 |  | 7.443 | 5.6999999999999993 | 6 | 0.35625 | 0.375 | 2017-03-07 |  | NO | NO |  | TO BE CONFIRMED |  |  | 2024-03-14 | 53.590263515986734, -2.421666044266622
2000000000000 | [5 empty] | 2000000000000 | SUEZ RECYCLING AND RECOVERY UK LTD | DATA NOT AVAILABLE | CHARLTON LANE WASTE MANAGEMENT | CHARLTON LANE ECO PARK | SHEPPERTON | MIDDLESEX | TW17 8QA | ENGLAND | 508510 | 168498 | LALEHAM | STAINES | SUNBURY CROSS | 11 | SOUTHERN ELECTRIC POWER DISTRIBUTION PLC | OTHER | OTHER | NO | DATA NOT AVAILABLE | DATA NOT AVAILABLE | 1.7 | DATA NOT AVAILABLE | DATA NOT AVAILABLE | DATA NOT AVAILABLE | DATA NOT AVAILABLE | DATA NOT AVAILABLE | DATA NOT AVAILABLE | DATA NOT AVAILABLE | DATA NOT AVAILABLE | DATA NOT AVAILABLE | DATA NOT AVAILABLE | DATA NOT AVAILABLE | DATA NOT AVAILABLE | NO | CONNECTED | 1.7 | 1.7 | 1.789 | 0.475 | 0.5 | 42410 | DATA NOT AVAILABLE | DATA NOT AVAILABLE | DATA NOT AVAILABLE | DATA NOT AVAILABLE | DATA NOT AVAILABLE | DATA NOT AVAILABLE | DATA NOT AVAILABLE | N | DATA NOT AVAILABLE | DATA NOT AVAILABLE | DATA NOT AVAILABLE | DATA NOT AVAILABLE | DATA NOT AVAILABLE | 44084
DATA NOT AVAILABLE | [5 empty] | DATA NOT AVAILABLE | SAS ENERGY - WIGAN COUNCIL | MAKERFIELD WAY DEPOT | MAKERFIELD WAY | INCE IN MAKERFIELD | WIGAN | GREATER MANCHESTER | WN2 2ER | ENGLAND | 361100 | 405500 | KEARSLEY 132 GSP | ATHERTON | HINDLEY GREEN | 11 | ELECTRICITY NORTH WEST LIMITED | SOLAR | STORAGE - ELECTROCHEMICAL (BATTERIES) | NO | 0 | 0 | 7 |  |  |  | 0 | 0 | 0 |  |  |  | 0 | 0 | 0 | NO | ACCEPTED TO CONNECT | 0 | 0 | 0 | 0 | 0 |  | 1.269 | 7 | 0 | 1.269 | 0 | 2020-12-02 |  | NO | NO |  | TO BE CONFIRMED |  |  | 2021-12-06 | 53.544688549706215, -2.58851333163307
DATA NOT AVAILABLE | [5 empty] | DATA NOT AVAILABLE | GRIDSERVE | CLD040 BLACKPOOL EAST | MYTHOP ROAD |  | BLACKPOOL | LANCASHIRE | FY3 0DF | ENGLAND | 335597 | 436190 | PENWORTHAM WEST GSP / STANAH GSP GROUP | - | - | 132 | ELECTRICITY NORTH WEST LIMITED | SOLAR | STORAGE - ELECTROCHEMICAL (BATTERIES) | NO | 0 | 0 | 40 |  |  |  | 0 | 0 | 0 |  |  |  | 0 | 0 | 0 | NO | ACCEPTED TO CONNECT | 0 | 0 | 0 | 0 | 0 |  | 40 | 40 | 0 | 40 | 0 | 2020-12-16 |  | NO | NO |  | TO BE CONFIRMED |  |  | 2021-12-06 | 53.81798055152918, -2.97971370359465
DATA NOT AVAILABLE | [5 empty] | DATA NOT AVAILABLE | AMP ENERGY SERVICES LTD | SCHOLES POWER | TWEEDALE WAY | OLDHAM | OLDHAM | GREATER MANCHESTER | OL9 8EH | ENGLAND | 389872 | 402362 | WHITEGATE GSP | CHADDERTON | HOLLINWOOD | 6.6 | ELECTRICITY NORTH WEST LIMITED | FOSSIL - GAS | ENGINE (COMBUSTION / RECIPROCATING) | NO | 0 | 0 | 4.561 |  |  |  | 0 | 0 | 0 |  |  |  | 0 | 0 | 0 | NO | ACCEPTED TO CONNECT | 0 | 0 | 0 | 0 | 0 |  | 4.561 | 4.84 | 4.5609999999999999 | 0 | 0.2 | 2021-01-29 |  | NO | NO |  | TO BE CONFIRMED |  |  | 2024-03-14 | 53.51783253713284, -2.1542145908978707
DATA NOT AVAILABLE | [5 empty] | DATA NOT AVAILABLE | LEADING INITIATIVES LTD | TOWN LANE BESS | TOWN LANE | - | COPPUL | CHORLEY | PR7 5HQ | ENGLAND | 354213 | 413509 | PENWORTHAM WEST GSP / STANAH GSP GROUP | - | - | 132 | ELECTRICITY NORTH WEST LIMITED | STORED ENERGY (ALL STORED ENERGY IRRESPECTVE OF THE ORIGINAL ENERGY SOURCE) | STORAGE - ELECTROCHEMICAL (BATTERIES) | NO | 0 | 0 | 35 |  |  |  | 0 | 0 | 0 |  |  |  | 0 | 0 | 0 | NO | ACCEPTED TO CONNECT | 0 | 0 | 0 | 0 | 0 |  | 30 | 30 | 30 | 30 | 30 | 2021-05-14 |  | NO | TO BE CONFIRMED |  | TO BE CONFIRMED |  |  | 2024-03-14 | 53.61611366216638, -2.6936155911348063
DATA NOT AVAILABLE | [5 empty] | DATA NOT AVAILABLE | 2G ENERGY LTD | MULLER MILK | LAKE ROAD | TRAFFORD PARK | MANCHESTER | GREATER MANCHESTER | M17 1TU | ENGLAND | 379260 | 397682 | SOUTH MANCHESTER GSP | STRETFORD | MOSLEY RD | 6.6 | ELECTRICITY NORTH WEST LIMITED | STORED ENERGY (ALL STORED ENERGY IRRESPECTVE OF THE ORIGINAL ENERGY SOURCE) | CHP | YES | 0 | 0 | 3 |  |  |  | 0 | 0 | 0 |  |  |  | 0 | 0 | 0 | NO | ACCEPTED TO CONNECT | 0 | 0 | 0 | 0 | 0 |  | 3 | 3 | 3 | 0 | 0 | 2021-07-20 |  | NO | TO BE CONFIRMED |  | NO |  |  | 2021-12-06 | 53.47545352285738, -2.3139458587610386
DATA NOT AVAILABLE | [5 empty] | DATA NOT AVAILABLE | LOMAS DISTRIBUTION LIMITED | WATERSWALLOWS 1 BATTERY | WATERSWALLOWS LANE | - | BUXTON | HIGH PEAK | SK17 7JP | ENGLAND | 407151 | 374206 | STALYBRIDGE GSP | BUXTON | - | 33 | ELECTRICITY NORTH WEST LIMITED | STORED ENERGY (ALL STORED ENERGY IRRESPECTVE OF THE ORIGINAL ENERGY SOURCE) | STORAGE - ELECTROCHEMICAL (BATTERIES) | NO | 0 | 0 | 14 |  |  |  | 0 | 0 | 0 |  |  |  | 0 | 0 | 0 | NO | CONNECTED | 14 | 14 | 14 | 14 | 14 | 2024-06-06 |  |  |  | 0 | 0 |  |  | NO | TO BE CONFIRMED |  | NO |  |  | 2025-01-14 | 53.264803494476475, -1.8942496344310633
DATA NOT AVAILABLE | [5 empty] | DATA NOT AVAILABLE | AMP ENERGY SERVICES LIMITED | POULTON POWER | LAND ON UNIT 23, COCKER LANE | POULTON INDUSTRIAL ESTATE | POULTON LE FYLDE | LANCASHIRE | FY6 8JU | ENGLAND | 336037 | 439031 | PENWORTHAM WEST GSP / STANAH GSP GROUP | BISPHAM | POULTON | 6.6 | ELECTRICITY NORTH WEST LIMITED | STORED ENERGY (ALL STORED ENERGY IRRESPECTVE OF THE ORIGINAL ENERGY SOURCE) | STORAGE - ELECTROCHEMICAL (BATTERIES) | NO | 0 | 0 | 7.587 |  |  |  | 0 | 0 | 0 |  |  |  | 0 | 0 | 0 | NO | ACCEPTED TO CONNECT | 0 | 0 | 0 | 0 | 0 |  | 7.587 | 7.5869999999999997 | 7.5869999999999997 | 7.587 | 7.587 | 2021-08-19 |  | NO | TO BE CONFIRMED |  | NO |  |  | 2024-03-14 | 53.84356590840451, -2.973623599430785
DATA NOT AVAILABLE | [5 empty] | DATA NOT AVAILABLE | CENTRICA BUSINESS SERVICES | PINCROFT DYEING & PRINTING | ADLINGTON WORKS, MARKET STREET | ADLINGTON | CHORLEY | LANCASHIRE | PR7 4HJ | ENGLAND | 360053 | 412850 | KEARSLEY 132 GSP | WESTHOUGHTON | CROWN LANE | 11 | ELECTRICITY NORTH WEST LIMITED | STORED ENERGY (ALL STORED ENERGY IRRESPECTVE OF THE ORIGINAL ENERGY SOURCE) | CHP | YES | 0 | 0 | 2 |  |  |  | 0 | 0 | 0 |  |  |  | 0 | 0 | 0 | NO | ACCEPTED TO CONNECT | 0 | 0 | 0 | 0 | 0 |  | 1.28 | 1.28 | 1.28 | 2 | 2 | 2021-07-27 |  | NO | TO BE CONFIRMED |  | NO |  |  | 2021-12-06 | 53.61066995493783, -2.60525594727845
DATA NOT AVAILABLE | [5 empty] | DATA NOT AVAILABLE | AVERY ENERGY LTD | PARK ROAD BESS | PARK ROAD | - | OLDHAM | GREATER MANCHESTER | OL13 0BW | ENGLAND | 386640 | 422117 | PADIHAM GSP | ROSSENDALE | WESLEY PLACE BACUP | 6.6 | ELECTRICITY NORTH WEST LIMITED | STORED ENERGY (ALL STORED ENERGY IRRESPECTVE OF THE ORIGINAL ENERGY SOURCE) | STORAGE - ELECTROCHEMICAL (BATTERIES) | NO | 0 | 0 | 8 |  |  |  | 0 | 0 | 0 |  |  |  | 0 | 0 | 0 | NO | CONNECTED | 0 | 0 | 0 | 0 | 0 |  | 8 | 8 | 8 | 8 | 8 | 2021-08-09 |  | NO | TO BE CONFIRMED |  | NO |  |  | 2024-03-14 | 53.69532126855805, -2.2038117439563907
DATA NOT AVAILABLE | [5 empty] | DATA NOT AVAILABLE | ARLINGTON ENERGY | ROYLE BARN RD BESS | ROYLE BARN ROAD | SUDDEN | ROCHDALE | GREATER MANCHESTER | OL11 3DX | ENGLAND | 388157 | 410869 | ROCHDALE SGTS 2 3 4 | CASTLETON | - | 33 | ELECTRICITY NORTH WEST LIMITED | STORED ENERGY (ALL STORED ENERGY IRRESPECTVE OF THE ORIGINAL ENERGY SOURCE) | STORAGE - ELECTROCHEMICAL (BATTERIES) | NO | 0 | 0 | 35 |  |  |  | 0 | 0 | 0 |  |  |  | 0 | 0 | 0 | NO | ACCEPTED TO CONNECT | 0 | 0 | 0 | 0 | 0 |  | 35 | 35 | 35 | 35 | 35 | 2021-08-03 |  | NO | TO BE CONFIRMED |  | NO |  |  | 2024-03-14 | 53.59425958657282, -2.180404587096442
DATA NOT AVAILABLE | [5 empty] | DATA NOT AVAILABLE | J&M STUART & SON | RABY'S FARM | BILSBORROW LNE | - | PRESTON | LANCASHIRE | PR3 0RP | ENGLAND | 352102 | 439617 | PENWORTHAM EAST GSP / ROCHDALE SGT 1 GROUP | BLACKBURN | - | 132 | ELECTRICITY NORTH WEST LIMITED | STORED ENERGY (ALL STORED ENERGY IRRESPECTVE OF THE ORIGINAL ENERGY SOURCE) | STORAGE - ELECTROCHEMICAL (BATTERIES) | NO | 0 | 0 | 45 |  |  |  | 0 | 0 | 0 |  |  |  | 0 | 0 | 0 | NO | ACCEPTED TO CONNECT | 0 | 0 | 0 | 0 | 0 |  | 45 | 45 | 45 | 45 | 45 | 2021-10-13 |  | NO | TO BE CONFIRMED |  | NO |  |  | 2024-03-14 | 53.85056555837888, -2.7295770592385766
DATA NOT AVAILABLE | [5 empty] | DATA NOT AVAILABLE | PULSE CLEAN ENERGY | COAL PIT LANE | COAL PIT LANE | - | ATHERTON | GREATER MANCHESTER | M46 0RL | ENGLAND | 366638 | 403483 | KEARSLEY 132 GSP | ATHERTON | - | 33 | ELECTRICITY NORTH WEST LIMITED | STORED ENERGY (ALL STORED ENERGY IRRESPECTVE OF THE ORIGINAL ENERGY SOURCE) | STORAGE - ELECTROCHEMICAL (BATTERIES) | NO | 0 | 0 | 30 |  |  |  | 0 | 0 | 0 |  |  |  | 0 | 0 | 0 | NO | CONNECTED | 30 | 30 | 30 | 30 | 30 | 2025-03-20 |  | - | - | 0 | 0 | - |  | NO | TO BE CONFIRMED |  | NO |  |  | 2025-04-14 | 53.52694196957459, -2.5047271008932306
DATA NOT AVAILABLE | [5 empty] | DATA NOT AVAILABLE | STOR POWER LTD | HAMILTON BESS | WELLINGTON STREET |  | OLDHAM | GREATER MANCHESTER | OL4 1SA | ENGLAND | 392960 | 404611 | WHITEGATE GSP | GREENHILL | - | 33 | ELECTRICITY NORTH WEST LIMITED | STORED ENERGY (ALL STORED ENERGY IRRESPECTVE OF THE ORIGINAL ENERGY SOURCE) | STORAGE - ELECTROCHEMICAL (BATTERIES) | NO | 0 | 0 | 30 |  |  |  | 0 | 0 | 0 |  |  |  | 0 | 0 | 0 | NO | ACCEPTED TO CONNECT | 0 | 0 | 0 | 0 | 0 |  | 30 | 30 | 30 | 30 | 30 | 2021-12-21 |  | NO | TO BE CONFIRMED |  | NO |  |  | 2024-03-14 | 53.538098429525895, -2.1076945696496536
DATA NOT AVAILABLE | [5 empty] | DATA NOT AVAILABLE | O&G GROUP LIMITED | HANSEN TENEMENT FARM | BRIERCLIFFE | - | BURNLEY | LANCASHIRE | BB10 3QU | ENGLAND | 387992 | 434974 | ROCHDALE SGTS 2 3 4 | BURNLEY | BURNLEY | 33 | ELECTRICITY NORTH WEST LIMITED | STORED ENERGY (ALL STORED ENERGY IRRESPECTVE OF THE ORIGINAL ENERGY SOURCE) | PHOTOVOLTAIC | NO | 0 | 0 | 20 |  |  |  | 0 | 0 | 0 |  |  |  | 0 | 0 | 0 | NO | ACCEPTED TO CONNECT | 0 | 0 | 0 | 0 | 0 |  | 20 | 20 | 20 | 20 | 20 | 2022-02-02 |  | NO | TO BE CONFIRMED |  | NO |  |  | 2022-03-07 | 53.810912811886794, -2.1838406497287806
DATA NOT AVAILABLE | [5 empty] | DATA NOT AVAILABLE | RIDGE CLEAN ENERGY | GREAT ORTON ENERGY PARK | WIGTON | - | - | CUMBRIA | CA7 0JP | ENGLAND | 329125 | 553845 | HARKER ENWL SGTS 1 2 3A 4 / HUTTON GSP GROUP | - | - | 132 | ELECTRICITY NORTH WEST LIMITED | WIND | ONSHORE WIND TURBINES | NO | 0 | 0 | 49.9 |  |  |  | 0 | 0 | 0 |  |  |  | 0 | 0 | 0 | NO | ACCEPTED TO CONNECT | 0 | 0 | 0 | 0 | 0 |  | 0 | 7 | 7 | 0 | 0 | 2022-04-12 |  | NO | TO BE CONFIRMED |  | NO |  |  | 2022-05-11 | 54.87432605630941, -3.106034730034018
DATA NOT AVAILABLE | [5 empty] | DATA NOT AVAILABLE | HARMONY ENERGY LTD | WREAY SOLAR FARM | LAND AT GREENLANDS EQUESTRIAN CENTRE | WREAY | CARLISLE | CARLISLE | CA4 0RR | ENGLAND | 342202 | 548426 | HARKER ENWL SGTS 1 2 3A 4 / HUTTON GSP GROUP | CARLISLE | - | 33 | ELECTRICITY NORTH WEST LIMITED | SOLAR | PHOTOVOLTAIC | NO | 0 | 0 | 49.9 |  |  |  | 0 | 0 | 0 |  |  |  | 0 | 0 | 0 | NO | ACCEPTED TO CONNECT | 0 | 0 | 0 | 0 | 0 |  | 49.9 | 49.9 | 49.9 | 49.9 | 49.9 | 2022-05-17 |  | NO | TO BE CONFIRMED |  | NO |  |  | 2022-06-13 | 54.82731977463638, -2.9011892965741723
DATA NOT AVAILABLE | [5 empty] | DATA NOT AVAILABLE | HM HILLSIDE LTD | HILLSIDE FARM | HILLSIDE FARM | HEATON WITH OXCLIFFE | MORECAMBE | LANCASHIRE | LA3 3ET | ENGLAND | 343764 | 460686 | HEYSHAM GSP | - | - | 132 | ELECTRICITY NORTH WEST LIMITED | STORED ENERGY (ALL STORED ENERGY IRRESPECTVE OF THE ORIGINAL ENERGY SOURCE) | STORAGE - ELECTROCHEMICAL (BATTERIES) | NO | 0 | 0 | 50 |  |  |  | 0 | 0 | 0 |  |  |  | 0 | 0 | 0 | NO | ACCEPTED TO CONNECT | 0 | 0 | 0 | 0 | 0 |  | 50 | 50 | 50 | 50 | 50 | 2022-04-08 |  | NO | TO BE CONFIRMED |  | NO |  |  | 2022-06-13 | 54.039069143235196, -2.8601960236746997
DATA NOT AVAILABLE | [5 empty] | DATA NOT AVAILABLE | ANESCO LIMITED | BROUGHTON MOOR 1 SOLAR PV | BALNAKEIL FORGE | BROUGHTON MOOR, EWANRIGG, MARYPORT | CUMBRIA | CUMBRIA | CA15 7RU | ENGLAND | 303626 | 534622 | HARKER ENWL SGTS 1 2 3A 4 / HUTTON GSP GROUP | STAINBURN & SIDDICK | MARYPORT | 11 | ELECTRICITY NORTH WEST LIMITED | SOLAR | PHOTOVOLTAIC | NO | 0 | 0 | 9.99 |  |  |  | 0 | 0 | 0 |  |  |  | 0 | 0 | 0 | NO | ACCEPTED TO CONNECT | 0 | 0 | 0 | 0 | 0 |  | 9.99 | 9.99 | 9.99 | 9.99 | 9.99 | 2022-05-11 |  | NO | TO BE CONFIRMED |  | NO |  |  | 2022-06-14 | 54.6973703839978, -3.496882293991068
DATA NOT AVAILABLE | [5 empty] | DATA NOT AVAILABLE | EDEN SUSTAINABLE LTD | SYSTEM 3 LTD | DENTON HALL FARM RD |  | DENTON | MANCHESTER | M34 2SY | ENGLAND | 391210 | 394764 | STALYBRIDGE GSP | DROYLSDEN | DENTON EAST | 6.6 | ELECTRICITY NORTH WEST LIMITED | SOLAR | PHOTOVOLTAIC | NO | 0 | 0 | 1.456 |  |  |  | 0 | 0 | 0 |  |  |  | 0 | 0 | 0 | NO | ACCEPTED TO CONNECT | 0 | 0 | 0 | 0 | 0 |  | 1.456 | 1.456 | 1.456 | 1.456 | 1.456 | 2022-06-08 |  | NO | TO BE CONFIRMED |  | NO |  |  | 2022-07-29 | 53.44956300107913, -2.133820157842365
DATA NOT AVAILABLE | [5 empty] | DATA NOT AVAILABLE | O&G GROUP LIMITED | LIMERS GATE | LIMERS GATE | TODMORDON | CALDERDALE | LANCASHIRE | OL14 7HT | ENGLAND | 389100 | 423700 | PADIHAM GSP | ROSSENDALE |  | 33 | ELECTRICITY NORTH WEST LIMITED | WIND | ONSHORE WIND TURBINES | NO | 0 | 0 | 4 |  |  |  | 0 | 0 | 0 |  |  |  | 0 | 0 | 0 | NO | ACCEPTED TO CONNECT | 0 | 0 | 0 | 0 | 0 |  | 4 | 4 | 4 | 4 | 4 | 2022-08-10 |  | NO | TO BE CONFIRMED |  | NO |  |  | 2022-09-06 | 53.70960704154126, -2.1666119512296365
DATA NOT AVAILABLE | [5 empty] | DATA NOT AVAILABLE | UK GREEN ENERGY ASSOCIATES LIMITED | ROSSIDE FARM | ROSSIDE |  | ULVERSTON | CUMBRIA | LA12 7SE | ENGLAND | 327500 | 478000 | HARKER ENWL SGTS 1 2 3A 4 / HUTTON GSP GROUP | ULVERSTON |  | 33 | ELECTRICITY NORTH WEST LIMITED | BATTERY STORAGE | STORAGE - ELECTROCHEMICAL (BATTERIES) | NO | 0 | 0 | 45 |  |  |  | 0 | 0 | 0 |  |  |  | 0 | 0 | 0 | NO | ACCEPTED TO CONNECT | 0 | 0 | 0 | 0 | 0 |  | 45 | 45 | 45 | 45 | 45 | 2022-06-08 |  | NO | TO BE CONFIRMED |  | NO |  |  | 2022-09-06 | 54.19261597603249, -3.1126563115936956
DATA NOT AVAILABLE | [5 empty] | DATA NOT AVAILABLE | AMAZON UK SERVICES LTD | AMAZON MAN3 | AMAZON FACILITY MAN3 | BRIDGEWATER AVENUE | BOLTON | LANCASHIRE | BL5 1BT | ENGLAND | 369794 | 404528 | KEARSLEY LOCAL 33 GSP | KEARSLEY LOCAL | CUTACRE | 11 | ELECTRICITY NORTH WEST LIMITED | SOLAR | PHOTOVOLTAIC | NO | 0 | 0 | 2.86 |  |  |  | 0 | 0 | 0 |  |  |  | 0 | 0 | 0 | NO | ACCEPTED TO CONNECT | 0 | 0 | 0 | 0 | 0 |  | 2.86 | 2.86 | 2.86 | 2.86 | 2.86 | 2022-09-05 |  | NO | TO BE CONFIRMED |  | NO |  |  | 2022-10-04 | 53.53652607551271, -2.457222634365368
DATA NOT AVAILABLE | [5 empty] | DATA NOT AVAILABLE | UTILITY CONNECTIONS | SYMMETRY PARK | SYMMETRY PARK |  | WIGAN | LANCASHIRE | WN4 0JA | ENGLAND | 356668 | 402111 | KIRKBY | WIGAN |  | 6.6 | ELECTRICITY NORTH WEST LIMITED | SOLAR | PHOTOVOLTAIC | NO | 0 | 0 | 7 |  |  |  | 0 | 0 | 0 |  |  |  | 0 | 0 | 0 | NO | ACCEPTED TO CONNECT | 0 | 0 | 0 | 0 | 0 |  | 7 | 7 | 7 | 7 | 7 | 2022-11-04 |  | NO | TO BE CONFIRMED |  | NO |  |  | 2024-03-14 | 53.51388103883147, -2.654922102633701
DATA NOT AVAILABLE | [5 empty] | DATA NOT AVAILABLE | NEWTON ENERGI LIMITED | PROJECT WILLOW BANK | BLACKDYKE FARM | BLACKFORD | CARLISLE | CUMBRIA | CA6 4EY | ENGLAND | 338089 | 562252 | HARKER ENWL SGTS 1 2 3A 4 / HUTTON GSP GROUP |  |  | 132 | ELECTRICITY NORTH WEST LIMITED | BATTERY STORAGE | STORAGE - ELECTROCHEMICAL (BATTERIES) | NO | 0 | 0 | 99.4 |  |  |  | 0 | 0 | 0 |  |  |  | 0 | 0 | 0 | NO | ACCEPTED TO CONNECT | 0 | 0 | 0 | 0 | 0 |  | 99.4 | 99.4 | 99.4 | 99.4 | 99.4 | 2022-11-29 |  | NO | TO BE CONFIRMED |  | NO |  |  | 2022-12-12 | 54.9510547240771, -2.9681765426562423
1430000008301 | [5 empty] | 1460000368451 | Summerleaze re-generation limited | Poplars phase three | Poplars Landfill Site | Lichfield Road | Cannock | Staffordshire | WS11 8NQ | United Kingdom | 399527 | 308837 | Rugeley 132Kv S Stn | Cannock 132Kv S Stn | Cannock 132/11Kv | 0.4 | National Grid Electricity Distribution (West Midlands) Plc | data not available | data not available | No | data not available | data not available | 4.6 | data not applicable | data not applicable | data not applicable | data not available | data not available | data not applicable | data not applicable | data not applicable | data not applicable | data not available | data not available | data not applicable | data not available | Connected | 4.6 | 4.37 | 4.6 | 0.2375 | 0.25 | 39052 | data not applicable | data not applicable | data not applicable | data not applicable | data not applicable | data not applicable | data not applicable | data not available | data not available | data not available | data not available | data not available | data not available | 45750
DATA NOT AVAILABLE | [5 empty] | DATA NOT AVAILABLE | GREENTECH PROJECTS HOLDING UK LIMITED | LOWER HOUSE FARM | WOODPLUMPTON |  |  | PRESTON | PR4 0ET | ENGLAND | 351989 | 433819 | PENWORTHAM EAST GSP / ROCHDALE SGT 1 GROUP | RIBBLE | MOORSIDE | 6.6 | ELECTRICITY NORTH WEST LIMITED | SOLAR | PHOTOVOLTAIC | NO | 0 | 0 | 12 |  |  |  | 0 | 0 | 0 |  |  |  | 0 | 0 | 0 | NO | ACCEPTED TO CONNECT | 0 | 0 | 0 | 0 | 0 |  | 12 | 12 | 12 | 0.8 | 0.8 | 2022-12-14 |  | NO | TO BE CONFIRMED |  | NO |  |  | 2024-03-14 | 53.79844741426222, -2.7303874031832365
DATA NOT AVAILABLE | [5 empty] | DATA NOT AVAILABLE | CONRAD ENERGY | ADSWOOD BESS | LAND SOUTH OF ADSWOOD ROAD |  | CHEADLE HULME | LANCASHIRE | SK8 2JB | ENGLAND | 388269 | 387494 | BREDBURY GSP | ADSWOOD |  | 132 | ELECTRICITY NORTH WEST LIMITED | BATTERY STORAGE | STORAGE - ELECTROCHEMICAL (BATTERIES) | NO | 0 | 0 | 75.7 |  |  |  | 0 | 0 | 0 |  |  |  | 0 | 0 | 0 | NO | ACCEPTED TO CONNECT | 0 | 0 | 0 | 0 | 0 |  | 75.7 | 75.7 | 75.7 | 75.7 | 75.7 | 2022-12-28 |  | NO | TO BE CONFIRMED |  | NO |  |  | 2024-03-14 | 53.38415879135983, -2.1778301250129726
DATA NOT AVAILABLE | [5 empty] | DATA NOT AVAILABLE | CONRAD ENERGY LTD | HAZEL GROVE PV SOLAR FARM | MARPLE | HAZEL GROVE |  | STOCKPORT | SK7 6NP | ENGLAND | 394362 | 387705 | BREDBURY GSP | HAZEL GROVE |  | 33 | ELECTRICITY NORTH WEST LIMITED | SOLAR PV | PHOTOVOLTAIC | NO | 0 | 0 | 30 |  |  |  | 0 | 0 | 0 |  |  |  | 0 | 0 | 0 | NO | ACCEPTED TO CONNECT | 0 | 0 | 0 | 0 | 0 |  | 30 | 30 | 30 | 0.1 | 0.1 | 2023-02-24 |  | NO | TO BE CONFIRMED |  | NO |  |  | 2024-03-14 | 53.38615687751892, -2.0862309135013923
DATA NOT AVAILABLE | [5 empty] | DATA NOT AVAILABLE | JBM SOLAR LTD | J217 CUMBRIAN RING | WINSCALES RAOD | LILLYHALL | ALLERDALE | CUMBRIA | CA1 1XR | ENGLAND | 303793 | 526472 | HARKER/HUTTON | STAINBURN |  | 132 | ELECTRICITY NORTH WEST LIMITED | SOLAR PV | PHOTOVOLTAIC | NO | 0 | 0 | 99.9 |  |  |  | 0 | 0 | 0 |  |  |  | 0 | 0 | 0 | NO | ACCEPTED TO CONNECT | 0 | 0 | 0 | 0 | 0 |  | 99.9 | 99.9 | 99.9 | 0.5 | 0.5 | 2023-03-27 |  | NO | TO BE CONFIRMED |  | NO |  |  | 2023-04-03 | 54.62418596964947, -3.491606476246792
DATA NOT AVAILABLE | [5 empty] | DATA NOT AVAILABLE | IMMERSA | KINGMOOR PARK | KINGMOOR PARK | KINGMOOR PARK | CARLISLE | CUMBRIA | CA6 4AJ | ENGLAND | 337343 | 559242 | HARKER | N/A |  | 132 | ELECTRICITY NORTH WEST LIMITED | BATTERY STORAGE | STORAGE - ELECTROCHEMICAL (BATTERIES) | NO | 0 | 0 | 99.4 |  |  |  | 0 | 0 | 0 |  |  |  | 0 | 0 | 0 | NO | ACCEPTED TO CONNECT | 0 | 0 | 0 | 0 | 0 |  | 99.4 | 99.4 | 99.4 | 99.4 | 99.4 | 2023-04-11 |  | NO | TO BE CONFIRMED |  | NO |  |  | 2023-05-11 | 54.92391676202853, -2.9791647749088717
DATA NOT AVAILABLE | [5 empty] | DATA NOT AVAILABLE | SANDBROOK CAPITAL BES LTD | AVONDALE NURSERIES | SPA LANE |  | ORMSKIRK | LANCASHIRE | L40 6JG | ENGLAND | 345812 | 407966 | WASHWAY FARM |  |  | 132 | ELECTRICITY NORTH WEST LIMITED | BATTERY | STORAGE - ELECTROCHEMICAL (BATTERIES) | NO | 0 | 0 | 199 |  |  |  | 0 | 0 | 0 |  |  |  | 0 | 0 | 0 | NO | ACCEPTED TO CONNECT | 0 | 0 | 0 | 0 | 0 |  | 199 | 199 | 199 | 199 | 199 | 2023-05-02 | [7 empty] | 2023-06-13 | 53.565493270077226, -2.8196316717413854
DATA NOT AVAILABLE | [5 empty] | DATA NOT AVAILABLE | FIRMA VOGT SOLAR LTD | BURNFOOT FARM | LONGTOWN |  | CARLISLE | CUMBRIA | CA6 5SL | ENGLAND | 336709 | 566252 | HARKER / HUTTON | SPADEADAM |  | 132 | ELECTRICITY NORTH WEST LIMITED | SOLAR PV | PHOTOVOLTAIC | NO | 0 | 0 | 45 |  |  |  | 0 | 0 | 0 |  |  |  | 0 | 0 | 0 | NO | ACCEPTED TO CONNECT | 0 | 0 | 0 | 0 | 0 |  | 45 | 45 | 45 | 0.5 | 0.5 | 2023-05-04 |  | NO | TO BE CONFIRMED |  |  |  |  | 2023-06-13 | 54.986820655463504, -2.9906039335920447
DATA NOT AVAILABLE | [5 empty] | DATA NOT AVAILABLE | ABEI ENERGY LTD | RAMSCLOUGH SOLAR FARM | HASLINGDEN OLD ROAD |  | ACCRINGTON | LANCASHIRE | BB5 3SL | ENGLAND | 375817 | 424918 | PADIHAM | ROSSENDALE |  | 33 | ELECTRICITY NORTH WEST LIMITED | SOLAR PV | PHOTOVOLTAIC | NO | 0 | 0 | 26 |  |  |  | 0 | 0 | 0 |  |  |  | 0 | 0 | 0 | NO | ACCEPTED TO CONNECT | 0 | 0 | 0 | 0 | 0 |  | 26 | 26 | 26 | 0.13 | 0.13 | 2023-05-16 | [7 empty] | 2023-06-13 | 53.72010503903046, -2.3679409805973943
DATA NOT AVAILABLE | [5 empty] | DATA NOT AVAILABLE | NOVENTUM POWER | TURNERS SOLAR FARM | TURNERS LANE |  | PRESTON | LANCASHIRE | PR3 1GJ | ENGLAND | 350984 | 444918 | PENWORTHAM | BLACKBURN |  | 132 | ELECTRICITY NORTH WEST LIMITED | SOLAR PV | PHOTOVOLTAIC | NO | 0 | 0 | 23 |  |  |  | 0 | 0 | 0 |  |  |  | 0 | 0 | 0 | NO | ACCEPTED TO CONNECT | 0 | 0 | 0 | 0 | 0 |  | 23 | 23 | 23 | 0.5 | 0.5 | 2023-06-13 |  | NO | TO BE CONFIRMED |  |  |  |  | 2024-03-14 | 53.89810148682568, -2.747419427545788
DATA NOT AVAILABLE | [5 empty] | DATA NOT AVAILABLE | S&L ENERGY LTD | WATERSWALLOWS 2 BESS | WATERSWALLOWS LANE |  | BUXTON | CHESHIRE | SK17 7JB | ENGLAND | 408261 | 375282 | STALYBRIDGE | BUXTON |  | 33 | ELECTRICITY NORTH WEST LIMITED | BATTERY |  | NO | 0 | 0 | 20 |  |  |  | 0 | 0 | 0 |  |  |  | 0 | 0 | 0 | NO | ACCEPTED TO CONNECT | 0 | 0 | 0 | 0 | 0 |  | 20 | 20 | 20 | 20 | 20 | 2023-07-08 |  | NO | TO BE CONFIRMED |  |  |  |  | 21/08/2023 | 53.274459489715206, -1.8775806820981422
DATA NOT AVAILABLE | [5 empty] | DATA NOT AVAILABLE | RIVER PROPERTIES LIMITED | HOME FARMS BESS | WATCHWOOD DRIVE |  | LYTHAM | LANCASHIRE | FY8 4NP | ENGLAND | 355901 | 428282 | PENWORTHAM | LYTHAM |  | 132 | ELECTRICITY NORTH WEST LIMITED | BATTERY STORAGE |  | NO | 0 | 0 | 75 |  |  |  | 0 | 0 | 0 |  |  |  | 0 | 0 | 0 | NO | ACCEPTED TO CONNECT | 0 | 0 | 0 | 0 | 0 |  | 75 | 75 | 75 | 75 | 75 | 2023-08-25 |  | NO | TO BE CONFIRMED |  |  |  |  | 2024-03-14 | 53.74903142456547, -2.6702063269595744
DATA NOT AVAILABLE | [5 empty] | DATA NOT AVAILABLE | MR ALAN JAMES T POWELL | HAMBLEDON HILL WF | BILLINGTON ROAD | HAPTON | BURNLEY | LANCASHIRE | BB11 5QQ | ENGLAND | 381002 | 430369 | PADIHAM | HUNCOAT |  | 6.6 | ELECTRICITY NORTH WEST LIMITED | WIND |  | NO | 0 | 0 | 9 |  |  |  | 0 | 0 | 0 |  |  |  | 0 | 0 | 0 | NO | ACCEPTED TO CONNECT | 0 | 0 | 0 | 0 | 0 |  | 9 | 9 | 9 | 0.05 | 0.05 | 2023-09-12 |  | NO | TO BE CONFIRMED |  |  |  |  | 2023-10-11 | 53.76931386013402, -2.2897071727241114
DATA NOT AVAILABLE | [5 empty] | DATA NOT AVAILABLE | CALDERDALE WIND FARM LTD | CALDERDALE WIND FARM |  |  | CALDERDALE | YORKSHIRE | HX7 7AP | ENGLAND | 398318 | 429563 | ROCHDALE |  |  | 132 | NORTHERN POWERGRID | WIND |  | NO | 0 | 0 | 240 |  |  |  | 0 | 0 | 0 |  |  |  | 0 | 0 | 0 | NO | ACCEPTED TO CONNECT | 0 | 0 | 0 | 0 | 0 |  | 240 | 240 | 240 | 3 | 3 | 2023-09-14 |  | NO | TO BE CONFIRMED |  |  |  |  | 2023-10-11 | 53.76241707859792, -2.0269938591578462
DATA NOT AVAILABLE | [5 empty] | DATA NOT AVAILABLE | MR BRYAN DIXON | AMAZON MAN3 | BRIDGEWATER AVENUE |  | BOLTON | LANCASHIRE | BL5 1BT | ENGLAND | 369794 | 404528 | KEARSLEY |  |  | 11 | ELECTRICITY NORTH WEST LIMITED | SOLAR PV |  | NO | 0 | 0 | 0.999 |  |  |  | 0 | 0 | 0 |  |  |  | 0 | 0 | 0 | NO | ACCEPTED TO CONNECT | 0 | 0 | 0 | 0 | 0 |  | 0.999 | 0.999 | 0.999 | 0 | 0 | 2023-09-25 |  | NO | TO BE CONFIRMED |  |  |  |  | 2023-10-11 | 53.53652607551271, -2.457222634365368
DATA NOT AVAILABLE | [5 empty] | DATA NOT AVAILABLE | GRENERGY RENEWABLES UK LTD | BUXTON ROAD BESS | BUXTON ROAD, WORMHILL | DOVE HOLES | HIGH PEAK | DERBYSHIRE | SK17 8DL | ENGLAND | 407300 | 376600 | STALYBRIDGE | BUXTON | N/A | 33 | ELECTRICITY NORTH WEST LIMITED | BATTERY STORAGE | STORAGE - ELECTROCHEMICAL (BATTERIES) | NO | 0 | 0 | 20 |  |  | NO | 0 | 0 | 0 |  |  |  | 0 | 0 | 0 | NO | ACCEPTED TO CONNECT | 0 | 0 | 0 | 0 | 0 |  | 20 | 20 | 20 | 20 | 20 | 2023-10-13 |  | NO | TO BE CONFIRMED |  |  |  |  | 2023-11-10 | 53.28632051623565, -1.8919616767686511
DATA NOT AVAILABLE | [5 empty] | DATA NOT AVAILABLE | LIGHTSOURCE RENEWABLE UK DEVELOPMEN | THREE GATES FARM | STAKEHILL LANE | MIDDLETON, MANCHESTER | MANCHESTER | GREATER MANCHESTER | M24 2RT | ENGLAND | 389586 | 407820 | WHITEGATE | ROYTON | DATA NOT AVAILABLE | 132 | ELECTRICITY NORTH WEST LIMITED | BATTERY STORAGE | STORAGE - ELECTROCHEMICAL (BATTERIES) | NO | 0 | 0 | 50 |  |  |  | 0 | 0 | 0 |  |  |  | 0 | 0 | 0 | NO | ACCEPTED TO CONNECT | 0 | 0 | 0 | 0 | 0 |  | 50 | 50 | 50 | 50 | 50 | 2023-10-20 |  | NO | TO BE CONFIRMED |  |  |  |  | 2023-11-10 | 53.566885064662095, -2.1587115622036683
DATA NOT AVAILABLE | [5 empty] | DATA NOT AVAILABLE | LOWTHER ESTATES LTD | LOWTHER SOLAR PARK | LOWTHER ESTATE |  | PENRITH | CUMBRIA | CA10 2HD | ENGLAND | 354589 | 523547 | HARKER | PENRITH | DATA NOT AVAILABLE | 132 | ELECTRICITY NORTH WEST PLC | SOLAR | PHOTOVOLTAIC | NO | 0 | 0 | 49.9 |  |  |  | 0 | 0 | 0 |  |  |  | 0 | 0 | 0 | NO | ACCEPTED TO CONNECT | 0 | 0 | 0 | 0 | 0 |  | 49.9 | 49.9 | 49.9 | 0.25 | 0.25 | 2023-11-08 |  | NO | TO BE CONFIRMED |  | NO |  |  | 2023-11-23 | 54.60503823077385, -2.7045076723570323
DATA NOT AVAILABLE | [5 empty] | DATA NOT AVAILABLE | SANDBROOK CAPITAL BES LTD | WASHWAY FARM BESS VAR1 | SPA LANE, LATHOM SOUTH, SKELMERSDALE | LATHOM SOUTH | SKELMERSDALE | LANCASHIRE | L40 6QJ | ENGLAND | 345807 | 407897 | WASHWAY FARM | SKELMERSDALE | DATA NOT AVAILABLE | 132 | ELECTRICITY NORTH WEST PLC | BATTERY STORAGE | STORAGE - ELECTROCHEMICAL (BATTERIES) | NO | 0 | 0 | 85 |  |  |  | 0 | 0 | 0 |  |  |  | 0 | 0 | 0 | NO | ACCEPTED TO CONNECT | 0 | 0 | 0 | 0 | 0 |  | 85 | 85 | 85 | 85 | 85 | 2023-11-23 |  | NO | TO BE CONFIRMED |  | NO |  |  | 2023-12-05 | 53.564872623064375, -2.819695161646139
DATA NOT AVAILABLE | [5 empty] | DATA NOT AVAILABLE | ABEI ENERGY GREEN V LIMITED | SNAPEWOOD FARM |  | WINMARLEIGH | PRESTON | LANCASHIRE | PR3 0LA | ENGLAND | 348053 | 447236 | THORNTON | STANAH/PENW WEST | DATA NOT AVAILABLE | 6.6 | ELECTRICITY NORTH WEST PLC | SOLAR | PHOTOVOLTAIC | NO | 0 | 0 | 10 |  |  |  | 0 | 0 | 0 |  |  |  | 0 | 0 | 0 | NO | ACCEPTED TO CONNECT | 0 | 0 | 0 | 0 | 0 |  | 10 | 10 | 10 | 0 | 0 | 2023-11-29 |  | NO | TO BE CONFIRMED |  | NO |  |  | 2023-12-05 | 53.91864715964209, -2.7924136774123096
DATA NOT AVAILABLE | [5 empty] | DATA NOT AVAILABLE | MANCHESTER ENERGY PARTNERSHIP LTD | OCTAGON HOUSE | 62 HATHERSAGE ROAD | - | MANCHESTER | GREATER MANCHESTER | M13 0FN | ENGLAND | 385592 | 395922 | BREDBURY GSP | LONGSIGHT | VICTORIA PARK | 6.6 | ELECTRICITY NORTH WEST PLC | FOSSIL GAS | DATA NOT AVAILABLE | DATA NOT AVAILABLE | 0 | 0 | 6.7 |  |  |  | 0 | 0 | 0 |  |  |  | 0 | 0 | 0 | NO | ACCEPTED TO CONNECT | 0 | 0 | 0 | 0 | 0 |  | 6.7 | 6.72 |  | 0.5 | 0 | 2021-03-22 | [7 empty] | 2024-03-14 | 53.45984670062377, -2.2184647597884495
DATA NOT AVAILABLE | [5 empty] | DATA NOT AVAILABLE | CHRISTIE NHS FOUNDATION TRUST | CHRISTIE'S HOSPITAL ENERGY CENTRE | WILMSLOW ROAD | - | MANCHESTER | GREATER MANCHESTER | M20 4BX | ENGLAND | 384812 | 392576 | SOUTH MANCHESTER | WEST DIDSBURY | CHRISTIE PRIMARY | 6.6 | ELECTRICITY NORTH WEST PLC | FOSSIL GAS | DATA NOT AVAILABLE | YES | 0 | 0 | 2.7 |  |  |  | 0 | 0 | 0 |  |  |  | 0 | 0 | 0 | NO | ACCEPTED TO CONNECT | 0 | 0 | 0 | 0 | 0 |  | 2.7 | 0.81599999999999995 |  | 0 | 12.2 | 2021-05-14 |  |  | TO BE CONFIRMED |  |  |  |  | 2024-03-14 | 53.42974937863198, -2.2300494431785935
DATA NOT AVAILABLE | [5 empty] | DATA NOT AVAILABLE | MANCHESTER AIRPORT GROUP | MAN AIRPORT (AMAZON) PV ARRAY | 4TH FLOOR OLYMPIC HOUSE | MANCHESTER AIRPORT | MANCHESTER | GREATER MANCHESTER | M90 1QX | ENGLAND | 382113 | 385258 | SOUTH MANCHESTER | MOSS NOOK | MANCHESTER AIRPORT | 11 | ELECTRICITY NORTH WEST PLC | SOLAR | PHOTOVOLTAIC | NO | 0 | 0 | 1.6 |  |  |  | 0 | 0 | 0 |  |  |  | 0 | 0 | 0 | NO | ACCEPTED TO CONNECT | 0 | 0 | 0 | 0 | 0 |  | 1.6 | 0 |  | 0 | 30 | 2021-11-22 |  |  | TO BE CONFIRMED |  |  |  |  | 2024-03-14 | 53.36388659311273, -2.27025219444682
DATA NOT AVAILABLE | [5 empty] | DATA NOT AVAILABLE | NOVENTUM POWER LIMITED | DUKINFIELD FARM | HURST LANE |  | GLAZEBURY | CHESHIRE | WA3 5QA | ENGLAND | 366009 | 396622 | BOLD | GOLBORNE | DATA NOT AVAILABLE | 11 | ELECTRICITY NORTH WEST LIMITED | SOLAR | PHOTOVOLTAIC | NO | 0 | 0 | 10 |  |  |  | 0 | 0 | 0 |  |  |  | 0 | 0 | 0 | NO | ACCEPTED TO CONNECT | 0 | 0 | 0 | 0 | 0 |  | 10 | 10 | 10 | 0.15 | 0.15 | 2024-02-12 | [7 empty] | 2024-03-14 | 53.465234517861425, -2.513469076143642
DATA NOT AVAILABLE | [5 empty] | DATA NOT AVAILABLE | FORSA ENERGY GAS HOLDINGS LTD | LAND NORTH EAST OF NEWTON ROAD |  | CATTERLEN | PENRITH | CUMBRIA | CA11 0AA | ENGLAND | 349850 | 530450 | HARKER/HUTTON | PENRITH/SHAP | DATA NOT AVAILABLE | 132 | ELECTRICITY NORTH WEST LIMITED | BATTERY STORAGE | STORAGE - ELECTROCHEMICAL (BATTERIES) | NO | 0 | 0 | 30 |  |  |  | 0 | 0 | 0 |  |  |  | 0 | 0 | 0 | NO | ACCECPTED TO CONNECT | 0 | 0 | 0 | 0 | 0 |  | 30 | 30 | 30 | 30 | 30 | 2024-04-03 | [7 empty] | 2024-05-15 | 54.66661842194477, -2.779048605430533
DATA NOT AVAILABLE | [5 empty] | DATA NOT AVAILABLE | LIGHTSOURCE RENEWABLE | MOSS NOOK BESS 2 | LAND TO THE NORTH OF THE A555 | MANCHESTER AIRPORT RELIEF ROAD | CHEADLE | CHESHIRE | SK8 3PS | ENGLAND | 384428 | 384724 | SOUTH MANCHESTER | MOSS NOOK | DATA NOT AVAILABLE | 132 | ELECTRICITY NORTH WEST LIMITED | BATTERY STORAGE | STORAGE - ELECTROCHEMICAL (BATTERIES) | NO | 0 | 0 | 70 |  |  |  | 0 | 0 | 0 |  |  |  | 0 | 0 | 0 | NO | ACCECPTED TO CONNECT | 0 | 0 | 0 | 0 | 0 |  | 70 | 70 | 70 | 70 | 70 | 2024-05-23 | [7 empty] | 2024-06-12 | 53.3591604800143, -2.2354384378553154
DATA NOT AVAILABLE | [5 empty] | DATA NOT AVAILABLE | ABEI ENERGY | MYTHORP ROAD | LAND LYING SOUTH OF MYTHOP ROAD |  | BLACKPOOL | LANCASHIRE | FY8 3LR | ENGLAND | 336565 | 434763 | PENWORTHAM | DATA NOT AVAILABLE | DATA NOT AVAILABLE | 132 | ELECTRICITY NORTH WEST LIMITED | BATTERY STORAGE | STORAGE - ELECTROCHEMICAL (BATTERIES) | NO | 0 | 0 | 75 |  |  |  | 0 | 0 | 0 |  |  |  | 0 | 0 | 0 | NO | ACCECPTED TO CONNECT | 0 | 0 | 0 | 0 | 0 |  | 75 | 75 | 75 | 75 | 75 | 2024-06-04 | [7 empty] | 2024-07-12 | 53.80527579340407, -2.9647182407650585
DATA NOT AVAILABLE | [5 empty] | DATA NOT AVAILABLE | PEEL CUBICO RENEWABLES LIMITED | HIGHER MOSS BESS | ROCHDALE ROAD | ROCHDALE ROAD, TURN | BURY | GREATER MANCHESTER | BL0 0RL | ENGLAND | 382012 | 416944 | ROCHDALE | SCOUT MOOR | DATA NOT AVAILABLE | 33 | ELECTRICITY NORTH WEST LIMITED | BATTERY STORAGE | STORAGE - ELECTROCHEMICAL (BATTERIES) | NO | 0 | 0 | 85 |  |  |  | 0 | 0 | 0 |  |  |  | 0 | 0 | 0 | NO | ACCECPTED TO CONNECT | 0 | 0 | 0 | 0 | 0 |  | 85 | 85 | 85 | 85 | 85 | 2024-06-21 | [7 empty] | 2024-07-12 | 53.64868622374067, -2.2735995259783186
DATA NOT AVAILABLE | [5 empty] | DATA NOT AVAILABLE | FORSA ENERGY GAS HOLDINGS LTD | BESS AT LUSCOMBE PLANT HIRE LTD | NORTH LONSDALE ROAD |  | ULVERSTON | CUMBRIA | LA12 9EB | ENGLAND | 330320 | 477860 | HARKER/HUTTON | DATA NOT AVAILABLE | DATA NOT AVAILABLE | 33 | ELECTRICITY NORTH WEST LIMITED | BATTERY STORAGE | STORAGE - ELECTROCHEMICAL (BATTERIES) | NO | 0 | 0 | 25 |  |  |  | 0 | 0 | 0 |  |  |  | 0 | 0 | 0 | NO | ACCECPTED TO CONNECT | 0 | 0 | 0 | 0 | 0 |  | 25 | 25 | 25 | 25 | 25 | 2024-07-09 | [7 empty] | 2024-09-17 | 54.19174943273466, -3.069412087744434
DATA NOT AVAILABLE | [5 empty] | DATA NOT AVAILABLE | NEWTON ENERGI LTD | LOWLANDS FARM | PEEL ROAD |  | BLACKPOOL | LANCASHIRE | FY4 5JX | ENGLAND | 335817 | 431380 | STANNAH | PEEL | N/A | 132 | ELECTRICITY NORTH WEST LIMITED | BATTERY STORAGE | STORAGE - ELECTROCHEMICAL (BATTERIES) | NO | 0 | 0 | 50 |  |  |  | 0 | 0 | 0 |  |  |  | 0 | 0 | 0 | NO | ACCEPTED TO CONNECT | 0 | 0 | 0 | 0 | 0 |  | 50 | 50 | 50 | 50 | 50 | 2024-10-07 | [7 empty] | 2024-11-14 | 53.77478200504163, -2.975368809223949
DATA NOT AVAILABLE | [5 empty] | DATA NOT AVAILABLE | UNICORN RENEWABLES | HOUGHTON BESS | HOUGHTON BARN FARM | ALTHAM LANE | ACCRINGTON | LANCASHIRE | BB5 5US | ENGLAND | 377550 | 432035 | PADIHAM | N/A | N/A | 132 | ELECTRICITY NORTH WEST LIMITED | BATTERY STORAGE | STORAGE - ELECTROCHEMICAL (BATTERIES) | NO | 0 | 0 | 240 |  |  |  | 0 | 0 | 0 |  |  |  | 0 | 0 | 0 | NO | ACCEPTED TO CONNECT | 0 | 0 | 0 | 0 | 0 |  | 240 | 240 | 240 | 240 | 240 | 2024-10-21 | [7 empty] | 2024-11-14 | 53.78414948065021, -2.342199937828457
DATA NOT AVAILABLE | [5 empty] | DATA NOT AVAILABLE | ADTEK LTD | PARK ROAD BESS - ROBBS WATER FARM | PARK ROAD |  | BARROW-IN-FURNESS | CUMBRIA | LA14 4QP | ENGLAND | 319813 | 473140 | DATA NOT AVAILABLE | DATA NOT AVAILABLE | DATA NOT AVAILABLE | 132 | ELECTRICITY NORTH WEST LIMITED | BATTERY STORAGE | STORAGE - ELECTROCHEMICAL (BATTERIES) | NO | 0 | 0 | 100 |  |  |  | 0 | 0 | 0 |  |  |  | 0 | 0 | 0 |  | ACCECPTED TO CONNECT | 0 | 0 | 0 | 0 | 0 |  | 100 | 100 | 100 | 100 | 100 | 2024-12-16 | [7 empty] | 2025-01-14 | 54.14780151944199, -3.2291455272949743
DATA NOT AVAILABLE | [5 empty] | DATA NOT AVAILABLE | LOCOGEN CONSULTING LTD | 10181 - CATON MOOR WIND FARM | CATON |  | LANCASTER | LANCASHIRE | LA2 9NB | ENGLAND | 353164 | 463613 | DATA NOT AVAILABLE | LANCASTER | DATA NOT AVAILABLE | 33 | ELECTRICITY NORTH WEST LIMITED | WIND | WIND | NO | 0 | 0 | 24 |  |  |  | 0 | 0 | 0 |  |  |  | 0 | 0 | 0 |  | ACCECPTED TO CONNECT | 0 | 0 | 0 | 0 | 0 |  | 24 | 24 | 24 | 24 | 24 | 2024-12-23 | [7 empty] | 2025-01-14 | 54.06631498156997, -2.717127869625617
DATA NOT AVAILABLE | [5 empty] | DATA NOT AVAILABLE | ENERGI GENERATION 8 LTD | HUNTROYDE | OLD HEY FARM | WHALLEY ROAD | PADIHAM | LANCASHIRE | BB12 7HL | ENGLAND | 378200 | 433729 | PADIHAM GSP | HUNCOAT | - | 132 | ELECTRICITY NORTH WEST LIMITED | STORED ENERGY (ALL STORED ENERGY IRRESPECTVE OF THE ORIGINAL ENERGY SOURCE) | STORAGE - ELECTROCHEMICAL (BATTERIES) | NO | 0 | 0 | 99 |  |  |  | 0 | 0 | 0 |  |  |  | 0 | 0 | 0 | NO | ACCEPTED TO CONNECT | 0 | 0 | 0 | 0 | 0 |  | 99.9 | 99.9 | 99.9 | 99.9 | 99.9 | 2021-11-10 |  | NO | TO BE CONFIRMED |  | NO |  |  | 2021-12-06 | 53.79940260227967, -2.332455660358513
DATA NOT AVAILABLE | [5 empty] | DATA NOT AVAILABLE | AGREN POWER AND ENERGY LTD | YEW TREE DAIRY | 1 PIT HEY PLACE | WEST PIMBO | SKELMERSDALE | LANCASHIRE | WN8 9PS | ENGLAND | 349517 | 404174 | WASHWAY FARM GSP / KIRKBY GSP GROUP | SKELMERSDALE | PIMBO | 11 | ELECTRICITY NORTH WEST LIMITED | OTHER | OTHER | YES | 0 | 0 | 2 |  |  |  | 0 | 0 | 0 |  |  |  | 0 | 0 | 0 | NO | ACCEPTED TO CONNECT | 0 | 0 | 0 | 0 | 0 |  | 2.48 | 0.95 | 1 | 3.8 | 4 | 2016-11-02 |  | NO | NO |  | TO BE CONFIRMED |  |  | 2021-12-06 | 53.53178285205445, -2.763083683205437
DATA NOT AVAILABLE | [5 empty] | DATA NOT AVAILABLE | NHS | WYTHENSHAWE HOSPITAL | SOUTHMOOR ROAD | WYTHENSHAWE | MANCHESTER | GREATER MANCHESTER | M23 9LT | ENGLAND | 380500 | 388000 | CARRINGTON ENWL SGTS 1B 2B 4 7 | SALE | BAGULEY | 11 | ELECTRICITY NORTH WEST LIMITED | FOSSIL - OIL | ENGINE (COMBUSTION / RECIPROCATING) | NO | 0 | 0 | 1.25 |  |  |  | 0 | 0 | 0 |  |  |  | 0 | 0 | 0 | NO | ACCEPTED TO CONNECT | 0 | 0 | 0 | 0 | 0 |  | 1.3158 | 1.25 | 1.3157894736842106 | 0 | 0 | 2019-06-05 |  | NO | NO |  | TO BE CONFIRMED |  |  | 2023-04-05 | 53.38847559822719, -2.2946607030824397
1640000391146 | [5 empty] | 1640000391137 | AREVON ENERGY | WYTHEGILL WIND FARM | MARYPORT ROAD | SIDDICK | WORKINGTON | CUMBRIA | CA14 1NW | ENGLAND | 300286 | 531828 | HARKER ENWL SGTS 1 2 3A 4 / HUTTON GSP GROUP | STAINBURN & SIDDICK | STAINBURN | 11 | ELECTRICITY NORTH WEST LIMITED | WIND | ONSHORE WIND TURBINES | NO | 0 | 0 | 2.3 |  |  |  | 0 | 0 | 0 |  |  |  | 0 | 0 | 0 | NO | CONNECTED | 2.3 | 2.185 | 2.3 | 0.019 | 0.02 | 2014-05-01 |  |  |  | 0 | 0 |  |  | NO | NO |  |  |  |  | 2021-12-06 | 54.67161985970525, -3.5477303002847043
DATA NOT AVAILABLE | [5 empty] | DATA NOT AVAILABLE | OLDHAM COUNCIL | WRIGLEY HEAD |  | FAILSWORTH | MANCHESTER | GREATER MANCHESTER | M35 9BR | ENGLAND | 389901 | 402108 | WHITEGATE GSP | CHADDERTON | HOLLINWOOD | 6.6 | ELECTRICITY NORTH WEST LIMITED | SOLAR | PHOTOVOLTAIC | NO | 0 | 0 | 1.5 |  |  |  | 0 | 0 | 0 |  |  |  | 0 | 0 | 0 | NO | ACCEPTED TO CONNECT | 0 | 0 | 0 | 0 | 0 |  | 1.5789 | 1.5 | 1.5789473684210527 | 0 | 0 | 2020-03-30 |  | NO | NO |  | TO BE CONFIRMED |  |  | 2023-04-05 | 53.51555006110024, -2.153768950446562
1640000605252 | [5 empty] | 1640000605243 | WREAY SOLAR LIMITED | WREAY SOLAR |  | SOUTHWAITE | CARLISLE | CUMBRIA | CA4 0PY | ENGLAND | 342238 | 547393 | HARKER ENWL SGTS 1 2 3A 4 / HUTTON GSP GROUP | CARLISLE | - | 33 | ELECTRICITY NORTH WEST LIMITED | SOLAR | PHOTOVOLTAIC | NO | 0 | 0 | 4.975 |  |  |  | 0 | 0 | 0 |  |  |  | 0 | 0 | 0 | NO | CONNECTED | 4.975 | 4.161 | 4.38 | 0.095 | 0.1 | 2017-03-14 |  |  |  | 0 | 0 |  |  | NO | NO |  |  |  |  | 2021-12-06 | 54.818042111769245, -2.9004224179829112
1418630513008 | [5 empty] | data not applicable | Summerleaze regeneration ltd | Candles landfill | Site | Dog In The Lane, Little Wenlock | Telford | Shropshire | TF6 5AR | United Kingdom | 366319 | 307385 | Ironbridge 132Kv S Stn | Ironbridge 132 33Kv S Stn | Madeley 33 11Kv S Stn | 0.4 | National Grid Electricity Distribution (West Midlands) Plc | data not available | data not available | No | data not available | data not available | 3 | data not applicable | data not applicable | data not applicable | data not available | data not available | data not applicable | data not applicable | data not applicable | data not applicable | data not available | data not available | data not applicable | data not available | Connected | 3 | 2.85 | 3 | data not available | data not available | 38618 | data not applicable | data not applicable | data not applicable | data not applicable | data not applicable | data not applicable | data not applicable | data not available | data not available | data not available | data not available | data not available | data not available | 45750
1640000527871 | [5 empty] | 1600000138214 | UNITED UTILITIES WATER LTD | WIGAN ETW | DEANS LANE | LATHOM | ORMSKIRK | LANCASHIRE | L40 4BL | ENGLAND | 347953 | 411166 | WASHWAY FARM GSP / KIRKBY GSP GROUP | SKELMERSDALE | SKELMERSDALE | 11 | ELECTRICITY NORTH WEST LIMITED | SOLAR | PHOTOVOLTAIC | NO | 0 | 0 | 1.6 | FOSSIL - OIL | ENGINE (COMBUSTION / RECIPROCATING) |  | 0 | 0 | 1.52 |  |  |  | 0 | 0 | 0 | NO | CONNECTED | 3.12 | 2.66 | 2.8 | 3.6128 | 3.803 | 2016-01-01 |  |  |  | 0 | 0 |  |  | NO | NO |  |  |  |  | 2021-12-06 | 53.59447023541954, -2.7878438649278996
1050002012049 | [6 empty] | Sun Credit | LIME KILNS GAS FARM | LOWER DUNTON ROAD |  | basildon | Essex | SS16 6EB | England | 565963 | 187371 | Tilbury | Basildon Grid 33kV |  | 33 | Eastern Power Networks (EPN) | Fossil - Gas | Engine (combustion / reciprocating) |  |  |  | 22 | [12 empty] | No | Connected | 22 | 22 | 23.158 | 0 | 0 | 2021-02-25 | [13 empty] | 2020-11-13 | 0.29727 | 51.5519 | 51.5519138872789, 0.297266174359604 |  | Storage
1630000215630 | [5 empty] | 1630000215620 | DATA NOT AVAILABLE | WHARRELS HILL WIND FARM |  |  | WIGTON | CUMBRIA | CA7 2JP | ENGLAND | 317315 | 537849 | HARKER ENWL SGTS 1 2 3A 4 / HUTTON GSP GROUP | STAINBURN & SIDDICK | - | 33 | ELECTRICITY NORTH WEST LIMITED | WIND | ONSHORE WIND TURBINES | NO | 0 | 0 | 10.4 |  |  |  | 0 | 0 | 0 |  |  |  | 0 | 0 | 0 | NO | CONNECTED | 10.4 | 9.88 | 10.4 | 0.038 | 0.04 | 2006-10-01 |  |  |  | 0 | 0 |  |  | NO | NO |  |  |  |  | 2021-12-06 | 54.728799895677454, -3.285461753806146
1640000531308 | [5 empty] | 1640000531292 | WESTFIELD FARM SOLAR PARK LIMITED | WESTFIELD SOLAR FARM | GARSTAND BYPASS | GARSTAND BYPASS | PRESTON | LANCASHIRE | PR3 0PU | ENGLAND | 349355 | 441980 | PENWORTHAM EAST GSP / ROCHDALE SGT 1 GROUP | RIBBLE | CATTERALL WATERWORKS | 6.6 | ELECTRICITY NORTH WEST LIMITED | SOLAR | PHOTOVOLTAIC | NO | 0 | 0 | 4 |  |  |  | 0 | 0 | 0 |  |  |  | 0 | 0 | 0 | NO | CONNECTED | 4 | 3.8 | 4 | 0.038 | 0.04 | 2015-12-01 |  |  |  | 0 | 0 |  |  | NO | NO |  |  |  |  | 2021-12-06 | 53.87154073542311, -2.7717207585208383
Data Not Available | [5 empty] | Data Not Available | Sunderland Royal Hospital | Sunderland Royal Hospital | Sunderland Royal Hospital | Kayll Road | Sunderland | Tyne and Wear | SR4 7TP | England | 437833 | 556591 | Offerton | Offerton | Mount Road | 11 | Northern Powergrid (Northeast) plc | Fossil - Gas | Engine (combustion / reciprocating) | Yes | Data Not Applicable | Data Not Applicable | 1.2 | Data Not Available | Data Not Available | Data Not Available | Data Not Available | Data Not Available | Data Not Available | Data Not Available | Data Not Available | Data Not Available | Data Not Available | Data Not Available | Data Not Available | No | Connected | 1.2 | 1.2 | 1.263 | Data Not Available | Data Not Available | Data Not Available | Data Not Applicable | Data Not Applicable | 1.263 | Data Not Applicable | Data Not Applicable | 2016-06-17 00:00:00 | Data Not Available | Data Not Available | Data Not Available | Data Not Available | Data Not Available | Data Not Available | Data Not Available | 2017-03-08 | 54.902616482641385, -1.4115392942215044 | 2016-06-17 |  | Sunderland
1574200340394 | [5 empty] | 1580001757480 | Sunderland, Deptford Terrace, Sunderland Generation 1 | Sunderland, Deptford Terrace, Sunderland Generation 1 | Sunderland Generation 1 | Deptford Terrace | Sunderland | Tyne and Wear | SR4 6UA | England | 437953 | 557593 | West Boldon | West Boldon | Sunderland T1 T2 | 11 | Northern Powergrid (Northeast) plc | Fossil - Gas | Engine (combustion / reciprocating) | No | Data Not Applicable | Data Not Applicable | 6 | Data Not Available | Data Not Available | Data Not Available | Data Not Available | Data Not Available | Data Not Available | Data Not Available | Data Not Available | Data Not Available | Data Not Available | Data Not Available | Data Not Available | No | Connected | 6 | 6 | 6.316 | 0.238 | 0.25 | 2021-10-13 11:59:00 | Data Not Applicable | Data Not Applicable | 6.316 | Data Not Applicable | Data Not Applicable | 2018-06-04 00:00:00 | Data Not Available | Data Not Available | Data Not Available | Data Not Available | Data Not Available | Data Not Available | Data Not Available | 2024-09-11 | 54.91161119787797, -1.409536358583901 | 2018-06-04 | 2021-10-13 | Sunderland
data not available | [5 empty] | data not available | Sundorne Products (Llanidloes) Limited | Bryn Posteg Landfill | Tylwch Road | Llanidloes | Llanidloes | Dee Valley and Mid Wales | SY18 6JJ | Wales | 355408 | 341019 | LEGACY | LEGACY LOCAL GT2 / NEWTOWN GT2 / OSWESTRY GT5 / OSWESTRY GT8 / WELSHPOOL GT1 / WHITCHURCH GT1 | LLANIDLOES T1 / LLANIDLOES T2 | 33 | SP Manweb plc | Biofuel - Landfill gas | Engine (combustion / reciprocating) | No | 0 | 0 | 2.13 | data not applicable | data not applicable | No | 0 | 0 | 0 | data not applicable | data not applicable | No | 0 | 0 | 0 | data not available | Connected | 2.13 | 2.13 | 2.2421 | data not applicable | data not applicable | data not available | data not applicable | data not applicable | data not applicable | data not applicable | data not applicable | data not available | data not applicable | N | N | data not available | N | data not available | data not available | 44088 | data not available | 156
1470000785430 | [5 empty] | 1470000785421 | Sustainable energy centre ltd | Syntech energy | Spreadeagle Works | Portway Road | Wednesbury | West Midlands | WS10 7DZ | United Kingdom | 398062 | 295001 | Ocker Hill C 132Kv S Stn | data not available | Ocker Hill B 132/33/11Kv | 11 | National Grid Electricity Distribution (West Midlands) Plc | Biofuel - Landfill gas | Gas turbine (OCGT) | No | data not available | data not available | 3.8 | data not applicable | data not applicable | data not applicable | data not available | data not available | data not applicable | data not applicable | data not applicable | data not applicable | data not available | data not available | data not applicable | data not available | Connected | 3.8 | 3.61 | 3.8 | 0.19 | 0.2 | 43040 | data not applicable | data not applicable | data not applicable | data not applicable | data not applicable | data not applicable | data not applicable | data not available | data not available | data not available | data not available | data not available | data not available | 45750
2200042520556 | [5 empty] | 2200042520547 | Sustainable energy generation limited | South petherton, frogmary green farm, west street | Frogmary Green Farm | West Street | South petherton | Somerset | TA13 5DJ | United Kingdom | 342274 | 116032 | Bridgwater Sgp | Bridgwater Grid Bsp | Martock | 11 | National Grid Electricity Distribution (South West) Plc | Biofuel - Biogas from anaerobic digestion (excluding landfill & sewage) | Engine (combustion / reciprocating) | Yes | data not available | data not available | 0.998 | Fossil - Other | Engine (combustion / reciprocating) | No | data not available | data not available | 0.825 | data not applicable | data not applicable | data not applicable | data not available | data not available | data not applicable | data not available | Connected | 1.823 | 0.95 | 1 | 0.513 | 0.54 | 43221 | data not applicable | data not applicable | data not applicable | data not applicable | data not applicable | data not applicable | data not applicable | data not available | data not available | data not available | data not available | data not available | data not available | 45750
1640000527533 | [5 empty] | 1640000527524 | TODDERSTAFFE SOLAR LIMITED | TODDERSTAFF HALL SOLAR FARM | FAIRFIELD ROAD | FAIRFIELD ROAD | POULTON-LE-FYLDE | LANCASHIRE | FY6 8LF | ENGLAND | 337046 | 435945 | PENWORTHAM WEST GSP / STANAH GSP GROUP | BISPHAM | POULTON | 6.6 | ELECTRICITY NORTH WEST LIMITED | SOLAR | PHOTOVOLTAIC | NO | 0 | 0 | 3.312 |  |  |  | 0 | 0 | 0 |  |  |  | 0 | 0 | 0 | NO | CONNECTED | 3.312 | 3.211 | 3.38 | 0.0475 | 0.05 | 2017-03-14 |  |  |  | 0 | 0 |  |  | NO | NO |  |  |  |  | 2021-12-06 | 53.81595658300492, -2.957657729142269
1900090915582 | [5 empty] | 1900090669287 | Sutton and East Surrey Water PLC | BOUGH BEECH TREATMENT WORKS | IDE HILL ROAD | BOUGH BEECH | EDENBRIDGE | KENT | TN8 7PL | England | 548770 | 147657 | Northfleet East | Dormansland Grid 33kV | Four Elms 11kV | 11 | South Eastern Power Networks (SPN) | Fossil - Oil | Engine (combustion / reciprocating) | No |  |  | 1.8 | [12 empty] | No | Connected | 1.8 | 1.8 | 1.89 |  |  | 2012-08-09 | [7 empty] | No | No |  |  |  |  | 2023-05-16 | -0.353 | 51.2307 | 51.2306546041189, -0.35299820922722 | SPN-S000000008357 | Storage
1900091380431 | [5 empty] | Data not available | Sutton and East Surrey Water plc | KENLEY WTW 21249 | GODSTONE ROAD |  | KENLEY | SURREY | CR8 5AE | England | 532859 | 159891 | Beddington SGT | Purley Grid 33kV | Purley Local 11kV | 11 | South Eastern Power Networks (SPN) | Biofuel sewage gas | Steam-gas turbine (CCGT) |  |  |  | 1.015 | [12 empty] | No | Connected | 1.015 | 1.015 | 1.015 |  |  | 2016-04-13 | [13 empty] | 2021-07-14 | 0.29871 | 51.4067 | 51.4067098090746, 0.298708323883031 | SPN-S000000008656 | Fossil fuel
DATA NOT AVAILABLE | [5 empty] | DATA NOT AVAILABLE | ALKANE ENERGY UK LTD | TAYLOR ROAD | TRAFFORD |  | MANCHESTER | GREATER MANCHESTER | M41 7SW | ENGLAND | 377083 | 397220 | CARRINGTON ENWL SGTS 1B 2B 4 7 | BARTON | TO BE CONFIRMED | 11 | ELECTRICITY NORTH WEST LIMITED | FOSSIL - COAL GAS | ENGINE (COMBUSTION / RECIPROCATING) | NO | 0 | 0 | 16 |  |  |  | 0 | 0 | 0 |  |  |  | 0 | 0 | 0 | NO | ACCEPTED TO CONNECT | 0 | 0 | 0 | 0 | 0 |  | 19.848 | 15.2 | 16 | 0.475 | 0.5 | 2016-10-05 |  | NO | NO |  | TO BE CONFIRMED |  |  | 2024-03-14 | 53.47121020298043, -2.3467109939596527
DATA NOT AVAILABLE | [5 empty] | DATA NOT AVAILABLE | ENWL CONSTRUCTION & MAINTENANCE LTD | TATA, SHAPFELL LIMESTONE QUARRIES | LITTLE STRICKLAND | LITTLE STRICKLAND | EDEN | CUMBRIA | CA10 3QG | ENGLAND | 357556 | 513478 | HARKER ENWL SGTS 1 2 3A 4 / HUTTON GSP GROUP | - | - | 132 | ELECTRICITY NORTH WEST LIMITED | FOSSIL - GAS | ENGINE (COMBUSTION / RECIPROCATING) | NO | 0 | 0 | 0.5035 |  |  |  | 0 | 0 | 0 |  |  |  | 0 | 0 | 0 | NO | ACCEPTED TO CONNECT | 0 | 0 | 0 | 0 | 0 |  | 45.6 | 48 | 48 | 0.525 | 0.525 | 2020-07-28 | 2027-01-01 00:00:00 | NO | NO |  | TO BE CONFIRMED |  |  | 2021-12-06 | 54.5148146541241, -2.657123006442474
1900090724005 | [5 empty] | Data not available | Sutton and East Surrey Water plc | CHEAM WTW 213936 | SHEARWATER ROAD |  | CHEAM | SURREY | SM1 2EW | England | 524696 | 164129 | Beddington SGT | Sutton Grid 33kV | Sutton B 11kV | 11 | South Eastern Power Networks (SPN) | Fossil - Oil | Engine (combustion / reciprocating) |  |  |  | 4.424 | [12 empty] | No | Connected | 4.424 | 4.424 | 4.657 |  |  | 2011-03-22 | [13 empty] | 2021-07-14 | -0.53274 | 51.1198 | 51.1198201778246, -0.532736536201517 | SPN-S000000008382 | Solar PV
1640000264155 | [5 empty] | 1640000264146 | RES GROUP | TALLENTIRE WIND FARM | HILL FARM | HILL FARM | COCKERMOUTH | CUMBRIA | CA13 0PY | ENGLAND | 313613 | 536544 | HARKER ENWL SGTS 1 2 3A 4 / HUTTON GSP GROUP | STAINBURN & SIDDICK | - | 33 | ELECTRICITY NORTH WEST LIMITED | WIND | ONSHORE WIND TURBINES | NO | 0 | 0 | 12 |  |  |  | 0 | 0 | 0 |  |  |  | 0 | 0 | 0 | NO | CONNECTED | 12 | 12.0004 | 12.632 | 0.6346 | 0.668 | 2012-11-01 |  |  |  | 0 | 0 |  |  | NO | NO |  |  |  |  | 2021-12-06 | 54.71645258689967, -3.342541940018693
1170000280117 | [5 empty] | 1170000280108 | Sutton grange ad limited | Low farm | Low Farm | Sutton | Retford | Nottinghamshire | DN22 8SB | United Kingdom | 469941 | 385360 | Staythorpe C 132Kv S Stn | Checkerhouse 33Kv S Stn | data not available | 33 | National Grid Electricity Distribution (East Midlands) Plc | Biofuel - Biogas from anaerobic digestion (excluding landfill & sewage) | Engine (combustion / reciprocating) | Yes | data not available | data not available | 3 | data not applicable | data not applicable | data not applicable | data not available | data not available | data not applicable | data not applicable | data not applicable | data not applicable | data not available | data not available | data not applicable | data not available | Connected | 3 | 2.85 | 3 | 0.57 | 0.6 | 41643 | data not applicable | data not applicable | data not applicable | data not applicable | data not applicable | data not applicable | data not applicable | data not available | data not available | data not available | data not available | data not available | data not available | 45750
data not available | [5 empty] | data not available | SUTTON MANOR MINES GAS | Union Bank Farm | Warrington Road | Bold Heath | Nr Widnes | Merseyside | WA8 5UU | England | 352255 | 389597 | RAINHILL | BOLD G2A / PRESCOT GT1B / WIDNES GT1 / WIDNES GT2 | CLOCKFACE T1 / GEC ST HELENS T1 / HILLS MOSS T1 / NCB SUTTON MANOR T2 | 33 | SP Manweb plc | Fossil - Gas | Steam-gas turbine (CCGT) | No | 0 | 0 | 3 | data not applicable | data not applicable | No | 0 | 0 | 0 | data not applicable | data not applicable | No | 0 | 0 | 0 | data not available | Connected | 3 | 3 | 3.1579 | data not applicable | data not applicable | data not available | data not applicable | data not applicable | data not applicable | data not applicable | data not applicable | data not available | data not applicable | N | N | data not available | N | data not available | data not available | 44088 | data not available | 770
DATA NOT AVAILABLE | [5 empty] | DATA NOT AVAILABLE | AMBER ENERGY STORAGE XL LIMITED | STEELPOINT BESS | STAVELEY INDUSTRIAL ESTATE | STAVELEY RAOD | SKELMERSDALE | LANCASHIRE | WN8 8DZ | ENGLAND | 347283 | 407152 | WASHWAY FARM GSP / KIRKBY GSP GROUP | SKELMERSDALE | - | 33 | ELECTRICITY NORTH WEST LIMITED | STORED ENERGY (ALL STORED ENERGY IRRESPECTVE OF THE ORIGINAL ENERGY SOURCE) | STORAGE - ELECTROCHEMICAL (BATTERIES) | NO | 0 | 0 | 49.9 |  |  |  | 0 | 0 | 0 |  |  |  | 0 | 0 | 0 | NO | CONNECTED | 0 | 49.9 | 0 | 49.9 | 0 |  |  |  |  | 0 | 0 | 2016-07-07 |  | NO | NO |  | TO BE CONFIRMED |  |  | 2024-03-14 | 53.558327646950445, -2.7972864805846056
1460002258671 | [5 empty] | 1460002258662 | Swancote energy limited | Swancote farm generation | Swancote Farm | Swancote | Bridgnorth | Shropshire | WV15 5HB | United Kingdom | 374173 | 293973 | Ironbridge 132Kv S Stn | Ironbridge 132 33Kv S Stn | data not available | 33 | National Grid Electricity Distribution (West Midlands) Plc | Biomass | Steam turbine (thermal power plant) | No | data not available | data not available | 2.18 | data not applicable | data not applicable | No | data not available | data not available | 0.18 | data not applicable | data not applicable | data not applicable | data not available | data not available | data not applicable | data not available | Connected | 2.36 | 2.242 | 2.36 | 0.095 | 0.1 | 41228 | data not applicable | data not applicable | data not applicable | data not applicable | data not applicable | data not applicable | data not applicable | data not available | data not available | data not available | data not available | data not available | data not available | 45750
DATA NOT AVAILABLE | [5 empty] | DATA NOT AVAILABLE | ECO NRG STORAGE LTD | SOUTHLINK BUSINESS PARK | HAMILTON STREET |  | OLDHAM | GREATER MANCHESTER | OL4 1DE | ENGLAND | 392893 | 404647 | WHITEGATE GSP | GREENHILL | GREENHILL | 6.6 | ELECTRICITY NORTH WEST LIMITED | STORED ENERGY (ALL STORED ENERGY IRRESPECTVE OF THE ORIGINAL ENERGY SOURCE) | STORAGE - ELECTROCHEMICAL (BATTERIES) | NO | 0 | 0 | 6 |  |  |  | 0 | 0 | 0 |  |  |  | 0 | 0 | 0 | NO | ACCEPTED TO CONNECT | 0 | 0 | 0 | 0 | 0 |  | 6.3158 | 5.6999999999999993 | 6 | 5.7 | 6 | 2017-11-12 |  | NO | NO |  | TO BE CONFIRMED |  |  | 2021-12-06 | 53.53842109258874, -2.108706338067765
2394000002925 | [5 empty] | 2394100008408 | Syngenta CHP (Huddersfield) | Syngenta CHP (Huddersfield) | Syngenta | Leeds Road | Huddersfield | West Yorkshire | HD2 1FF | England | 414440 | 416975 | Skelton Grange | Saint Andrews Road 132/33kV | Zeneca 1_2 | 33 | Northern Powergrid (Yorkshire) plc | Fossil - Gas | Steam turbine (thermal power plant) | Yes | Data Not Applicable | Data Not Applicable | 19.95 | Data Not Available | Data Not Available | Data Not Available | Data Not Available | Data Not Available | Data Not Available | Data Not Available | Data Not Available | Data Not Available | Data Not Available | Data Not Available | Data Not Available | No | Connected | 19.95 | 19.95 | 21 | Data Not Available | Data Not Available | 2012-04-01 00:00:00 | Data Not Applicable | Data Not Applicable | 21 | Data Not Applicable | Data Not Applicable | Data Not Available | Data Not Available | Data Not Available | Data Not Available | Data Not Available | Data Not Available | Data Not Available | Data Not Available | 2017-03-08 | 53.649081930468974, -1.783023098305676 |  | 2012-04-01 | Kirklees
1640000539760 | [5 empty] | 1600000140988 | UNITED UTILITIES WATER LTD | SEWAGES WORKS | ROCH VALLEY WAY | ROCH VALLEY WAY | ROCHDALE | GREATER MANCHESTER | OL11 4QH | ENGLAND | 388199 | 412499 | ROCHDALE SGTS 2 3 4 | ROCHDALE CENTRAL | ROCHDALE CENTRAL | 6.6 | ELECTRICITY NORTH WEST LIMITED | SOLAR | PHOTOVOLTAIC | NO | 0 | 0 | 2.1 |  |  |  | 0 | 0 | 0 |  |  |  | 0 | 0 | 0 | NO | CONNECTED | 2.1 | 2.09 | 2.2 | 1.0507 | 1.106 | 2016-05-31 |  |  |  | 0 | 0 |  |  | NO | NO |  |  |  |  | 2021-12-06 | 53.60891132080412, -2.179832334097701
2394000016166 | [5 empty] | Data Not Available | Synthomer, South Marsh Road | Synthomer, South Marsh Road | South Marsh Road | Stallingborough | Grimsby | Lincolnshire | DN41 8DB | England | 522811 | 413646 | Grimsby West | Immingham | Queens Road | 11 | Northern Powergrid (Yorkshire) plc | Fossil - Gas | Steam turbine (thermal power plant) | Yes | Data Not Applicable | Data Not Applicable | 2.375 | Data Not Available | Data Not Available | Data Not Available | Data Not Available | Data Not Available | Data Not Available | Data Not Available | Data Not Available | Data Not Available | Data Not Available | Data Not Available | Data Not Available | No | Connected | 2.375 | 2.375 | 2.5 | Data Not Available | Data Not Available | 2010-04-01 00:00:00 | Data Not Applicable | Data Not Applicable | 2.5 | Data Not Applicable | Data Not Applicable | Data Not Available | Data Not Available | Data Not Available | Data Not Available | Data Not Available | Data Not Available | Data Not Available | Data Not Available | 2017-03-08 | 53.60498915550513, -0.14539916092773053 |  | 2010-04-01 | North East Lincolnshire
DATA NOT AVAILABLE | [5 empty] | DATA NOT AVAILABLE | LIGHTSOURCE RENEWABLE DEVELOPMENT L | SAMLESBURY BREWERY | CUERDALE LANE | CUERDALE LANE | PRESTON | LANCASHIRE | PR5 0XD | ENGLAND | 359422 | 429656 | PENWORTHAM WEST GSP / STANAH GSP GROUP | LEYLAND | HIGHER WALTON | 11 | ELECTRICITY NORTH WEST LIMITED | SOLAR | PHOTOVOLTAIC | NO | 0 | 0 | 3.8 |  |  |  | 0 | 0 | 0 |  |  |  | 0 | 0 | 0 | NO | ACCEPTED TO CONNECT | 0 | 0 | 0 | 0 | 0 |  | 3.8 | 3.61 | 3.8 | 0 | 0 | 2019-07-12 |  | NO | NO |  | TO BE CONFIRMED |  |  | 2021-12-06 | 53.76166699406013, -2.616997674456878
2394000052137 | [5 empty] | 2394000058421 | Tadcaster Brewery | Tadcaster Brewery | The Brewery | The Brewery | Tadcaster | North Yorkshire | LS24 9SA | England | 448371 | 443229 | Ferrybridge B | Bramham | Tadcaster | 11 | Northern Powergrid (Yorkshire) plc | Biomass | Steam turbine (thermal power plant) | No | Data Not Applicable | Data Not Applicable | 1.432 | Data Not Available | Data Not Available | Data Not Available | Data Not Available | Data Not Available | Data Not Available | Data Not Available | Data Not Available | Data Not Available | Data Not Available | Data Not Available | Data Not Available | No | Connected | 1.432 | 1.432 | 1.507 | Data Not Available | Data Not Available | 2009-04-20 00:00:00 | Data Not Applicable | Data Not Applicable | 1.507 | Data Not Applicable | Data Not Applicable | Data Not Available | Data Not Available | Data Not Available | Data Not Available | Data Not Available | Data Not Available | Data Not Available | Data Not Available | 2017-03-08 | 53.88300446473516, -1.2656318365882542 |  | 2009-04-20 | North Yorkshire
1050000535729 | [6 empty] | Tamar Energy Ltd | BLUEBRIDGE INDUSTIAL ESTATE |  |  | HALSTEAD | Essex | CO9 2SZ | England | 582690 | 230350 | Braintree | Braintree Local 33kV | Halstead Primary 11kV | 11 | Eastern Power Networks (EPN) | Biofuel biogas from anaerobic digestion (excluding landfill & sewage) | Steam-gas turbine (CCGT) |  |  |  | 2.38 | [12 empty] | No | Connected | 2.38 | 2.38 | 2.505 | 0 | 0 | 2017-01-09 | [13 empty] | 2020-11-13 | -0.20196 | 52.5926 | 52.5926444923946, -0.201962933176644 | EPN-S0000000F6057 | Fossil fuel
DATA NOT AVAILABLE | [5 empty] | 1630000575841 | TRANSMISSION CAPITAL | ROBIN RIGG EAST WINDFARM | HIGH SEATON | HIGH SEATON | WORKINGTON | CUMBRIA | CA14 1LN | ENGLAND | 294637 | 545745 | HARKER ENWL SGTS 1 2 3A 4 / HUTTON GSP GROUP | - | - | 132 | ELECTRICITY NORTH WEST LIMITED | WIND | OFFSHORE WIND TURBINES | NO | 0 | 0 | 94.05 |  |  |  | 0 | 0 | 0 |  |  |  | 0 | 0 | 0 | NO | CONNECTED | 94.05 | 94.05 | 99 | 1.425 | 1.5 | 2009-09-01 |  |  |  | 0 | 0 |  |  | NO | NO |  |  |  |  | 2021-12-06 | 54.79548407832729, -3.640331888243574
DATA NOT AVAILABLE | [5 empty] | DATA NOT AVAILABLE | INNOVA CAPITAL LIMITED | ROANHEAD FARM | ROANHEAD FARM | ROANHEAD FARM | BARROW IN FURNESS | LANCASHIRE | LA14 4QL | ENGLAND | 320589 | 475650 | HARKER ENWL SGTS 1 2 3A 4 / HUTTON GSP GROUP | - | - | 132 | ELECTRICITY NORTH WEST LIMITED | SOLAR | PHOTOVOLTAIC | NO | 0 | 0 | 1.9 |  |  |  | 0 | 0 | 0 |  |  |  | 0 | 0 | 0 | NO | ACCEPTED TO CONNECT | 0 | 0 | 0 | 0 | 0 |  | 47.405 | 49.9 | 49.9 | 2 | 2 | 2020-07-30 | 2027-01-01 00:00:00 | NO | NO |  | TO BE CONFIRMED |  |  | 2021-12-06 | 54.170475520412865, -3.217930331430216
2000000000000 | [5 empty] | 2000000000000 | TAMAR RENEWABLE POWER (BASINGSTOKE) LTD | FARLEIGH WALLOP AD PLANT | MANOR FARM | FARLEIGH LANE | BASINGSTOKE | HAMPSHIRE | RG25 2HR | ENGLAND | 461162 | 146770 | BRAMLEY (BASI) | BASINGSTOKE | JAYS CLOSE | 11 | SOUTHERN ELECTRIC POWER DISTRIBUTION PLC | DATA NOT AVAILABLE | ENGINE (COMBUSTION / RECIPROCATING) | NO | DATA NOT AVAILABLE | DATA NOT AVAILABLE | 1.482 | DATA NOT AVAILABLE | DATA NOT AVAILABLE | DATA NOT AVAILABLE | DATA NOT AVAILABLE | DATA NOT AVAILABLE | DATA NOT AVAILABLE | DATA NOT AVAILABLE | DATA NOT AVAILABLE | DATA NOT AVAILABLE | DATA NOT AVAILABLE | DATA NOT AVAILABLE | DATA NOT AVAILABLE | NO | CONNECTED | 1.482 | 1.482 | 1.56 | DATA NOT AVAILABLE | DATA NOT AVAILABLE | DATA NOT AVAILABLE | DATA NOT AVAILABLE | DATA NOT AVAILABLE | DATA NOT AVAILABLE | DATA NOT AVAILABLE | DATA NOT AVAILABLE | DATA NOT AVAILABLE | DATA NOT AVAILABLE | N | DATA NOT AVAILABLE | DATA NOT AVAILABLE | DATA NOT AVAILABLE | DATA NOT AVAILABLE | DATA NOT AVAILABLE | 44105
1640000892763 | [5 empty] | 1640000892754 | HC ESS4 LIMITED | RED SCAR (GRESHAM HOUSE) | REDSCAR BUSINESS PARK | REDSCAR BUSINESS PARK | PRESTON | LANCASHIRE | PR2 5NJ | ENGLAND | 357536 | 432407 | PENWORTHAM EAST GSP / ROCHDALE SGT 1 GROUP | PRESTON EAST | - | 33 | ELECTRICITY NORTH WEST LIMITED | STORED ENERGY (ALL STORED ENERGY IRRESPECTVE OF THE ORIGINAL ENERGY SOURCE) | STORAGE - ELECTROCHEMICAL (BATTERIES) | NO | 0 | 1 | 49 |  |  |  | 0 | 0 | 0 |  |  |  | 0 | 0 | 0 | NO | CONNECTED | 49 | 46.55 | 49 | 46.55 | 49 | 2019-12-09 |  |  |  | 0 | 0 |  |  | NO | YES |  |  |  |  | 2021-12-06 | 53.78624068015303, -2.6459836737052127
1640000478035 | [5 empty] | 1640000478026 | REAPS MOSS LIMITED | REAPS MOSS WIND FARM | LIMERSGATE, BACUP ROAD | LIMERSGATE, BACUP ROAD | TODMORDEN | LANCASHIRE | OL14 7HT | ENGLAND | 389349 | 422719 | PADIHAM GSP | ROSSENDALE | - | 33 | ELECTRICITY NORTH WEST LIMITED | WIND | ONSHORE WIND TURBINES | NO | 0 | 0 | 10.737 |  |  |  | 0 | 0 | 0 |  |  |  | 0 | 0 | 0 | NO | CONNECTED | 10.737 | 10.2002 | 10.737 | 0.038 | 0.04 | 2015-08-01 |  |  |  | 0 | 0 |  |  | NO | NO |  |  |  |  | 2021-12-06 | 53.70079495051036, -2.1628055392917886
1620000388406 | [5 empty] | 1620000388390 | VIRIDOR WASTE MANAGEMENT LIMITED | RAIKES LANE INCINERATOR | RAIKES LANE | RAIKES LANE | BOLTON | GREATER MANCHESTER | BL3 1RP | ENGLAND | 373105 | 407857 | KEARSLEY LOCAL 33 GSP | - | BOLTON WASTE | 33 | ELECTRICITY NORTH WEST LIMITED | WASTE | STEAM TURBINE (THERMAL POWER PLANT) | NO | 0 | 0 | 11.658 |  |  |  | 0 | 0 | 0 |  |  |  | 0 | 0 | 0 | NO | CONNECTED | 11.658 | 12.35 | 13 | 1.1875 | 1.25 | 2001-06-01 |  |  |  | 0 | 0 |  |  | NO | NO |  |  |  |  | 2021-12-06 | 53.56662812985269, -2.4075548691211295
DATA NOT AVAILABLE | [5 empty] | DATA NOT AVAILABLE | ION VENURES | QUEENS PARK | LAND OFF MONSALL ROAD | LAND OFF MONSALL ROAD | MANCHESTER | GREATER MANCHESTER | M40 8WP | ENGLAND | 386261 | 401022 | STALYBRIDGE GSP | STUART ST | MONSALL | 6.6 | ELECTRICITY NORTH WEST LIMITED | STORED ENERGY (ALL STORED ENERGY IRRESPECTVE OF THE ORIGINAL ENERGY SOURCE) | STORAGE - ELECTROCHEMICAL (BATTERIES) | NO | 0 | 0 | 10 |  |  |  | 0 | 0 | 0 |  |  |  | 0 | 0 | 0 | NO | ACCEPTED TO CONNECT | 0 | 0 | 0 | 0 | 0 |  | 10 | 9.5 | 10 | 9.5 | 10 | 2019-01-14 |  | NO | NO |  | TO BE CONFIRMED |  |  | 2021-12-06 | 53.50570541529622, -2.208614136066189
DATA NOT AVAILABLE | [5 empty] | DATA NOT AVAILABLE | INNOVA / NOVUS | QUEENS PARK | LAND OFF MONSALL ROAD | LAND OFF MONSALL ROAD | MANCHESTER | GREATER MANCHESTER | M40 8WP | ENGLAND | 386344 | 400994 | STALYBRIDGE GSP | STUART ST | MONSALL | 6.6 | ELECTRICITY NORTH WEST LIMITED | STORED ENERGY (ALL STORED ENERGY IRRESPECTVE OF THE ORIGINAL ENERGY SOURCE) | STORAGE - ELECTROCHEMICAL (BATTERIES) | NO | 0 | 0 | 10.45 |  |  |  | 0 | 0 | 0 |  |  |  | 0 | 0 | 0 | NO | ACCEPTED TO CONNECT | 0 | 0 | 0 | 0 | 0 |  | 11 | 10 | 11 | 10 | 11 | 2020-06-19 |  | NO | NO |  | TO BE CONFIRMED |  |  | 2021-12-06 | 53.50545592172002, -2.2073615117230982
DATA NOT AVAILABLE | [5 empty] | 1600000137201 | TAMESIDE & GLOSSOP ACUTE SERVICES NHS TRUST | TAMESIDE GENERAL HOSPITAL | FOUNTAIN STREET | FOUNTAIN STREET | ASHTON-UNDER-LYNE | LANCASHIRE | OL6 9RW | ENGLAND | 395314 | 399504 | STALYBRIDGE GSP | HARTSHEAD-HEYROD | HURST | 6.6 | ELECTRICITY NORTH WEST LIMITED | FOSSIL - GAS | ENGINE (COMBUSTION / RECIPROCATING) | NO | 0 | 0 | 0.625 | FOSSIL - OIL | ENGINE (COMBUSTION / RECIPROCATING) |  | 0 | 0 | 0.59375 |  |  |  | 0 | 0 | 0 | NO | CONNECTED | 1.2188 | 0 | 0 | 2.85 | 3 | 2008-12-01 |  |  |  | 0 | 0 |  |  | NO | YES |  |  |  |  | 2021-12-06 | 53.49222158582666, -2.072097680728595
2394000132094 | [5 empty] | Data Not Available | Tansterne Biomass | Tansterne Biomass | Tansterne Road | Aldbrough | Hull | North Yorkshire | HU11 4RD | England | 522018 | 437527 | Creyke Beck | Driffield/Beverley Group | Tansterne Generation | 66 | Northern Powergrid (Yorkshire) plc | Biomass | Steam turbine (thermal power plant) | No | Data Not Applicable | Data Not Applicable | 22 | Data Not Available | Data Not Available | Data Not Available | Data Not Available | Data Not Available | Data Not Available | Data Not Available | Data Not Available | Data Not Available | Data Not Available | Data Not Available | Data Not Available | Yes | Connected | 22 | 22 | 23.158 | Data Not Available | Data Not Available | 2017-03-01 00:00:00 | Data Not Applicable | Data Not Applicable | 23.158 | Data Not Applicable | Data Not Applicable | Data Not Available | Data Not Available | Data Not Available | Data Not Available | Data Not Available | Data Not Available | Data Not Available | Data Not Available | 2017-03-08 | 53.81970702547645, -0.1479768653603602 |  | 2017-03-01 | East Riding of Yorkshire
1700000000000 | [5 empty] | 1700000000000 | TAODAIL HYDRO LIMITED | DATA NOT AVAILABLE | TAODAIL HYDRO (ATTADALE PH1) | DATA NOT AVAILABLE | STRATHCARRON | ROSS-SHIRE | IV54 8YX | SCOTLAND | 192968 | 840415 | GRUDIE BRIDGE | DATA NOT APPLICABLE | GRUDIE BRIDGE | 33 | SCOTTISH HYDRO ELECTRIC POWER DISTRIBUTION PLC | HYDRO (TO BE CONFIRMED) | HYDRO POWER SYSTEM | NO | DATA NOT AVAILABLE | DATA NOT AVAILABLE | 1.35 | DATA NOT AVAILABLE | DATA NOT AVAILABLE | DATA NOT AVAILABLE | DATA NOT AVAILABLE | DATA NOT AVAILABLE | DATA NOT AVAILABLE | DATA NOT AVAILABLE | DATA NOT AVAILABLE | DATA NOT AVAILABLE | DATA NOT AVAILABLE | DATA NOT AVAILABLE | DATA NOT AVAILABLE | NO | CONNECTED | 1.35 | 1.35 | 1.421 | 0.012 | 0.013 | 42616 | DATA NOT AVAILABLE | DATA NOT AVAILABLE | DATA NOT AVAILABLE | DATA NOT AVAILABLE | DATA NOT AVAILABLE | DATA NOT AVAILABLE | DATA NOT AVAILABLE | N | DATA NOT AVAILABLE | DATA NOT AVAILABLE | DATA NOT AVAILABLE | DATA NOT AVAILABLE | DATA NOT AVAILABLE | 44084
1640000845596 | [5 empty] | 1640000730681 | PILKINGTON TECHNOLOGY & MANAGEMENT LIMITED | PILKINGTON TECHNOLOGY CENTRE | HALL LANE | HALL LANE | ORMSKIRK | LANCASHIRE | L40 5UF | ENGLAND | 346007 | 408710 | PENWORTHAM WEST GSP / STANAH GSP GROUP | WRIGHTINGTON | BURSCOUGH BRIDGE | 11 | ELECTRICITY NORTH WEST LIMITED | SOLAR | PHOTOVOLTAIC | NO | 0 | 0 | 2 |  |  |  | 0 | 0 | 0 |  |  |  | 0 | 0 | 0 | NO | CONNECTED | 2 | 1.9997 | 2.105 | 1.615 | 1.7 | 2019-04-01 |  |  |  | 0 | 0 |  |  | NO | NO |  |  |  |  | 2021-12-06 | 53.57220002746851, -2.8168166669185872
1700000000000 | [5 empty] | 1700000000000 | TARBOTHILL | DATA NOT AVAILABLE | TARBOTHILL LANDFILL SITE | HAREHILL | ABERDEEN | ABERDEEN | DATA NOT AVAILABLE | SCOTLAND | DATA NOT AVAILABLE | DATA NOT AVAILABLE | PERSLEY | DATA NOT APPLICABLE | BRIDGE OF DON | 11 | SCOTTISH HYDRO ELECTRIC POWER DISTRIBUTION PLC | BIOFUEL - LANDFILL GAS | DATA NOT AVAILABLE | NO | DATA NOT AVAILABLE | DATA NOT AVAILABLE | 2.185 | DATA NOT AVAILABLE | DATA NOT AVAILABLE | DATA NOT AVAILABLE | DATA NOT AVAILABLE | DATA NOT AVAILABLE | DATA NOT AVAILABLE | DATA NOT AVAILABLE | DATA NOT AVAILABLE | DATA NOT AVAILABLE | DATA NOT AVAILABLE | DATA NOT AVAILABLE | DATA NOT AVAILABLE | NO | CONNECTED | 2.185 | 2.185 | 2.3 | DATA NOT AVAILABLE | DATA NOT AVAILABLE | DATA NOT AVAILABLE | DATA NOT AVAILABLE | DATA NOT AVAILABLE | DATA NOT AVAILABLE | DATA NOT AVAILABLE | DATA NOT AVAILABLE | DATA NOT AVAILABLE | DATA NOT AVAILABLE | N | DATA NOT AVAILABLE | DATA NOT AVAILABLE | DATA NOT AVAILABLE | DATA NOT AVAILABLE | DATA NOT AVAILABLE | 44105
1640000264128 | [5 empty] | 1640000264119 | ORCHARD END LTD | ORCHARD END WIND FARM | EAGLAND HILL | EAGLAND HILL | PRESTON | LANCASHIRE | PR3 6BD | ENGLAND | 344641 | 445167 | PENWORTHAM WEST GSP / STANAH GSP GROUP | THORNTON | - | 33 | ELECTRICITY NORTH WEST LIMITED | WIND | ONSHORE WIND TURBINES | NO | 0 | 0 | 4 |  |  |  | 0 | 0 | 0 |  |  |  | 0 | 0 | 0 | NO | CONNECTED | 4 | 3.8 | 4 | 0.1425 | 0.15 | 2012-11-01 |  |  |  | 0 | 0 |  |  | NO | NO |  |  |  |  | 2021-12-06 | 53.89969934685149, -2.8439825332662996
1620000139530 | [5 empty] | 1600000177659 | CURLEW POWER LIMITED | OLDSIDE WIND FARM | OLDSIDE | OLDSIDE | WORKINGTON | CUMBRIA | CA14 1NG | ENGLAND | 299675 | 530673 | HARKER ENWL SGTS 1 2 3A 4 / HUTTON GSP GROUP | STAINBURN & SIDDICK | SIDDICK | 11 | ELECTRICITY NORTH WEST LIMITED | WIND | ONSHORE WIND TURBINES | NO | 0 | 0 | 5.4 |  |  |  | 0 | 0 | 0 |  |  |  | 0 | 0 | 0 | NO | CONNECTED | 5.4 | 5.13 | 5.4 | 0.038 | 0.04 | 1996-08-01 |  |  |  | 0 | 0 |  |  | NO | NO |  |  |  |  | 2021-12-06 | 54.661122727869746, -3.5568038768599703
DATA NOT AVAILABLE | [5 empty] | DATA NOT AVAILABLE | SMITH BROTHERS LTD | OFF BALDERSTONE RD | WIDOW HILL | WIDOW HILL | BURNELY | LANCASHIRE | BB10 2TH | ENGLAND | 386179 | 434315 | ROCHDALE SGTS 2 3 4 | - | - | 132 | ELECTRICITY NORTH WEST LIMITED | STORED ENERGY (ALL STORED ENERGY IRRESPECTVE OF THE ORIGINAL ENERGY SOURCE) | STORAGE - ELECTROCHEMICAL (BATTERIES) | NO | 0 | 0 | 47 |  |  |  | 0 | 0 | 0 |  |  |  | 0 | 0 | 0 | NO | ACCEPTED TO CONNECT | 0 | 0 | 0 | 0 | 0 |  | 49.9 | 47.404999999999994 | 49.9 | 47.405 | 49.9 | 2020-09-04 |  | NO | NO |  | TO BE CONFIRMED |  |  | 2024-03-14 | 53.804944382175435, -2.2113436687606334
1640000541157 | [5 empty] | 1640000541148 | RENEWABLE SOURCE LIMITED | OAKFIELD FARM SOLAR SITE | DEEPDALE LANE | DEEPDALE LANE | PRESTON | LANCASHIRE | PR4 0YE | ENGLAND | 346684 | 430732 | PENWORTHAM WEST GSP / STANAH GSP GROUP | PEEL | - | 33 | ELECTRICITY NORTH WEST LIMITED | SOLAR | PHOTOVOLTAIC | NO | 0 | 0 | 4.08 |  |  |  | 0 | 0 | 0 |  |  |  | 0 | 0 | 0 | NO | CONNECTED | 4.08 | 4.56 | 4.8 | 0.07125 | 0.075 | 2016-03-01 |  |  |  | 0 | 0 |  |  | NO | NO |  |  |  |  | 2021-12-06 | 53.77018663685145, -2.8103848652146026
DATA NOT AVAILABLE | [5 empty] | DATA NOT AVAILABLE | PENGEN | NEWTON RIGG COLLEGE | NEWTONGATE |  | PENRITH | CUMBRIA | CA10 0BF | ENGLAND | 350001 | 530469 | HARKER ENWL SGTS 1 2 3A 4 / HUTTON GSP GROUP | PENRITH & SHAP | NEWTONGATE T13 | 11 | ELECTRICITY NORTH WEST LIMITED | STORED ENERGY (ALL STORED ENERGY IRRESPECTVE OF THE ORIGINAL ENERGY SOURCE) | STORAGE - OTHER | NO | 0 | 0 | 6 |  |  |  | 0 | 0 | 0 |  |  |  | 0 | 0 | 0 | NO | ACCEPTED TO CONNECT | 0 | 0 | 0 | 0 | 0 |  | 6 | 5.6999999999999993 | 6 | 0 | 0 | 2017-10-16 |  | NO | NO |  | TO BE CONFIRMED |  |  | 2021-12-06 | 54.666804186780446, -2.776710985116752
DATA NOT AVAILABLE | [5 empty] | DATA NOT AVAILABLE | NEW HALL FARM ENERGY LTD | NEW HALL FARM | SCHOOL LANE | RISLEY | WARRINGTON | CHESHIRE | WA3 6LH | ENGLAND | 367698 | 392326 | SPEN - OUT OF AREA | - | RISLEY | 11 | ELECTRICITY NORTH WEST LIMITED | FOSSIL - OIL | ENGINE (COMBUSTION / RECIPROCATING) | NO | 0 | 0 | 6 |  |  |  | 0 | 0 | 0 |  |  |  | 0 | 0 | 0 | NO | ACCEPTED TO CONNECT | 0 | 0 | 0 | 0 | 0 |  | 7.5 | 5.6999999999999993 | 6 | 0.475 | 0.5 | 2016-09-15 |  | NO | NO |  | TO BE CONFIRMED |  |  | 2021-12-06 | 53.42672804305158, -2.487586360196695
MSID_0645 | [5 empty] | Data Not Available | TATA Steel | TATA Steel | Longs Steel UK | Brigg Road | Scunthorpe | Lincolnshire | DN16 1BP | England | 482816 | 411915 | Keadby | Broughton | Broughton Direct | 33 | Northern Powergrid (Yorkshire) plc | Fossil - Gas | Steam turbine (thermal power plant) | Yes | Data Not Applicable | Data Not Applicable | 123.3 | Data Not Available | Data Not Available | Data Not Available | Data Not Available | Data Not Available | Data Not Available | Data Not Available | Data Not Available | Data Not Available | Data Not Available | Data Not Available | Data Not Available | No | Connected | 123.3 | 20 | 21.053 | Data Not Available | Data Not Available | 2016-10-01 00:00:00 | Data Not Applicable | Data Not Applicable | 129.789 | Data Not Applicable | Data Not Applicable | 2016-06-09 00:00:00 | Data Not Available | Data Not Available | Data Not Available | Data Not Available | Data Not Available | Data Not Available | Data Not Available | 2024-09-30 | 53.59727294475655, -0.7501167918646148 | 2016-06-09 | 2016-10-01 | North Lincolnshire
1200010261380 | [6 empty] | Tate & Lyle | Thames Refinery | Factory Road |  | ROYAL DOCKS | LONDON | E16 2HL | England | 542502 | 179984 | West Ham 132kV | West Ham 66kV | Silvertown B 11kV |  | London Power Networks (LPN) | Fossil - Gas | Engine (combustion / reciprocating) |  |  |  | 23.394 | [12 empty] | No | Connected | 23.394 | 23.394 | 29.242 |  |  | 1998-04-01 | [13 empty] | 2020-11-13 | 0.15806 | 51.5045 | 51.5044942693523, 0.158056919852965 |  | Biogas
DATA NOT AVAILABLE | [5 empty] | DATA NOT AVAILABLE | APPLIED POWER ENGINEERING | MANNELLI HOUSE | GILWILLY INDUSTRIAL ESTATE | COWPER ROAD | PENRITH | CUMBRIA | CA11 9BN | ENGLAND | 350306 | 530245 | HARKER ENWL SGTS 1 2 3A 4 / HUTTON GSP GROUP | PENRITH & SHAP | NEWTONGATE T13 | 11 | ELECTRICITY NORTH WEST LIMITED | FOSSIL - GAS | ENGINE (COMBUSTION / RECIPROCATING) | NO | 0 | 0 | 5 |  |  |  | 0 | 0 | 0 |  |  |  | 0 | 0 | 0 | NO | ACCEPTED TO CONNECT | 0 | 0 | 0 | 0 | 0 |  | 5 | 4.7974999999999994 | 5.05 | 0 | 0 | 2017-10-16 |  | NO | NO |  | TO BE CONFIRMED |  |  | 2021-12-06 | 54.6648215889673, -2.7719445101837934
DATA NOT AVAILABLE | [5 empty] | DATA NOT AVAILABLE | ENGIE | MANCHESTER UNIVERSITY HOSPITAL BOILER HOUSE | OXFORD ROAD |  | MANCHESTER | GREATER MANCHESTER | M13 9WL | ENGLAND | 384903 | 396264 | BREDBURY GSP | LONGSIGHT | VICTORIA PARK | 6.6 | ELECTRICITY NORTH WEST LIMITED | FOSSIL - OIL | ENGINE (COMBUSTION / RECIPROCATING) | YES | 0 | 0 | 4.498 |  |  |  | 0 | 0 | 0 |  |  |  | 0 | 0 | 0 | NO | ACCEPTED TO CONNECT | 0 | 0 | 0 | 0 | 0 |  | 5.59 | 0 | 0 | 9.6995 | 10.21 | 2018-01-05 |  | NO | NO |  | TO BE CONFIRMED |  |  | 2021-12-06 | 53.46290128523244, -2.2288581814808612
1297000000094 | [6 empty] | Taylor Lane Power Station | Taylor Lane Power Station |  |  | Church End & Roundwood | LONDON | NW10 9BU | England | 521024 | 184396 | Willesden Grid 132kV | - |  | 132 | London Power Networks (LPN) | Fossil - Gas | Gas turbine (OCGT) |  |  |  | 140 | [12 empty] | No | Connected | 140 | 140 | 175 | [16 empty] | 2022-12-14 | -0.088906 | 51.5094 | 51.5094083353769, -0.0889055321390713 | LPN-S000000000916 | Storage
1574000330289 | [5 empty] | Data Not Available | Tees Dock Landfill Gas | Tees Dock Landfill Gas | Tees Dock Landfill Site | Tees Dock Road | Grangemouth | North Yorkshire | TS6 6TN | England | 455058 | 521042 | Lackenby | Lackenby | Grangetown | 11 | Northern Powergrid (Northeast) plc | Biofuel - Landfill gas | Engine (combustion / reciprocating) | No | Data Not Applicable | Data Not Applicable | 2.027 | Data Not Available | Data Not Available | Data Not Available | Data Not Available | Data Not Available | Data Not Available | Data Not Available | Data Not Available | Data Not Available | Data Not Available | Data Not Available | Data Not Available | No | Connected | 2.027 | 2 | 2.105 | Data Not Available | Data Not Available | 2024-11-15 00:00:00 | Data Not Applicable | Data Not Applicable | 2.134 | Data Not Applicable | Data Not Applicable | 2024-05-17 00:00:00 | Data Not Available | Data Not Available | Data Not Available | Data Not Available | Data Not Available | Data Not Available | Data Not Available | 2024-12-06 | 54.58159253531019, -1.1496666158532984 | 2024-05-17 | 2024-11-15 | Redcar and Cleveland
1574000327773 | [5 empty] | Data Not Available | Tees Valley Nursery | Tees Valley Nursery | Tees Valley Nursery | The Moat | Billingham | County Durham | TS23 4HR | England | 447980 | 524775 | Saltholme | Greatham | Greatham Direct | 11 | Northern Powergrid (Northeast) plc | Fossil - Gas | Engine (combustion / reciprocating) | Yes | Data Not Applicable | Data Not Applicable | 6.574 | Data Not Available | Data Not Available | Data Not Available | Data Not Available | Data Not Available | Data Not Available | Data Not Available | Data Not Available | Data Not Available | Data Not Available | Data Not Available | Data Not Available | No | Connected | 6.574 | 6.574 | 6.92 | Data Not Available | Data Not Available | 2017-01-27 00:00:00 | Data Not Applicable | Data Not Applicable | 6.92 | Data Not Applicable | Data Not Applicable | Data Not Available | Data Not Available | Data Not Available | Data Not Available | Data Not Available | Data Not Available | Data Not Available | Data Not Available | 2017-03-08 | 54.61585680286607, -1.2585563119399719 |  | 2017-01-27 | Stockton-on-Tees
DATA NOT AVAILABLE | [5 empty] | DATA NOT AVAILABLE | PENGEN | LOW DYKE | LOW DYKE | CALTHWAITE | PENRITH | CUMBRIA | CA11 9PS | ENGLAND | 346152 | 538804 | HARKER ENWL SGTS 1 2 3A 4 / HUTTON GSP GROUP | PENRITH & SHAP | HUTTON END & SKELTON C | 11 | ELECTRICITY NORTH WEST LIMITED | STORED ENERGY (ALL STORED ENERGY IRRESPECTVE OF THE ORIGINAL ENERGY SOURCE) | STORAGE - OTHER | NO | 0 | 1 | 6 |  |  |  | 0 | 0 | 0 |  |  |  | 0 | 0 | 0 | NO | ACCEPTED TO CONNECT | 0 | 0 | 0 | 0 | 0 |  | 6 | 5.6999999999999993 | 6 | 0 | 0 | 2017-08-03 |  | NO | NO |  | TO BE CONFIRMED |  |  | 2021-12-06 | 54.741302114543466, -2.837922576738413
1640000611390 | [5 empty] | 1640000611380 | TAU SOLAR LIMITED | LOW BENTHAM SOLAR FARM | LAND SOUTH OF RAVENS CLOSE BROW | LAND SOUTH OF RAVENS CLOSE BROW | LANCASTER | LANCASHIRE | LA2 7EU | ENGLAND | 364811 | 470914 | HARKER ENWL SGTS 1 2 3A 4 / HUTTON GSP GROUP | KENDAL (PARKSIDE RD) | BENTHAM | 11 | ELECTRICITY NORTH WEST LIMITED | SOLAR | PHOTOVOLTAIC | NO | 0 | 0 | 4 |  |  |  | 0 | 0 | 0 |  |  |  | 0 | 0 | 0 | NO | CONNECTED | 4 | 3.8 | 4 | 0.057 | 0.06 | 2017-03-01 |  |  |  | 0 | 0 |  |  | NO | NO |  |  |  |  | 2021-12-06 | 54.1328594004851, -2.540028614273776
1640000524189 | [5 empty] | 1620001447718 | UNITED UTILITIES WATER LTD | LOSTOCK WATER TREATMENT PLANT | CHORLEY NEW ROAD | CHORLEY NEW ROAD | BOLTON | GREATER MANCHESTER | BL6 4JT | ENGLAND | 366151 | 408883 | KEARSLEY 132 GSP | WESTHOUGHTON | LOSTOCK | 11 | ELECTRICITY NORTH WEST LIMITED | SOLAR | PHOTOVOLTAIC | NO | 0 | 0 | 3.0196 | FOSSIL - OIL | ENGINE (COMBUSTION / RECIPROCATING) |  | 0 | 0 | 1.52 |  |  |  | 0 | 0 | 0 | NO | CONNECTED | 4.5396 | 3.3449 | 3.521 | 0.9766 | 1.028 | 2016-01-01 |  |  |  | 0 | 0 |  |  | NO | NO |  |  |  |  | 2021-12-06 | 53.57544574705403, -2.5126596144679283
DATA NOT AVAILABLE | [5 empty] | DATA NOT AVAILABLE | MT GREEN POWER LTD | LONGRIDGE ROAD ENERGY CENTRE | REDSCAR INDUSTRIAL ESTATE | REDSCAR INDUSTRIAL ESTATE | PRESTON | LANCASHIRE | PR2 5NA | ENGLAND | 357663 | 432397 | PADIHAM GSP | - | - | 132 | ELECTRICITY NORTH WEST LIMITED | FOSSIL - GAS | GAS TURBINE (OCGT) | NO | 0 | 0 | 48 |  |  |  | 0 | 0 | 0 |  |  |  | 0 | 0 | 0 | NO | ACCEPTED TO CONNECT | 0 | 0 | 0 | 0 | 0 |  | 50.5263 | 48 | 50.526315789473685 | 0 | 0 | 2019-10-22 |  | NO | NO |  | TO BE CONFIRMED |  |  | 2024-03-14 | 53.78616117800233, -2.644054871776251
DATA NOT AVAILABLE | [5 empty] | DATA NOT AVAILABLE | PENGEN | LITTLE SALKELD RESERVE | LONG MEG AND HER DAUGHTERS | WET LANE | EDEN | CUMBRIA | CA10 1NW | ENGLAND | 356798 | 537675 | HARKER ENWL SGTS 1 2 3A 4 / HUTTON GSP GROUP | PENRITH & SHAP | LITTLE SALKELD | 11 | ELECTRICITY NORTH WEST LIMITED | STORED ENERGY (ALL STORED ENERGY IRRESPECTVE OF THE ORIGINAL ENERGY SOURCE) | STORAGE - OTHER | NO | 0 | 0 | 5 |  |  |  | 0 | 0 | 0 |  |  |  | 0 | 0 | 0 | NO | ACCEPTED TO CONNECT | 0 | 0 | 0 | 0 | 0 |  | 5 | 4.75 | 5 | 0 | 0 | 2018-01-23 |  | NO | NO |  | TO BE CONFIRMED |  |  | 2021-12-06 | 54.73218708611068, -2.6724083150134987
DATA NOT AVAILABLE | [5 empty] | DATA NOT AVAILABLE | LIGHTSOURCE RENEWABLE ENERGY HOLDINGS | LAWNS FARM, BALLAM ROAD, PEEL | LAWNS FARM | LAWNS FARM | BLACKPOOL | LANCASHIRE | FY8 4NG | ENGLAND | 336711 | 431047 | PENWORTHAM WEST GSP / STANAH GSP GROUP | LYTHAM | - | 33 | ELECTRICITY NORTH WEST LIMITED | SOLAR | PHOTOVOLTAIC | NO | 0 | 0 | 20 |  |  |  | 0 | 0 | 0 |  |  |  | 0 | 0 | 0 | NO | ACCEPTED TO CONNECT | 0 | 0 | 0 | 0 | 0 |  | 21.0526 | 20 | 21.05263157894737 | 0 | 0 | 2018-11-06 |  | NO | NO |  | TO BE CONFIRMED |  |  | 2024-03-14 | 53.77189902934719, -2.9617372789555496
1574000328420 | [5 empty] | Data Not Available | Teesside Renewable Energy Plant (Port Clarence Biomass) | Teesside Renewable Energy Plant (Port Clarence Biomass) | Teeside Renewable Energy Plant | Huntsman Drive | Middlesbrough | North Yorkshire | TS2 1UE | England | 451767 | 522864 | Saltholme | Port Clarence Biomass | Port Clarence Biomass Direct | 132 | Northern Powergrid (Northeast) plc | Biomass | Steam turbine (thermal power plant) | No | Data Not Applicable | Data Not Applicable | 49 | Data Not Available | Data Not Available | Data Not Available | Data Not Available | Data Not Available | Data Not Available | Data Not Available | Data Not Available | Data Not Available | Data Not Available | Data Not Available | Data Not Available | No | Connected | 49 | 49 | 51.579 | Data Not Available | Data Not Available | 2018-08-10 00:00:00 | Data Not Applicable | Data Not Applicable | 51.579 | Data Not Applicable | Data Not Applicable | 2014-11-12 00:00:00 | Data Not Available | Data Not Available | Data Not Available | Data Not Available | Data Not Available | Data Not Available | Data Not Available | 2017-08-03 | 54.5983117013917, -1.2002581505344327 | 2014-11-12 | 2018-08-10 | Stockton-on-Tees
DATA NOT AVAILABLE | [5 empty] | DATA NOT AVAILABLE | RENEWABLE SOLUTIONS | LAND TO WEST OF TOWN END FARM, SKELTON | LAND TO WEST OF TOWN END FARM |  | SKELTON | CUMBRIA | CA11 9TE | ENGLAND | 343739 | 535564 | HARKER ENWL SGTS 1 2 3A 4 / HUTTON GSP GROUP | PENRITH & SHAP | HUTTON END & SKELTON C | 11 | ELECTRICITY NORTH WEST LIMITED | SOLAR | PHOTOVOLTAIC | NO | 0 | 0 | 5 |  |  |  | 0 | 0 | 0 |  |  |  | 0 | 0 | 0 | NO | ACCEPTED TO CONNECT | 0 | 0 | 0 | 0 | 0 |  | 5 | 4.75 | 5 | 0 | 0 | 2015-07-16 |  | NO | NO |  | TO BE CONFIRMED |  |  | 2021-12-06 | 54.71192424437254, -2.8747706153463803
DATA NOT AVAILABLE | [5 empty] | 1630000742885 | TELECITY GROUP UK LIMITED | THE SERVER HOTEL | REYNOLDS HOUSE | 4 ARCHWAY | MANCHESTER | GREATER MANCHESTER | M15 5RL | ENGLAND | 383682 | 396431 | BREDBURY GSP | LONGSIGHT | MOSS SIDE (LONGSIGHT) | 6.6 | ELECTRICITY NORTH WEST LIMITED | FOSSIL - OIL | ENGINE (COMBUSTION / RECIPROCATING) | YES | 0 | 0 | 1.2 |  |  |  | 0 | 0 | 0 |  |  |  | 0 | 0 | 0 | NO | CONNECTED | 1.2 | 0 | 0 | 0.95 | 1 | 2010-02-01 |  |  |  | 0 | 0 |  |  | NO | NO |  |  |  |  | 2021-12-06 | 53.4643656666219, -2.2472574134884193
DATA NOT AVAILABLE | [5 empty] | DATA NOT AVAILABLE | NOVUS INNOVA RENEWABLES | LAND AROUND LADYPIT RD | LADYPIT RD | LADYPIT RD | NEW MILLS | DERBYSHIRE | SK23 7UA | ENGLAND | 400939 | 383803 | STALYBRIDGE GSP | NEW MILLS | - | 33 | ELECTRICITY NORTH WEST LIMITED | STORED ENERGY (ALL STORED ENERGY IRRESPECTVE OF THE ORIGINAL ENERGY SOURCE) | STORAGE - ELECTROCHEMICAL (BATTERIES) | NO | 0 | 0 | 30 |  |  |  | 0 | 0 | 0 |  |  |  | 0 | 0 | 0 | NO | ACCEPTED TO CONNECT | 0 | 0 | 0 | 0 | 0 |  | 31.5789 | 28.5 | 30 | 28.5 | 30 | 2020-09-14 |  | NO | NO |  | TO BE CONFIRMED |  |  | 2023-04-06 | 53.35111403020015, -1.9873567127948661
2394000132252 | [5 empty] | Data Not Available | Templeborough Biomass | Templeborough Biomass | Former Firth Rixson | Sheffield Road | Rotherham | South Yorkshire | S60 1DP | England | 441742 | 391801 | Wincobank | Wincobank | Templeborough Biomass | 33 | Northern Powergrid (Yorkshire) plc | Biomass | Steam turbine (thermal power plant) | No | Data Not Applicable | Data Not Applicable | 42.75 | Data Not Available | Data Not Available | Data Not Available | Data Not Available | Data Not Available | Data Not Available | Data Not Available | Data Not Available | Data Not Available | Data Not Available | Data Not Available | Data Not Available | No | Connected | 42.75 | 42.75 | 45 | Data Not Available | Data Not Available | 2017-10-11 00:00:00 | Data Not Applicable | Data Not Applicable | 45 | Data Not Applicable | Data Not Applicable | Data Not Available | Data Not Available | Data Not Available | Data Not Available | Data Not Available | Data Not Available | Data Not Available | Data Not Available | 2017-03-08 | 53.421362858865734, -1.3733581919751845 |  | 2017-10-11 | Rotherham
1050000597089 | [6 empty] | TESCO PLC | TESCO DISTRIBUTION CENTRE |  |  | RAINHAM | Essex | RM13 8GJ | England | 550580 | 182610 | Warley | Purfleet Grid 33kV | Purfleet Primary 11kV T1 & T2 | 11 | Eastern Power Networks (EPN) | Fossil - Gas | Steam-gas turbine (CCGT) |  |  |  | 1.2 | [12 empty] | No | Connected | 1.2 | 1.2 | 1.263 |  |  | 2012-09-11 | [13 empty] | 2021-01-15 | -0.0754 | 52.4198 | 52.4197768419882, -0.0754001177293259 | EPN-S0000000H6003 | Biogas
1650000186042 | [5 empty] | 1650000186033 | PENWORTHAM STORAGE LTD | HOWICK HILL FARM ESS 50MW | HOWICK HALL FARM | HOWICK CROSS LANE | PENWORTHAM | LANCASHIRE | PR1 0NS | ENGLAND | 350514 | 427859 | PENWORTHAM EAST GSP / ROCHDALE SGT 1 GROUP | - | - | 132 | ELECTRICITY NORTH WEST LIMITED | STORED ENERGY (ALL STORED ENERGY IRRESPECTVE OF THE ORIGINAL ENERGY SOURCE) | STORAGE - ELECTROCHEMICAL (BATTERIES) | NO | 0 | 1 | 49.9 |  |  |  | 0 | 0 | 0 |  |  |  | 0 | 0 | 0 | NO | CONNECTED | 0 | 50 | 0 | 50 | 0 | 2024-05-10 | 52.5263 | 49.9 | 52.526315789473685 | 47.405 | 49.9 | 2017-07-20 |  | NO | NO |  | TO BE CONFIRMED |  |  | 2024-03-14 | 53.74474508117293, -2.7518207865961144
1160001263231, 1160001263240 | [5 empty] | 1100039673495, 1100039673500 | Tesco stores limited | Fenny lock, bletcham way, milton keynes | Tesco N D C, Export No1 | Bletcham Way, Bletchley | Milton keynes | data not available | MK1 1QA | United Kingdom | 488492 | 234949 | East Claydon 132Kv S Stn | Bletchley 33Kv S Stn | Victoria Road 33 11Kv S Stn | 11 | National Grid Electricity Distribution (East Midlands) Plc | Fossil - Oil | Engine (combustion / reciprocating) | No | data not available | data not available | 1.6 | data not applicable | data not applicable | data not applicable | data not available | data not available | data not applicable | data not applicable | data not applicable | data not applicable | data not available | data not available | data not applicable | data not available | Connected | 1.6 | 3.04 | 3.2 | 2.09 | 2.2 | 40358 | data not applicable | data not applicable | data not applicable | data not applicable | data not applicable | data not applicable | data not applicable | data not available | data not available | data not available | data not available | data not available | data not available | 45750
1630000394131 | [5 empty] | 1630000394099 | MARK JONES | HIGHVIEW GENERATION SITE | LOW PLAINS FARM | CALTHWAITE | PENRITH | CUMBRIA | CA11 9RQ | ENGLAND | 349476 | 541940 | HARKER ENWL SGTS 1 2 3A 4 / HUTTON GSP GROUP | PENRITH & SHAP | HUTTON END & SKELTON C | 11 | ELECTRICITY NORTH WEST LIMITED | STORED ENERGY (ALL STORED ENERGY IRRESPECTVE OF THE ORIGINAL ENERGY SOURCE) | STORAGE - ELECTROCHEMICAL (BATTERIES) | YES | 0 | 0 | 1 | BIOMASS | STEAM TURBINE (THERMAL POWER PLANT) |  | 0 | 0 | 0.95 |  |  |  | 0 | 0 | 0 | NO | CONNECTED | 1.95 | 0.95 | 1 | 0.285 | 0.3 | 2019-03-01 |  |  |  | 0 | 0 |  |  | NO | NO |  |  |  |  | 2021-12-06 | 54.76982700058543, -2.786844181149841
1640000532204 | [5 empty] | 1640000532199 | ENERGY4ALL | HIGH WINDS WIND FARM | HARLOCK HILL | NR PENNINGTON | ULVERSTON | CUMBRIA | LA12 7SB | ENGLAND | 325347 | 479294 | HARKER ENWL SGTS 1 2 3A 4 / HUTTON GSP GROUP | ULVERSTON | ULVERSTON | 11 | ELECTRICITY NORTH WEST LIMITED | WIND | ONSHORE WIND TURBINES | NO | 0 | 0 | 4.694 |  |  |  | 0 | 0 | 0 |  |  |  | 0 | 0 | 0 | NO | CONNECTED | 4.694 | 4.37 | 4.6 | 0.038 | 0.04 | 2016-06-01 |  |  |  | 0 | 0 |  |  | NO | NO |  |  |  |  | 2021-12-06 | 54.203933974129306, -3.145968451548693
DATA NOT AVAILABLE | [5 empty] | DATA NOT AVAILABLE | ECO NRG STORAGE LTD | HEYSIDE BATTERY. MOSSDOWN ROAD, ROYTON | MOSSDOWN ROAD | ROYTON | OLDHAM | GREATER MANCHESTER | OL2 6HS | ENGLAND | 393430 | 407086 | WHITEGATE GSP | ROYTON | HEYSIDE | 6.6 | ELECTRICITY NORTH WEST LIMITED | STORED ENERGY (ALL STORED ENERGY IRRESPECTVE OF THE ORIGINAL ENERGY SOURCE) | STORAGE - ELECTROCHEMICAL (BATTERIES) | NO | 0 | 0 | 6 |  |  |  | 0 | 0 | 0 |  |  |  | 0 | 0 | 0 | NO | ACCEPTED TO CONNECT | 0 | 0 | 0 | 0 | 0 |  | 6.3158 | 5.6999999999999993 | 6 | 5.7 | 6 | 2017-10-06 |  | NO | NO |  | TO BE CONFIRMED |  |  | 2021-12-06 | 53.56035070545593, -2.100655825274344
DATA NOT AVAILABLE | [5 empty] | DATA NOT AVAILABLE | VEOLIA ES (UK) LIMITED | HEYSHAM GATEWAY ERF | MIDDLETON BUSINESS PARK | MIDDLETON BUSINESS PARK | LANCASTER | LANCASHIRE | LA3 3PX | ENGLAND | 342288 | 458973 | HEYSHAM GSP | - | - | 132 | ELECTRICITY NORTH WEST LIMITED | OTHER | OTHER | NO | 0 | 0 | 34 |  |  |  | 0 | 0 | 0 |  |  |  | 0 | 0 | 0 | NO | ACCEPTED TO CONNECT | 0 | 0 | 0 | 0 | 0 |  | 35.7895 | 34 | 35.789473684210527 | 0 | 0 | 2020-01-20 |  | NO | NO |  | TO BE CONFIRMED |  | TR-03 | 2021-12-06 | 54.023511848986075, -2.8824050181842344
1620001622344 | [5 empty] | 1620001622335 | HAVERIGG III LIMITED | HAVERIGG WIND FARM | HAVERIGG AIRFIELD |  | MILLOM | CUMBRIA | LA18 4JB | ENGLAND | 313365 | 479103 | HARKER ENWL SGTS 1 2 3A 4 / HUTTON GSP GROUP | ULVERSTON | ASKAM & DALTON | 11 | ELECTRICITY NORTH WEST LIMITED | WIND | ONSHORE WIND TURBINES | NO | 0 | 0 | 1.7 |  |  |  | 0 | 0 | 0 |  |  |  | 0 | 0 | 0 | NO | CONNECTED | 1.7 | 1.615 | 1.7 | 0.038 | 0.04 | 2004-10-04 |  |  |  | 0 | 0 |  |  | NO | NO |  |  |  |  | 2021-12-06 | 54.200330673751935, -3.329552837767446
1620001622362 | [5 empty] | 1620001622353 | HAVERIGG III LIMITED | HAVERIGG WIND FARM | HAVERIGG AIRFIELD |  | MILLOM | CUMBRIA | LA18 4JB | ENGLAND | 313366 | 479111 | HARKER ENWL SGTS 1 2 3A 4 / HUTTON GSP GROUP | ULVERSTON | ASKAM & DALTON | 11 | ELECTRICITY NORTH WEST LIMITED | WIND | ONSHORE WIND TURBINES | NO | 0 | 0 | 1.7 |  |  |  | 0 | 0 | 0 |  |  |  | 0 | 0 | 0 | NO | CONNECTED | 1.7 | 1.615 | 1.7 | 0.038 | 0.04 | 2004-10-04 |  |  |  | 0 | 0 |  |  | NO | NO |  |  |  |  | 2021-12-06 | 54.200402722333365, -3.329539821266023
DATA NOT AVAILABLE | [5 empty] | DATA NOT AVAILABLE | HAMBLEDON WIND LTD | HAMELDON WIND FARM | BILLINGTON ROAD | BILLINGTON ROAD | BURNLEY | LANCASHIRE | BB11 5QQ | ENGLAND | 382003 | 430369 | ROCHDALE SGTS 2 3 4 | BURNLEY | - | 33 | ELECTRICITY NORTH WEST LIMITED | WIND | ONSHORE WIND TURBINES | NO | 0 | 0 | 7.5 |  |  |  | 0 | 0 | 0 |  |  |  | 0 | 0 | 0 | NO | ACCEPTED TO CONNECT | 0 | 0 | 0 | 0 | 0 |  | 7.8947 | 7.5 | 7.8947368421052637 | 0 | 0 | 2015-08-10 |  | NO | NO |  | TO BE CONFIRMED |  |  | 2023-04-06 | 53.76934962707069, -2.274520749805937
1640000701723 | [5 empty] | 1640000701732 | HALLBURN FARM LTD | HALLBURN FARM |  | LONGTOWN | CARLISLE | CUMBRIA | CA6 5TW | ENGLAND | 341545 | 568510 | HARKER ENWL SGTS 1 2 3A 4 / HUTTON GSP GROUP | CARLISLE | - | 33 | ELECTRICITY NORTH WEST LIMITED | WIND | ONSHORE WIND TURBINES | NO | 0 | 0 | 13.2 |  |  |  | 0 | 0 | 0 |  |  |  | 0 | 0 | 0 | NO | CONNECTED | 13.2 | 11.685 | 12.3 | 0.285 | 0.3 | 2018-03-01 |  |  |  | 0 | 0 |  |  | NO | NO |  |  |  |  | 2021-12-06 | 55.00770083958605, -2.915503140187949
1640000649409 | [5 empty] | 1640000649384 | GRIMSARGH SOLAR LTD | GRIMSARGH SOLAR |  | GRIMSARGH | PRESTON | LANCASHIRE | PR2 5LE | ENGLAND | 358898 | 433239 | PENWORTHAM EAST GSP / ROCHDALE SGT 1 GROUP | PRESTON EAST | PRESTON EAST | 6.6 | ELECTRICITY NORTH WEST LIMITED | STORED ENERGY (ALL STORED ENERGY IRRESPECTVE OF THE ORIGINAL ENERGY SOURCE) | STORAGE - ELECTROCHEMICAL (BATTERIES) | NO | 0 | 0 | 1.2 |  |  |  | 0 | 0 | 0 |  |  |  | 0 | 0 | 0 | NO | CONNECTED | 1.2 | 1.14 | 1.2 | 1.14 | 1.2 | 2016-06-01 |  |  |  | 0 | 0 |  |  | NO | NO |  |  |  |  | 2021-12-06 | 53.79382783958441, -2.625424379743436
2100040992986 | [5 empty] | 2100040566173 | Tesco stores limited | Newport magor tesco trunking centre import/export | Export | Europark, Llandavenny, Magor | Caldicot | Gwent | NP26 3TS | United Kingdom | 340601 | 186344 | Uskmouth | Magor Grid | Magor Primary | 11 | National Grid Electricity Distribution (South Wales) Plc | Fossil - Oil | Engine (combustion / reciprocating) | No | data not available | data not available | 1.25 | Wind | Onshore wind turbines | No | data not available | data not available | 0.8 | data not applicable | data not applicable | data not applicable | data not available | data not available | data not applicable | data not available | Connected | 2.05 | 0.7125 | 0.75 | 0.4275 | 0.45 | 40603 | data not applicable | data not applicable | data not applicable | data not applicable | data not applicable | data not applicable | data not applicable | data not available | data not available | data not available | data not available | data not available | data not available | 45750
1640000534239 | [5 empty] | 1640000534220 | NEW NRG 4 LTD | GREAVES FARM | POPPLEMIRE LANE | OLD HUTTON | KENDAL | CUMBRIA | LA8 0NA | ENGLAND | 355337 | 488597 | HARKER ENWL SGTS 1 2 3A 4 / HUTTON GSP GROUP | KENDAL (PARKSIDE RD) | KENDAL | 11 | ELECTRICITY NORTH WEST LIMITED | SOLAR | PHOTOVOLTAIC | NO | 0 | 0 | 4 |  |  |  | 0 | 0 | 0 |  |  |  | 0 | 0 | 0 | NO | CONNECTED | 4 | 3.8 | 4 | 0.03325 | 0.035 | 2016-03-01 |  |  |  | 0 | 0 |  |  | NO | NO |  |  |  |  | 2021-12-06 | 54.29103302888667, -2.6876442317766824
DATA NOT AVAILABLE | [5 empty] | DATA NOT AVAILABLE | ALPLA UK LTD | GOLBORNE CHP | UNIT 9 STONECROSS BUSINESS PARK | YEW TREE WAY, GOLBORNE | WARRINGTON | CHESHIRE | WA3 3GY | ENGLAND | 361132 | 397298 | BOLD | GOLBORNE | GOLBORNE | 11 | ELECTRICITY NORTH WEST LIMITED | FOSSIL - GAS | ENGINE (COMBUSTION / RECIPROCATING) | TO BE CONFIRMED | 0 | 0 | 3.36 |  |  |  | 0 | 0 | 0 |  |  |  | 0 | 0 | 0 | NO | ACCEPTED TO CONNECT | 0 | 0 | 0 | 0 | 0 |  | 3.5368 | 3.36 | 3.5368421052631578 | 0 | 0 | 2019-11-27 |  | NO | NO |  | TO BE CONFIRMED |  |  | 2023-04-06 | 53.47097200452655, -2.587010519731128
1640000527853 | [5 empty] | 1630000448178 | UNITED UTILITIES WATER LTD | GODLEY WATER TREATMENT WORKS | TETLOW FOLD |  | HYDE | CHESHIRE | SK14 3BU | ENGLAND | 396565 | 395487 | STALYBRIDGE GSP | HYDE | HATTERSLEY | 11 | ELECTRICITY NORTH WEST LIMITED | SOLAR | PHOTOVOLTAIC | NO | 0 | 0 | 2.9908 |  |  |  | 0 | 0 | 0 |  |  |  | 0 | 0 | 0 | NO | CONNECTED | 2.9908 | 2.85 | 3 | 1.0165 | 1.07 | 2016-02-29 |  |  |  | 0 | 0 |  |  | NO | NO |  |  |  |  | 2021-12-06 | 53.45612494727607, -2.0531967726082607
2100040992995 | [5 empty] | 2199989629638 | Tesco stores limited | Tesco magor distribution centre | Tesco Stores Limited | Europark, Llandavenny, Magor | Caldicot | Gwent | NP26 3TS | United Kingdom | 340601 | 186344 | Uskmouth | Magor Grid | Magor Primary | 11 | National Grid Electricity Distribution (South Wales) Plc | Fossil - Oil | Engine (combustion / reciprocating) | No | data not available | data not available | 1.25 | Wind | Onshore wind turbines | No | data not available | data not available | 0.8 | data not applicable | data not applicable | data not applicable | data not available | data not available | data not applicable | data not available | Connected | 2.05 | 0.285 | 0.3 | 0.95 | 1 | 40603 | data not applicable | data not applicable | data not applicable | data not applicable | data not applicable | data not applicable | data not applicable | data not available | data not available | data not available | data not available | data not available | data not available | 45750
DATA NOT AVAILABLE | [5 empty] | DATA NOT AVAILABLE | BATTERY ENERGI STORAGE LIMITED | GATEWAY CRESCENT (SHAW) | UNIT 12 HOWARTH COURT | GATEWAY CRESCENT | DATA NOT AVAILABLE | DATA NOT AVAILABLE | OL9 9XB | ENGLAND | 389108 | 403957 | WHITEGATE GSP | CHADDERTON | - | 33 | ELECTRICITY NORTH WEST LIMITED | STORED ENERGY (ALL STORED ENERGY IRRESPECTVE OF THE ORIGINAL ENERGY SOURCE) | STORAGE - ELECTROCHEMICAL (BATTERIES) | NO | 0 | 0 | 20 |  |  |  | 0 | 0 | 0 |  |  |  | 0 | 0 | 0 | NO | CONNECTED | 20 | 20 | 21.0526 | 19 | 20 | 2022-08-16 |  |  |  | 0 | 0 |  |  | NO | NO |  |  |  |  | 2023-06-23 | 53.532153481477415, -2.165792828688415
1630000892679 | [5 empty] | 1630000892660 | STERN WIND | FAIRFIELD WIND FARM |  | PICA | WORKINGTON | CUMBRIA | CA14 4PZ | ENGLAND | 301767 | 521492 | HARKER ENWL SGTS 1 2 3A 4 / HUTTON GSP GROUP | STAINBURN & SIDDICK | HDA NO1 & HDA NO2 | 11 | ELECTRICITY NORTH WEST LIMITED | WIND | ONSHORE WIND TURBINES | NO | 0 | 0 | 6.5 |  |  |  | 0 | 0 | 0 |  |  |  | 0 | 0 | 0 | NO | CONNECTED | 6.5 | 6.5075 | 6.85 | 0.076 | 0.08 | 2010-11-01 |  |  |  | 0 | 0 |  |  | NO | NO |  |  |  |  | 2021-12-06 | 54.579057206458735, -3.5213043223052556
2200041879896 | [5 empty] | 2200041769066 | Tesco stores limited | Tesco g park hvm | Tesco Distribution Centre | Marsh Common Road, Marsh Common South | Pilning | South Gloucestershire | BS35 4GG | United Kingdom | 355709 | 183991 | Iron Acton Sgp | Seabank Bsp | Western Approach | 11 | National Grid Electricity Distribution (South West) Plc | Fossil - Oil | Engine (combustion / reciprocating) | No | data not available | data not available | 4 | data not applicable | data not applicable | data not applicable | data not available | data not available | data not applicable | data not applicable | data not applicable | data not applicable | data not available | data not available | data not applicable | data not available | Connected | 4 | 0.19 | 0.2 | 1.805 | 1.9 | 43009 | data not applicable | data not applicable | data not applicable | data not applicable | data not applicable | data not applicable | data not applicable | data not available | data not available | data not available | data not available | data not available | data not available | 45750
DATA NOT AVAILABLE | [5 empty] | DATA NOT AVAILABLE | OPDE UK LTS | DORMANSTEADS PC | ROWELTOWN | ROWELTOWN | CARLISLE | CUMBRIA | CA6 6JP | ENGLAND | 350998 | 569946 | HARKER ENWL SGTS 1 2 3A 4 / HUTTON GSP GROUP | - | - | 132 | ELECTRICITY NORTH WEST LIMITED | SOLAR | PHOTOVOLTAIC | NO | 0 | 0 | 38 |  |  |  | 0 | 0 | 0 |  |  |  | 0 | 0 | 0 | NO | ACCEPTED TO CONNECT | 0 | 0 | 0 | 0 | 0 |  | 40 | 38 | 40 | 0 | 0 | 2020-10-15 | 2027-01-01 00:00:00 | NO | NO |  | TO BE CONFIRMED |  |  | 2021-12-06 | 55.02162625241176, -2.7679641514811753
2000000000000 | [5 empty] | 2000000000000 | TESCO STORES LIMITED | DATA NOT AVAILABLE | SOUTHMEAD IND EST | CHURCHWARD | DIDCOT | OXFORDSHIRE | OX11 7HB | ENGLAND | 451993 | 191810 | COWLEY GSP | DRAYTON | MILTON | 11 | SOUTHERN ELECTRIC POWER DISTRIBUTION PLC | OTHER | ENGINE (COMBUSTION / RECIPROCATING) | NO | DATA NOT AVAILABLE | DATA NOT AVAILABLE | 1.596 | DATA NOT AVAILABLE | DATA NOT AVAILABLE | DATA NOT AVAILABLE | DATA NOT AVAILABLE | DATA NOT AVAILABLE | DATA NOT AVAILABLE | DATA NOT AVAILABLE | DATA NOT AVAILABLE | DATA NOT AVAILABLE | DATA NOT AVAILABLE | DATA NOT AVAILABLE | DATA NOT AVAILABLE | NO | CONNECTED | 1.596 | 1.596 | 1.68 | DATA NOT AVAILABLE | DATA NOT AVAILABLE | DATA NOT AVAILABLE | DATA NOT AVAILABLE | DATA NOT AVAILABLE | DATA NOT AVAILABLE | DATA NOT AVAILABLE | DATA NOT AVAILABLE | DATA NOT AVAILABLE | DATA NOT AVAILABLE | N | DATA NOT AVAILABLE | DATA NOT AVAILABLE | DATA NOT AVAILABLE | DATA NOT AVAILABLE | DATA NOT AVAILABLE | 44105
DATA NOT AVAILABLE | [5 empty] | 1600000172410 | SAINSBURYS SUPERMARKETS LTD | HALL WOOD AVENUE | HAYDOCK INDUSTRIAL ESTATE | HAYDOCK | ST. HELENS | MERSEYSIDE | WA11 9WB | ENGLAND | 356736 | 398026 | BOLD | GOLBORNE | HAYDOCK | 11 | ELECTRICITY NORTH WEST LIMITED | SOLAR | PHOTOVOLTAIC | YES | 0 | 0 | 1.784 |  |  |  | 0 | 0 | 0 |  |  |  | 0 | 0 | 0 | NO | CONNECTED | 1.784 | 0 | 0 | 1.52 | 1.6 | 2016-03-18 |  |  |  | 0 | 0 |  |  | NO | NO |  |  |  |  | 2021-12-06 | 53.477171382922904, -2.6533318895987463
2000000000000 | [5 empty] | 2000000000000 | TESCO STORES LIMITED | DATA NOT AVAILABLE | BOOKER CASH & CARRY | HILL ROAD | DIDCOT | OXFORDSHIRE | OX11 7HJ | ENGLAND | 451597 | 191282 | COWLEY GSP | DRAYTON | MILTON | 11 | SOUTHERN ELECTRIC POWER DISTRIBUTION PLC | OTHER | ENGINE (COMBUSTION / RECIPROCATING) | NO | DATA NOT AVAILABLE | DATA NOT AVAILABLE | 3.135 | DATA NOT AVAILABLE | DATA NOT AVAILABLE | DATA NOT AVAILABLE | DATA NOT AVAILABLE | DATA NOT AVAILABLE | DATA NOT AVAILABLE | DATA NOT AVAILABLE | DATA NOT AVAILABLE | DATA NOT AVAILABLE | DATA NOT AVAILABLE | DATA NOT AVAILABLE | DATA NOT AVAILABLE | NO | CONNECTED | 3.135 | 3.135 | 3.3 | DATA NOT AVAILABLE | DATA NOT AVAILABLE | DATA NOT AVAILABLE | DATA NOT AVAILABLE | DATA NOT AVAILABLE | DATA NOT AVAILABLE | DATA NOT AVAILABLE | DATA NOT AVAILABLE | DATA NOT AVAILABLE | DATA NOT AVAILABLE | N | DATA NOT AVAILABLE | DATA NOT AVAILABLE | DATA NOT AVAILABLE | DATA NOT AVAILABLE | DATA NOT AVAILABLE | 44105
1160001324239 | [5 empty] | 1100050546854 | Tesco stores limited | Eldon wall industrial estate | Tesco Frozen Unity | Daventry Rail Freight Terminal | Northampton | Northamptonshire | NN6 7FT | United Kingdom | 457323 | 273393 | Coventry 132Kv S Stn | Daventry 33Kv S Stn | Crick 33 11Kv S Stn | data not available | National Grid Electricity Distribution (East Midlands) Plc | data not available | data not available | Yes | data not available | data not available | 3 | Wind | Onshore wind turbines | No | data not available | data not available | 0.5 | data not applicable | data not applicable | data not applicable | data not available | data not available | data not applicable | data not available | Connected | 3.5 | 3.325 | 3.5 | 3.23 | 3.4 | 40333 | data not applicable | data not applicable | data not applicable | data not applicable | data not applicable | data not applicable | data not applicable | data not available | data not available | data not available | data not available | data not available | data not available | 45750
1640000171625 | [5 empty] | 1600000176682 | TESCO STORES LIMITED | STATION ROAD | HAYDOCK INDUSTRIAL ESTATE | HAYDOCK | ST HELENS | MERSEYSIDE | WA11 9UT | ENGLAND | 356693 | 398200 | BOLD | GOLBORNE | HAYDOCK | 11 | ELECTRICITY NORTH WEST LIMITED | FOSSIL - OIL | ENGINE (COMBUSTION / RECIPROCATING) | YES | 0 | 0 | 6 |  |  |  | 0 | 0 | 0 |  |  |  | 0 | 0 | 0 | NO | CONNECTED | 6 | 5.7 | 6 | 1.9 | 2 | 2012-02-01 |  |  |  | 0 | 0 |  |  | NO | NO |  |  |  |  | 2021-12-06 | 53.47873172441212, -2.6540037870497364
Data not available | [6 empty] | Tesco Stores Limited | STAPLEE WAY |  |  | Peterborough | Cambs | PE1 4YT | England | 521895 | 300945 | Walpole | - | Peterborough East Grid 11kV | 11 | Eastern Power Networks (EPN) | Fossil - Oil | Engine (combustion / reciprocating) |  |  |  | 3.2 | [12 empty] | No | Connected | 3.2 | 3.2 | 3.368 | 0 | 0 | 2017-11-21 | [13 empty] | 2021-12-14 | 1.3676 | 52.1824 | 52.1823649761302, 1.36764637247741 |  | Storage
DATA NOT AVAILABLE | [5 empty] | 1620000948164 | NEXPERIA UK LIMITED | LANSIL WAY | BRAMHALL MOOR LANE | HAZEL GROVE | STOCKPORT | GREATER MANCHESTER | SK7 5BJ | ENGLAND | 390769.39899999998 | 386684.05300000001 | BREDBURY GSP | HAZEL GROVE | NORBURY | 11 | ELECTRICITY NORTH WEST LIMITED | FOSSIL- GAS | ENGINE (COMBUSTION / RECIPROCATING) | YES | 0 | 0 | 11.52 |  |  |  | 0 | 0 | 0 |  |  |  | 0 | 0 | 0 | NO | ACCEPTED TO CONNECT | 11.52 | 0 | 0 | 7.22 | 7.6 | 2008-04-01 |  |  |  | 0 | 0 |  |  | NO | NO |  |  |  |  | 2024-03-14 | 53.37692868950306, -2.1402148663343863
1640000640293 | [5 empty] | 1640000640284 | TGC EMERALD LIMITED | UNIT F | PRESTIGE HOUSE, CORNFORD ROAD | PRESTIGE HOUSE, CORNFORD ROAD | BLACKPOOL | LANCASHIRE | FY4 4QQ | ENGLAND | 333542 | 433772 | PENWORTHAM WEST GSP / STANAH GSP GROUP | PEEL | MERESIDE | 6.6 | ELECTRICITY NORTH WEST LIMITED | FOSSIL - GAS | ENGINE (COMBUSTION / RECIPROCATING) | NO | 0 | 0 | 6 |  |  |  | 0 | 0 | 0 |  |  |  | 0 | 0 | 0 | NO | CONNECTED | 6 | 5.757 | 6.06 | 0.2375 | 0.25 | 2018-05-01 |  |  |  | 0 | 0 |  |  | NO | YES |  |  |  |  | 2021-12-06 | 53.79599206239244, -3.010399493635043
1640000695441 | [5 empty] | 1640000695390 | CLEATOR BATTERY STORAGE LIMITED | WHINNEY HILL ROAD | WOODEND FARM | EGERMONT | EGREMONT | CUMBRIA | CA22 2TB | ENGLAND | 301027 | 512823 | HARKER ENWL SGTS 1 2 3A 4 / HUTTON GSP GROUP | EGREMONT | - | 33 | ELECTRICITY NORTH WEST LIMITED | STORED ENERGY (ALL STORED ENERGY IRRESPECTVE OF THE ORIGINAL ENERGY SOURCE) | STORAGE - ELECTROCHEMICAL (BATTERIES) | YES | 0 | 0.5 | 10 |  |  |  | 0 | 0 | 0 |  |  |  | 0 | 0 | 0 | NO | CONNECTED | 10 | 9.5 | 10 | 9.5 | 10 | 2017-10-14 |  |  |  | 0 | 0 |  |  | NO | NO |  |  |  |  | 2021-12-06 | 54.501033698353226, -3.5298316352036156
1640000640248 | [5 empty] | 1640000640239 | TGC EMERALD LIMITED | UNIT 19 | LOWTHER ROAD | LOWTHER ROAD | WORKINGTON | CUMBRIA | CA14 2TQ | ENGLAND | 299390 | 528340 | HARKER ENWL SGTS 1 2 3A 4 / HUTTON GSP GROUP | STAINBURN & SIDDICK | ANNIE PIT | 11 | ELECTRICITY NORTH WEST LIMITED | FOSSIL - GAS | ENGINE (COMBUSTION / RECIPROCATING) | NO | 0 | 0 | 6 |  |  |  | 0 | 0 | 0 |  |  |  | 0 | 0 | 0 | NO | CONNECTED | 6 | 5.757 | 6.06 | 0.2375 | 0.25 | 2018-07-01 |  |  |  | 0 | 0 |  |  | NO | YES |  |  |  |  | 2021-12-06 | 54.64010775089016, -3.5604168627184727
1640000647155 | [5 empty] | 1640000647164 | TGC EMERALD LIMITED | UNIT A | BROADWAY INDUSTRIAL ESTATE | BROADWAY INDUSTRIAL ESTATE | HYDE | CHESHIRE | SK14 4QF | ENGLAND | 393898 | 396455 | STALYBRIDGE GSP | HYDE | DUKINFIELD | 6.6 | ELECTRICITY NORTH WEST LIMITED | FOSSIL - GAS | ENGINE (COMBUSTION / RECIPROCATING) | NO | 0 | 0 | 6 |  |  |  | 0 | 0 | 0 |  |  |  | 0 | 0 | 0 | NO | CONNECTED | 6 | 5.7 | 6 | 0.2375 | 0.25 | 2018-11-01 |  |  |  | 0 | 0 |  |  | NO | YES |  |  |  |  | 2021-12-06 | 53.46480104994541, -2.0933797554133595
1620000297050 | [5 empty] | 1620000296260 | THRIVE RENEWABLES (HAVERIGG II) LTD | THORNTON WASTE TECHNOLOGY PARK, FLEETWOOD ROAD NORTH | KIRKSANTON AIRFIELD, NORTH LANE | HAVERIGG | MILLOM | CUMBRIA | LA18 4NA | ENGLAND | 314368.54599999997 | 479447.11900000001 | HARKER ENWL SGTS 1 2 3A 4 / HUTTON GSP GROUP | ULVERSTON | ASKAM & DALTON | 11 | ELECTRICITY NORTH WEST LIMITED | WIND | ONSHORE WIND TURBINES | YES | 0 | 0 | 1.25 |  |  |  | 0 | 0 | 0 |  |  |  | 0 | 0 | 0 | NO | CONNECTED | 1.25 | 2.375 | 2.5 | 0.038 | 0.04 | 1998-07-01 |  |  |  | 0 | 0 |  |  | NO | NO |  |  |  |  | 2021-12-06 | 54.20359136205231, -3.3142718243648934
1640000640220 | [5 empty] | 1640000640210 | TGC EMERALD LIMITED | UNIT 1B | NEWHOUSE ROAD | NEWHOUSE ROAD | ACCRINGTON | LANCASHIRE | BB5 6NT | ENGLAND | 376758 | 430314 | PADIHAM GSP | HUNCOAT | STRAWBERRY BANK | 6.6 | ELECTRICITY NORTH WEST LIMITED | FOSSIL - GAS | ENGINE (COMBUSTION / RECIPROCATING) | NO | 0 | 0 | 6 |  |  |  | 0 | 0 | 0 |  |  |  | 0 | 0 | 0 | NO | CONNECTED | 6 | 5.757 | 6.06 | 0.2375 | 0.25 | 2018-06-01 |  |  |  | 0 | 0 |  |  | NO | YES |  |  |  |  | 2021-12-06 | 53.768646520548785, -2.354089407281934
1640000734125 | [5 empty] | 1640000734116 | TGC EMERALD LIMITED | 7 MARKET STREET | ALDON WAY |  | POULTON LE FYLDE | LANCASHIRE | FY6 8JL | ENGLAND | 335835 | 438916 | PENWORTHAM WEST GSP / STANAH GSP GROUP | BISPHAM | POULTON | 6.6 | ELECTRICITY NORTH WEST LIMITED | FOSSIL - GAS | ENGINE (COMBUSTION / RECIPROCATING) | YES | 0 | 0 | 6 |  |  |  | 0 | 0 | 0 |  |  |  | 0 | 0 | 0 | NO | CONNECTED | 6 | 5.757 | 6.06 | 0.2375 | 0.25 | 2018-09-01 |  |  |  | 0 | 0 |  |  | NO | YES |  |  |  |  | 2021-12-06 | 53.842507497219636, -2.976669141555368
DATA NOT AVAILABLE | [5 empty] | DATA NOT AVAILABLE | TGC RENEWABLES | SWEETMORE ANACROME | WIDOW HILL ROAD |  | BURNLEY | LANCASHIRE | BB10 2BD | ENGLAND | 385567 | 434507 | ROCHDALE SGTS 2 3 4 | BURNLEY | BURNLEY | 6.6 | ELECTRICITY NORTH WEST LIMITED | FOSSIL - GAS | ENGINE (COMBUSTION / RECIPROCATING) | NO | 0 | 0 | 6 |  |  |  | 0 | 0 | 0 |  |  |  | 0 | 0 | 0 | NO | CONNECTED | 6 | 5.7 | 6 | 0.475 | 0.5 | 2022-09-13 |  |  |  | 0 | 0 |  |  | NO | NO |  | TO BE CONFIRMED |  |  | 2023-05-10 | 53.80665330009705, -2.22064545707803
1640000487067 | [5 empty] | 1640000286292 | GREATER MANCHESTER COMBINED AUTHORITY | ALDERLEY HOUSE, ALDERLEY PARK | SALFORD ROAD |  | BOLTON | GREATER MANCHESTER | BL5 1DG | ENGLAND | 370516 | 404784 | KEARSLEY LOCAL 33 GSP | - | LITTLE HULTON | 11 | ELECTRICITY NORTH WEST LIMITED | SOLAR | PHOTOVOLTAIC | YES | 0 | 0 | 1.84 |  |  |  | 0 | 0 | 0 |  |  |  | 0 | 0 | 0 | NO | CONNECTED | 1.84 | 2.28 | 2.4 | 1.9 | 2 | 2015-08-10 |  |  |  | 0 | 0 |  |  | NO | NO |  |  |  |  | 2021-12-06 | 53.53886819905769, -2.446353582666565
1200010174745 | [6 empty] | Thames Barrier- South Side Supply (Non-postal) | Thames Barrier- South Side Supply (Non-postal) |  |  | Charlton | LONDON | SE7 8LX | England | 541627 | 178999 | Beddington 132kV Hurst 132kV | Eltham Grid 33kV | Farjeon Rd 11kV | 11 | London Power Networks (LPN) | Fossil - Oil | Engine (combustion / reciprocating) |  |  |  | 1.5 | [12 empty] | No | Connected | 1.5 | 1.5 | 1.875 |  |  | 1990-01-07 | [13 empty] | 2021-12-14 | -0.10658 | 51.5165 | 51.5165113775947, -0.106581423100733 | LPN-S000000000416 | Fossil fuel
Data not available | [5 empty] | Data not available | THAMES WATER | HOGSMILL STW | LOWER MARSH LANE |  | KINGSTON UPON THAMES | SURREY | KT1 3BW | England | 519344 | 168266 | Chessington | Kingston Grid | Kingston 11kV | 11 | South Eastern Power Networks (SPN) | Fossil - Oil | Engine (combustion / reciprocating) | No |  |  | 2 | [12 empty] | No | Connected | 2 | 2 | 2.1 |  |  | 2023-10-31 | [7 empty] | No | No |  | No |  |  | 2024-06-14 | 0.29128 | 51.4019 | 51.4018911141131, 0.29127772793749 | SPN-S000000008656 | Solar PV
1900060576611 | [5 empty] | Data not available | Thames Water | HAMPTON WTW | LOWER SUNBURY RD |  | HAMPTON | SURREY | TW12 2ES | England | 513333 | 169255 | Laleham SGT | Twickenham Grid 33kV |  | 33 | South Eastern Power Networks (SPN) | Fossil - Oil | Engine (combustion / reciprocating) |  |  |  | 6.9 | [12 empty] | No | Connected | 6.9 | 6.9 | 7.263 |  |  | 2012-07-01 | [13 empty] | 2021-03-12 | 0.44173 | 51.2992 | 51.2991951988623, 0.441725945984984 | SPN-S000000008653 | Solar PV
DATA NOT AVAILABLE | [5 empty] | 1630000847417 | LANCASHIRE RENEWABLES LIMITED | THORNTON WASTE TECHNOLOGY PARK | FLEETWOOD ROAD NORTH |  | THORNTON-CLEVELEYS | LANCASHIRE | FY7 8RY | ENGLAND | 333451 | 444506 | PENWORTHAM WEST GSP / STANAH GSP GROUP | BISPHAM | THORNTON | 6.6 | ELECTRICITY NORTH WEST LIMITED | WASTE | STEAM TURBINE (THERMAL POWER PLANT) | YES | 0 | 0 | 2 |  |  |  | 0 | 0 | 0 |  |  |  | 0 | 0 | 0 | NO | CONNECTED | 2 | 0 | 0 | 6.175 | 6.5 | 2009-09-01 |  |  |  | 0 | 0 |  |  | NO | NO |  |  |  |  | 2021-12-06 | 53.89244127777781, -3.014109978463659
1200050573996 | [6 empty] | Thames Water Coppermills | Thames Water Coppermills | COPPERMILLS LANE |  | WALTHAMSTOW | LONDON | E17 7HG | England | 535419 | 188418 | Hackney Supergrid 66kV | - | Exeter Rd 11kV | 11 | London Power Networks (LPN) | Fossil - Oil | Engine (combustion / reciprocating) |  |  |  | 7.2 | [12 empty] | No | Connected | 7.2 | 7.2 | 9 |  |  | 2015-02-23 | [13 empty] | 2021-12-14 | -0.099827 | 51.5212 | 51.5212401294069, -0.0998266360828742 | LPN-S000000000407 | Fossil fuel
1050000619184 | [6 empty] | Thames Water Utilities | RYE MEADS STW |  |  | STANSTEAD ABBOTS | Herts | SG12 8JY | England | 539260 | 210390 | Rye House | Rye House Grid 33kV | Rye House Local Primary 11kV | 11 | Eastern Power Networks (EPN) | Biofuel - Sewage gas | Engine (combustion / reciprocating) |  |  |  | 1.6 | [12 empty] | No | Connected | 1.6 | 1.6 | 1.684 |  |  | 2016-10-01 | [13 empty] | 2024-02-14 | 0.14067 | 51.8865 | 51.886450275694, 0.140674565770421 | EPN-S0000000D7059 | Solar PV
1900090712339 | [5 empty] | Data not available | THAMES WATER UTILITIES LIMITED | CHERTSEY STW | LYNE LANE | LYNE | CHERTSEY | SURREY | KT16 0AR | England | 501666 | 167317 | West Weybridge SGT | Byfleet Grid 33kV | Woking 11kV | 11 | South Eastern Power Networks (SPN) | Fossil - Gas | Gas turbine (OCGT) |  |  |  | 1.188 | [12 empty] | No | Connected | 1.188 | 1.188 | 1.188 |  |  | 2011-10-01 | [13 empty] | 2021-02-12 | 0.71298 | 51.228 | 51.2280332986897, 0.712981082479922 | SPN-S000000009102 | Solar PV
1900090990710 | [5 empty] | Data not available | THAMES WATER UTILITIES LIMITED | LONGREACH | MARSH STREET |  | DARTFORD | KENT | DA1 5PP | England | 555395 | 176707 | Littlebrook SGT | - | Littlebrook Park 11kV | 11 | South Eastern Power Networks (SPN) | Biofuel sewage gas | Steam-gas turbine (CCGT) |  |  |  | 2 | [12 empty] | No | Connected | 2 | 2 | 2.105 |  |  | 2013-03-15 | [13 empty] | 2021-07-14 | 1.3648 | 51.3521 | 51.3521294648371, 1.36480104410905 | SPN-S000000008616 | Solar PV
1900060576602 | [5 empty] | Data not available | THAMES WATER UTILITIES LIMITED | SHALFORD WATER TREATMENT WORKS | SHALFORD |  | GUILDFORD | SURREY | GU4 8BW | England | 499820 | 147803 | West Weybridge SGT | Guildford Grid 33kV | Shalford 11kV | 11 | South Eastern Power Networks (SPN) | Fossil - Oil | Engine (combustion / reciprocating) |  |  |  | 1.5 | [12 empty] | No | Connected | 1.5 | 1.5 | 1.579 |  |  | 1999-03-03 | [13 empty] | 2021-07-14 | 0.76127 | 51.3803 | 51.3803415206509, 0.761274927147796 | SPN-S000000009997 | Biogas
1900090876979 | [5 empty] | Data not available | THAMES WATER UTILITIES LIMITED | MOGDEN STW | MOGDEN STW | MOGDEN LANE | ISLEWORTH | SURREY | TW7 7LR | England | 515458 | 174858 | Laleham SGT | Twickenham Grid 33kV |  | 11 | South Eastern Power Networks (SPN) | Fossil - Oil | Engine (combustion / reciprocating) |  |  |  | 18 | [12 empty] | No | Connected | 18 | 18 | 18.947 |  |  | 2012-07-12 | [13 empty] | 2022-08-12 | 0.1118 | 51.3966 | 51.3965852787633, 0.11180144141954 | SPN-S000000008475 | Fossil fuel
Data not available | [5 empty] | Data not available | THAMES WATER UTILITIES LTD | BEDDINGTON SEWAGE WORKS | BEDDINGTON LANE |  | CROYDON | LONDON | CR0 4TH | England | 530066 | 166020 | Beddington 132kV Hurst 132kV | - |  | 11 | South Eastern Power Networks (SPN) | Fossil - Gas | Data not available | No |  |  | 2 | [12 empty] | No | Connected | 2 | 2 | 2.1 |  |  | 2023-06-04 | [7 empty] | No | No |  | No |  |  | 2024-06-14 | -0.32713 | 51.0958 | 51.095809413879, -0.327131415089965 | SPN-S000000009929 | Biogas
Data not available | [6 empty] | Thames Water Utilities Ltd | Abbey Mills Pumping Station | ABBEY LANE |  | STRATFORD | LONDON | E15 2RW | England | 538761 | 183180 | West Ham 132kV | - | West Ham Grid 11kV | 1 | London Power Networks (LPN) | Fossil - Oil | Engine (combustion / reciprocating) |  |  |  | 4 | [12 empty] | No | Connected | 4 | 4 | 5 |  |  | 2006-01-01 | [13 empty] | 2021-12-14 | -0.021714 | 51.5059 | 51.5059111439956, -0.0217144959078553 | LPN-S000000000683 | Fossil fuel
1160001070680 | [5 empty] | 1160001070671 | Thameswey central milton keynes ltd | Milton keynes, childs way | Total Petrol Station | Childs Way V7 To V8 | Milton keynes | data not available | MK9 3DA | United Kingdom | 486004 | 238686 | East Claydon 132Kv S Stn | Bradwell Abbey 33Kv S Stn | Childs Way 33 11Kv S Stn | 11 | National Grid Electricity Distribution (East Midlands) Plc | Fossil - Gas | Engine (combustion / reciprocating) | Yes | data not available | data not available | 6 | data not applicable | data not applicable | data not applicable | data not available | data not available | data not applicable | data not applicable | data not applicable | data not applicable | data not available | data not available | data not applicable | data not available | Connected | 6 | 5.7 | 6 | 3.61 | 3.8 | 40871 | data not applicable | data not applicable | data not applicable | data not applicable | data not applicable | data not applicable | data not applicable | data not available | data not available | data not available | data not available | data not available | data not available | 45750
Data not available | [5 empty] | Data not available | Thameswey Sustainable Communities | LAND OFF BOARD SCHOOL ROAD |  |  | WOKING | SURREY | GU21 5HQ | England | 501220 | 159420 | West Weybridge SGT | Byfleet Grid 33kV | Woking 11kV | 11 | South Eastern Power Networks (SPN) | Fossil - Gas | Steam-gas turbine (CCGT) |  |  |  | 1.487 | [12 empty] | No | Connected | 1.487 | 1.487 | 1.565 |  |  | 2024-02-14 | [7 empty] | No | No |  |  |  |  | 2024-06-14 | 0.3832 | 50.8606 | 50.8606252934614, 0.383197281073116 |  | Storage
1998000000024 | [5 empty] | Data not available | Thanet Energy Ltd | THANET ENERGY | SEAMARK ROAD | BROOKSEND | BIRCHINGTON | KENT | CT7 0JL | England | 629312 | 167804 | Sellindge SGT2 & 3 & Richborough SGT | - |  | 33 | South Eastern Power Networks (SPN) | Fossil - Gas | Steam-gas turbine (CCGT) | Yes |  |  | 30 | [12 empty] | No | Connected | 30 | 30 | 31.579 |  |  | 2009-04-23 | [13 empty] | 2022-10-14 | 1.0953 | 51.3538 | 51.3538466132068, 1.09527613439875 | SPN-S000000009167 | Wind
1640000408845 | [5 empty] | 1640000408836 | CROOK HILL PROPERTIES LTD | CROOK HILL WIND FARM | LAND GATE | SHAWFORTH | ROCHDALE | GREATER MANCHESTER | OL12 8XF | ENGLAND | 391607 | 420199 | ROCHDALE SGTS 2 3 4 | BELFIELD | - | 33 | ELECTRICITY NORTH WEST LIMITED | WIND | ONSHORE WIND TURBINES | NO | 0 | 0 | 36.3 |  |  |  | 0 | 0 | 0 |  |  |  | 0 | 0 | 0 | NO | CONNECTED | 36.3 | 34.485 | 36.3 | 0.285 | 0.3 | 2014-10-01 |  |  |  | 0 | 0 |  |  | NO | NO |  |  |  |  | 2021-12-06 | 53.6781866185266, -2.1285350682199264
1460001971054 | [5 empty] | 1420604100007 | The birmingham children's hospital n h s trust | Birmingham general hosp | Export | Steelhouse Lane | Birmingham | data not available | B4 6NH | United Kingdom | 407308 | 287433 | Nechells East 132Kv S Stn | Summer Lane 132Kv S Stn | Summer Lane 132/11Kv | data not available | National Grid Electricity Distribution (West Midlands) Plc | data not available | data not available | No | data not available | data not available | 2.5 | data not applicable | data not applicable | data not applicable | data not available | data not available | data not applicable | data not applicable | data not applicable | data not applicable | data not available | data not available | data not applicable | data not available | Connected | 2.5 | 2.375 | 2.5 | 2.375 | 2.5 | 40378 | data not applicable | data not applicable | data not applicable | data not applicable | data not applicable | data not applicable | data not applicable | data not available | data not available | data not available | data not available | data not available | data not available | 45750
1640000438255 | [5 empty] | 1640000438255 | THE CASEY GROUP LIMITED | ARDEN QUARRY |  | BIRCH VALE | HIGH PEAK | DERBYSHIRE | SK22 1BY | ENGLAND | 402208 | 386095 | STALYBRIDGE GSP | NEW MILLS | GOWHOLE | 11 | ELECTRICITY NORTH WEST LIMITED | BIOFUEL - LANDFILL GAS | ENGINE (COMBUSTION / RECIPROCATING) | NO | 0 | 0 | 1.03 |  |  |  | 0 | 0 | 0 |  |  |  | 0 | 0 | 0 | NO | CONNECTED | 1.03 | 0.95475 | 1.005 | 0.11875 | 0.125 | 2015-06-01 |  |  |  | 0 | 0 |  |  | NO | NO |  |  |  |  | 2021-12-06 | 53.371712433600834, -1.9682779428058164
1700000000000 | [5 empty] | 1700000000000 | THE EUROPEAN MARINE ENERGY CENTRE LIMITED | DATA NOT AVAILABLE | TIDAL TEST STREAM FACILITY | DATA NOT AVAILABLE | ORKNEY | ORKNEY ISLANDS | KW17 2AA | SCOTLAND | 356224 | 1030760 | THURSO | DATA NOT APPLICABLE | EDAY TIDAL STREAM | 33 | SCOTTISH HYDRO ELECTRIC POWER DISTRIBUTION PLC | HYDRO (TO BE CONFIRMED) | TIDAL STREAM DEVICES | NO | DATA NOT AVAILABLE | DATA NOT AVAILABLE | 3.8 | DATA NOT AVAILABLE | DATA NOT AVAILABLE | DATA NOT AVAILABLE | DATA NOT AVAILABLE | DATA NOT AVAILABLE | DATA NOT AVAILABLE | DATA NOT AVAILABLE | DATA NOT AVAILABLE | DATA NOT AVAILABLE | DATA NOT AVAILABLE | DATA NOT AVAILABLE | DATA NOT AVAILABLE | NO | CONNECTED | 3.8 | 3.8 | 4 | DATA NOT AVAILABLE | DATA NOT AVAILABLE | DATA NOT AVAILABLE | DATA NOT AVAILABLE | DATA NOT AVAILABLE | DATA NOT AVAILABLE | DATA NOT AVAILABLE | DATA NOT AVAILABLE | DATA NOT AVAILABLE | DATA NOT AVAILABLE | N | DATA NOT AVAILABLE | DATA NOT AVAILABLE | DATA NOT AVAILABLE | DATA NOT AVAILABLE | DATA NOT AVAILABLE | 44105
DATA NOT AVAILABLE | [5 empty] | DATA NOT AVAILABLE | NOVUS SOLAR DEVELOPMENTS LTD | CHAMBER HOUSE FARM | ROCHDALE ROAD EAST |  | ROCHDALE | GREATER MANCHESTER | OL10 1QU | ENGLAND | 386611 | 411054 | ROCHDALE SGTS 2 3 4 | CASTLETON | CASTLETON | 6.6 | ELECTRICITY NORTH WEST LIMITED | SOLAR | PHOTOVOLTAIC | NO | 0 | 0 | 4 |  |  |  | 0 | 0 | 0 |  |  |  | 0 | 0 | 0 | NO | ACCEPTED TO CONNECT | 0 | 0 | 0 | 0 | 0 |  | 4.2105 | 3.8 | 4 | 0.0285 | 0.03 | 2015-07-30 |  | NO | NO |  | TO BE CONFIRMED |  |  | 2021-12-06 | 53.595884859561544, -2.2037704272381577
DATA NOT AVAILABLE | [5 empty] | 1600000135037 | THE FIRST MILK CHEESE COMPANY LIMITED | LAKE DISTRICT CREAMERY | STATION ROAD |  | WIGTON | CUMBRIA | CA7 2AR | ENGLAND | 314400 | 541175 | HARKER ENWL SGTS 1 2 3A 4 / HUTTON GSP GROUP | STAINBURN & SIDDICK | ASPATRIA | 11 | ELECTRICITY NORTH WEST LIMITED | FOSSIL - GAS | ENGINE (COMBUSTION / RECIPROCATING) | NO | 0 | 0 | 0.5 | BIOFUEL - BIOGAS FROM ANAEROBIC DIGESTION (EXCLUDING LANDFILL & SEWAGE) | ENGINE (COMBUSTION / RECIPROCATING) |  | 0 | 0 | 0.475 |  |  |  | 0 | 0 | 0 | NO | CONNECTED | 0.975 | 0 | 0 | 2.85 | 3 | 2014-07-01 |  |  |  | 0 | 0 |  |  | NO | NO |  |  |  |  | 2021-12-06 | 54.758192713291606, -3.3316930860785594
2394000136007 | [5 empty] | Data Not Available | The Foundry | The Foundry | Common Lane | Wath-Upon-Dearne | Rotherham | South Yorkshire | S63 7DX | England | 444506 | 400982 | West Melton Section 3 | West Melton | Wath Upon Dearne | 11 | Northern Powergrid (Yorkshire) plc | Fossil - Gas | Engine (combustion / reciprocating) | No | Data Not Applicable | Data Not Applicable | 8 | Data Not Available | Data Not Available | Data Not Available | Data Not Available | Data Not Available | Data Not Available | Data Not Available | Data Not Available | Data Not Available | Data Not Available | Data Not Available | Data Not Available | No | Connected | 8 | 8 | 8.421 | Data Not Available | Data Not Available | 2018-05-08 00:00:00 | Data Not Applicable | Data Not Applicable | 8.421 | Data Not Applicable | Data Not Applicable | 2016-10-14 00:00:00 | Data Not Available | Data Not Available | Data Not Available | Data Not Available | Data Not Available | Data Not Available | Data Not Available | 2017-03-08 | 53.50365496150777, -1.3304737401169242 | 2016-10-14 | 2018-05-08 | Rotherham
Data not available | [6 empty] | The London Project | Plumtree Court |  |  | CITY OF LONDON | LONDON | EC4A 4HT | England | 531475 | 181431 | City Road 132kV | - | City Rd C 11kV | 11 | London Power Networks (LPN) | Fossil - Oil | Engine (combustion / reciprocating) |  |  |  | 1.6 | [12 empty] | No | Connected | 1.6 | 1.6 | 2 |  |  | 2019-01-11 | [13 empty] | 2024-01-15 | -0.12849 | 51.5317 | 51.5316826038334, -0.128487175184067 | LPN-S000000000238 | Fossil fuel
1800060650448 | [5 empty] | data not applicable | The Royal Bank Of Scotland Plc | RBS Gogarburn | 175 Glasgow Road | Tycroes | Edinburgh | Edinburgh City | EH12 9BH | Scotland | 316586 | 672224 | Sighthill | data not applicable | EDINBURGH AIRPORT (11kV) | 11 | SP Distribution Ltd | Other | Steam-gas turbine (CCGT) | Yes | 0 | 0 | 4 | data not applicable | data not applicable | No | 0 | 0 | 0 | data not applicable | data not applicable | No | 0 | 0 | 0 | Yes | Connected | 4 | 4 | 4.2105 | 0 | 0 | 41533 | data not applicable | data not applicable | data not applicable | data not applicable | data not applicable | data not available | data not available | N | N | data not available | N | data not available | data not available | 44088 | data not available | 652
1470001506622, 1470001640188 | [5 empty] | 1470001506552, 1470001640150 | The royal wolverhampton hospitals n h s trust | New cross hospital | Supply 1, New Cross Hospital | Wolverhampton Road, Heath Town | Wolverhampton | data not available | WV10 0QP | United Kingdom | 393555 | 299945 | Bushbury D 132Kv | Wednesfield 132Kv S Stn | Wednesfield 132/11Kv | 11 | National Grid Electricity Distribution (West Midlands) Plc | Fossil - Other | Engine (combustion / reciprocating) | No | data not available | data not available | 10.116 | Solar | Photovoltaic | No | data not available | data not available | 7.141 | Fossil - Gas | Engine (combustion / reciprocating) | No | data not available | data not available | 2 | data not available | Connected | 19.257 | 3.9045 | 4.11 | 22.8 | 24 | 45474 | data not applicable | data not applicable | data not applicable | data not applicable | data not applicable | data not applicable | data not applicable | data not available | data not available | data not available | data not available | data not available | data not available | 45750
Data not available | [6 empty] | THE SHARD | STAINER STREET | ST THOMAS STREET |  | Southwark | LONDON | SE1 9RY | England | 532775 | 180194 | City Road 132kV | Bankside D 20kV |  | 0 | London Power Networks (LPN) | Fossil - Gas | Engine (combustion / reciprocating) |  |  |  | 1.121 | [12 empty] | No | Connected | 1.121 | 1.121 | 1.4 |  |  | 2012-03-15 | [13 empty] | 2020-11-13 | 0.1181 | 51.4162 | 51.416220142428, 0.118099564825119 | LPN-S000000000816 | Fossil fuel
2200043481711 | [5 empty] | 2200032201593 | The una group ltd | Plymouth - 1 belliver way | 1 | Belliver Way, Roborough | Plymouth | Devon | PL6 7BP | United Kingdom | 250049 | 62422 | Landulph Sgp | Ernesettle Bsp | Southway | 11 | National Grid Electricity Distribution (South West) Plc | Fossil - Gas | Engine (combustion / reciprocating) | Yes | data not available | data not available | 4 | data not applicable | data not applicable | data not applicable | data not available | data not available | data not applicable | data not applicable | data not applicable | data not applicable | data not available | data not available | data not applicable | data not available | Connected | 4 | 3.325 | 3.5 | 1.9 | 2 | 41183 | data not applicable | data not applicable | data not applicable | data not applicable | data not applicable | data not applicable | data not applicable | data not available | data not available | data not available | data not available | data not available | data not available | 45750
1640000618828 | [5 empty] | 1640000618819 | BILSBORROW SOLAR PROJECT LIMITED | BILSBORROW PV | MOSS LANE | BILSBORROW | PRESTON | LANCASHIRE | PR3 0RU | ENGLAND | 349954 | 438971 | PENWORTHAM EAST GSP / ROCHDALE SGT 1 GROUP | RIBBLE | - | 33 | ELECTRICITY NORTH WEST LIMITED | SOLAR | PHOTOVOLTAIC | NO | 0 | 0 | 4.992 |  |  |  | 0 | 0 | 0 |  |  |  | 0 | 0 | 0 | NO | CONNECTED | 4.992 | 4.75 | 5 | 0.095 | 0.1 | 2017-03-14 |  |  |  | 0 | 0 |  |  | NO | NO |  |  |  |  | 2021-12-06 | 53.84455689042585, -2.762120019960119
1640000598214 | [5 empty] | 1640000598205 | BECK BURN WINDFARM LIMITED | BECK BURN WIND FARM | SOLWAY MOSS, MILL HILL |  | GRETNA | DUMFRIESSHIRE | DG16 5HU | ENGLAND | 333924 | 568178 | HARKER ENWL SGTS 1 2 3A 4 / HUTTON GSP GROUP | CARLISLE | - | 33 | ELECTRICITY NORTH WEST LIMITED | WIND | ONSHORE WIND TURBINES | NO | 0 | 0 | 31.05 |  |  |  | 0 | 0 | 0 |  |  |  | 0 | 0 | 0 | NO | CONNECTED | 31.05 | 29.4975 | 31.05 | 0.2375 | 0.25 | 2017-03-14 |  |  |  | 0 | 0 |  |  | NO | NO |  |  |  |  | 2021-12-06 | 55.003762939894685, -3.0345636450516986
DATA NOT AVAILABLE | [5 empty] | DATA NOT AVAILABLE | DONG ENERGY | BARROW OFFSHORE WINDFARM |  |  | BARROW-IN-FURNESS | CUMBRIA |  | ENGLAND | 319765 | 467501 | HEYSHAM GSP | - | - | 132 | ELECTRICITY NORTH WEST LIMITED | WIND | OFFSHORE WIND TURBINES | NO | 0 | 0 | 90 |  |  |  | 0 | 0 | 0 |  |  |  | 0 | 0 | 0 | NO | CONNECTED | 90 | 85.5 | 90 | 9.5 | 10 | 2005-08-26 |  |  |  | 0 | 0 |  |  | NO | NO |  |  |  |  | 2021-12-06 | 54.09712536764811, -3.228380316869512
1620000390850 | [5 empty] | 1620000390840 | CANNOCK RENEWABLES LIMITED | ASKAM WIND FARM | FAR OLD PARK |  | ASKAM-IN-FURNESS | CUMBRIA | LA16 7HD | ENGLAND | 323023 | 477701 | HARKER ENWL SGTS 1 2 3A 4 / HUTTON GSP GROUP | ULVERSTON | - | 33 | ELECTRICITY NORTH WEST LIMITED | WIND | ONSHORE WIND TURBINES | NO | 0 | 0 | 4.62 |  |  |  | 0 | 0 | 0 |  |  |  | 0 | 0 | 0 | NO | CONNECTED | 4.62 | 5.13 | 5.4 | 0.038 | 0.04 | 1999-07-13 |  |  |  | 0 | 0 |  |  | NO | NO |  |  |  |  | 2021-12-06 | 54.18927600656423, -3.181179983113028
1470001164104 | [5 empty] | 1470001164131 | Thornfield 008 ltd | Lower drayton chp | Lower Drayton Farm | Lower Drayton, Penkridge | Stafford | Staffordshire | ST19 5RE | United Kingdom | 393078 | 315697 | Bushbury D 132Kv | Bushbury C 132Kv S Stn | Four Ashes 33 11Kv S Stn | 11 | National Grid Electricity Distribution (West Midlands) Plc | Fossil - Gas | Engine (combustion / reciprocating) | Yes | data not available | data not available | 1.998 | data not applicable | data not applicable | data not applicable | data not available | data not available | data not applicable | data not applicable | data not applicable | data not applicable | data not available | data not available | data not applicable | data not available | Connected | 1.998 | 0.095 | 0.1 | 0.4275 | 0.45 | 43913 | data not applicable | data not applicable | data not applicable | data not applicable | data not applicable | data not applicable | data not applicable | data not available | data not available | data not available | data not available | data not available | data not available | 45750
DATA NOT AVAILABLE | [5 empty] | DATA NOT AVAILABLE | ASDA STORES LTD | ASDA CDC | XL BUSINESS PARK | STATHAM ROAD, STANLEY INDUSTRIAL ESTATE | SKELMERSDALE | LANCASHIRE | WN8 8EF | ENGLAND | 346663 | 407419 | WASHWAY FARM GSP / KIRKBY GSP GROUP | SKELMERSDALE | SKELMERSDALE | 11 | ELECTRICITY NORTH WEST LIMITED | FOSSIL - OIL | ENGINE (COMBUSTION / RECIPROCATING) | NO | 0 | 0 | 2.624 |  |  |  | 0 | 0 | 0 |  |  |  | 0 | 0 | 0 | NO | ACCEPTED TO CONNECT | 0 | 0 | 0 | 0 | 0 |  | 1.5 | 1.4249999999999998 | 1.5 | 1.5932 | 1.677 | 2018-12-10 |  | NO | NO |  | TO BE CONFIRMED |  |  | 2021-12-06 | 53.56066452143995, -2.8066906446006543
2300000233610 | [5 empty] | Data Not Available | Thornhill CCGT | Thornhill CCGT | EON UK Cogeneration LTD | Calder Road | Dewsbury | West Yorkshire | WF12 9EA | England | 422639 | 420112 | Elland | Thornhill 132kV | Thornhill Cogen Generation | 33 | Northern Powergrid (Yorkshire) plc | Fossil - Gas | Steam turbine (thermal power plant) | Yes | Data Not Applicable | Data Not Applicable | 47.5 | Data Not Available | Data Not Available | Data Not Available | Data Not Available | Data Not Available | Data Not Available | Data Not Available | Data Not Available | Data Not Available | Data Not Available | Data Not Available | Data Not Available | No | Connected | 47.5 | 55.1 | 58 | Data Not Available | Data Not Available | 2000-08-02 00:00:00 | Data Not Applicable | Data Not Applicable | 50 | Data Not Applicable | Data Not Applicable | Data Not Available | Data Not Available | Data Not Available | Data Not Available | Data Not Available | Data Not Available | Data Not Available | Data Not Available | 2017-03-08 | 53.67698854744704, -1.6587610510540536 |  | 2000-08-02 | Kirklees
1640000524203 | [5 empty] | 1630000656863 | UNITED UTILITIES WATER LTD | ALTRINCHAM WWTW | SINDERLAND ROAD | BROADHEATH | ALTRINCHAM | CHESHIRE | WA14 5EU | ENGLAND | 376384 | 389596 | CARRINGTON ENWL SGTS 1B 2B 4 7 | ALTRINCHAM | BROADHEATH | 11 | ELECTRICITY NORTH WEST LIMITED | SOLAR | PHOTOVOLTAIC | NO | 0 | 0 | 1.1852 |  |  |  | 0 | 0 | 0 |  |  |  | 0 | 0 | 0 | NO | CONNECTED | 1.1852 | 0 | 0 | 1.425 | 1.5 | 2016-03-15 |  |  |  | 0 | 0 |  |  | NO | NO |  |  |  |  | 2021-12-06 | 53.402652167012725, -2.356666482157572
1170001258210, 1170001258229 | [5 empty] | 1170000456029, 1170000456065 | Thornton estate energy limited | Unit c weighbridge road shirebrook | Sports Direct International | Brook Park East Road, Shirebrorok | Shirebrook | data not available | NG20 8RY | United Kingdom | 453002 | 366457 | Chesterfield 132Kv S Stn | Mansfield 33Kv S Stn | Acreage Lane 33 11Kv S Stn | 11 | National Grid Electricity Distribution (East Midlands) Plc | Fossil - Gas | Engine (combustion / reciprocating) | No | data not available | data not available | 4 | data not applicable | data not applicable | data not applicable | data not available | data not available | data not applicable | data not applicable | data not applicable | data not applicable | data not available | data not available | data not applicable | data not available | Connected | 4 | 0.95 | 1 | 14.44 | 15.2 | 44086 | data not applicable | data not applicable | data not applicable | data not applicable | data not applicable | data not applicable | data not applicable | data not available | data not available | data not available | data not available | data not available | data not available | 45750
DATA NOT AVAILABLE | [5 empty] | DATA NOT AVAILABLE | GRID CODE POWER | ALBERT MILL | ALBERT MILL | STATION ROAD, GREAT HARWOOD | BLACKBURN | LANCASHIRE | BB6 7FB | ENGLAND | 373789 | 431981 | PADIHAM GSP | HUNCOAT | GREAT HARWOOD | 6.6 | ELECTRICITY NORTH WEST LIMITED | FOSSIL - GAS | ENGINE (COMBUSTION / RECIPROCATING) | NO | 0 | 0 | 11 |  |  |  | 0 | 0 | 0 |  |  |  | 0 | 0 | 0 | NO | ACCEPTED TO CONNECT | 0 | 0 | 0 | 0 | 0 |  | 11 | 10.45 | 11 | 0 | 0 | 2017-11-19 |  | NO | NO |  | TO BE CONFIRMED |  |  | 2024-03-14 | 53.783487546955506, -2.399273882953258
DATA NOT AVAILABLE | [5 empty] | DATA NOT AVAILABLE | ANGLO RENEWABLES LTD | GRANGE FARM | GRANGE FARM | THAMES STREET | NEWTON WITH SCALES | LANCASHIRE | PR4 3RS | ENGLAND | 344493 | 430683 | PENWORTHAM WEST GSP / STANAH GSP GROUP | PEEL | - | 33 | ELECTRICITY NORTH WEST LIMITED | SOLAR | PHOTOVOLTAIC | NO | 0 | 0 | 20 |  |  |  | 0 | 0 | 0 |  |  |  | 0 | 0 | 0 | NO | ACCEPTED TO CONNECT | 0 | 0 | 0 | 0 | 0 |  | 20 | 20 | 20 | 1 | 1 | 2021-03-15 |  | NO | NO |  | TO BE CONFIRMED |  |  | 2021-12-06 | 53.76951692344626, -2.84361376697057
DATA NOT AVAILABLE | [5 empty] | DATA NOT AVAILABLE | ENERGI GENERATION | DAVIES ROAD | DAVIES ROAD | - | BLACKBURN | LANCASHIRE | BB1 3HU | ENGLAND | 370750 | 428856 | PENWORTHAM EAST GSP / ROCHDALE SGT 1 GROUP | BLACKBURN | - | 33 | ELECTRICITY NORTH WEST LIMITED | STORED ENERGY (ALL STORED ENERGY IRRESPECTVE OF THE ORIGINAL ENERGY SOURCE) | STORAGE - ELECTROCHEMICAL (BATTERIES) | NO | 0 | 0 | 25 |  |  |  | 0 | 0 | 0 |  |  |  | 0 | 0 | 0 | NO | ACCEPTED TO CONNECT | 0 | 0 | 0 | 0 | 0 |  | 25 | 25 | 25 | 25 | 25 | 2021-03-11 |  | NO | NO |  | TO BE CONFIRMED |  |  | 2024-03-14 | 53.755238365432334, -2.4450966880203517
DATA NOT AVAILABLE | [5 empty] | DATA NOT AVAILABLE | ELECTRICITY NORTH WEST (CONSTRUCTION & MAINTENANCE) LTD | OCTAGON HOUSE EC2 | 62 HATHERSAGE ROAD | - | - | MANCHESTER | M13 0FN | ENGLAND | 385592 | 395922 | BREDBURY GSP | LONGSIGHT | LONGSIGHT | 6.6 | ELECTRICITY NORTH WEST LIMITED | FOSSIL - GAS | ENGINE (COMBUSTION / RECIPROCATING) | NO | 0 | 0 | 6.72 |  |  |  | 0 | 0 | 0 |  |  |  | 0 | 0 | 0 | NO | ACCEPTED TO CONNECT | 0 | 0 | 0 | 0 | 0 |  | 6.72 | 6.72 | 6.72 | 0.5 | 0.5 | 2021-03-10 |  | NO | NO |  | TO BE CONFIRMED |  |  | 2021-12-06 | 53.45984670062377, -2.2184647597884495
DATA NOT AVAILABLE | [5 empty] | DATA NOT AVAILABLE | ENERGI GENERATION 2 LTD | NORTH FARM | NORTH FARM | HEYSHAM | LANCASTER | LANCASHIRE | LA3 2YH | ENGLAND | 342685 | 460231 | HEYSHAM GSP | - | - | 132 | ELECTRICITY NORTH WEST LIMITED | STORED ENERGY (ALL STORED ENERGY IRRESPECTVE OF THE ORIGINAL ENERGY SOURCE) | STORAGE - ELECTROCHEMICAL (BATTERIES) | NO | 0 | 0 | 100 |  |  |  | 0 | 0 | 0 |  |  |  | 0 | 0 | 0 | NO | ACCEPTED TO CONNECT | 0 | 0 | 0 | 0 | 0 |  | 100 | 100 | 100 | 100 | 100 | 2021-03-26 |  | NO | NO |  | TO BE CONFIRMED |  | TR-03 | 2021-12-06 | 54.034861262131955, -2.8765838242078874
DATA NOT AVAILABLE | [5 empty] | DATA NOT AVAILABLE | RIDGE CLEAN ENERGY | GREAT ORTON | WIGTON | - | CUMBRIA | CUMBRIA | CA7 0JP | ENGLAND | 329126 | 553852 | HARKER ENWL SGTS 1 2 3A 4 / HUTTON GSP GROUP | CARLISLE | WIGTON | 11 | ELECTRICITY NORTH WEST LIMITED | WIND | ONSHORE WIND TURBINES | NO | 0 | 0 | 7 |  |  |  | 0 | 0 | 0 |  |  |  | 0 | 0 | 0 | NO | ACCEPTED TO CONNECT | 0 | 0 | 0 | 0 | 0 |  | 7 | 7 | 7 | 0.2 | 0.2 | 2021-05-18 | 2026-12-31 00:00:00 | NO | TO BE CONFIRMED |  | TO BE CONFIRMED |  |  | 2021-12-06 | 54.8743890908689, -3.106020871956278
DATA NOT AVAILABLE | [5 empty] | DATA NOT AVAILABLE | ROCHDALE BOROUGH COUNCIL | CHAMBER HOUSE | CHAMBER HOUSE FARM | - | ROCHDALE | GREATER MANCHESTER | OL10 1RL | ENGLAND | 388023 | 411220 | ROCHDALE SGTS 2 3 4 | CASTLETON | TBC | 6.6 | ELECTRICITY NORTH WEST LIMITED | SOLAR | PHOTOVOLTAIC | NO | 0 | 0 | 4.5 |  |  |  | 0 | 0 | 0 |  |  |  | 0 | 0 | 0 | NO | CONNECTED | 0 | 0 | 0 | 0 | 0 |  | 4.5 | 4.5 | 4.5 | 0.02 | 0.02 | 2021-04-21 |  | NO | TO BE CONFIRMED |  | NO |  |  | 2024-03-14 | 53.59741137617309, -2.1824427463122373
DATA NOT AVAILABLE | [5 empty] | DATA NOT AVAILABLE | ECODEV GROUP LTD | VAUSE FARM | LAND ADJACENT TO FOUR ACRE WOOD, VAUSE FARM | TOWN LANE, CHARNOCK RICHARD | CHORLEY | LANCASHIRE | PR7 5HQ | ENGLAND | 354310 | 413478 | PENWORTHAM WEST GSP / STANAH GSP GROUP | WRIGHTINGTON | - | 33 | ELECTRICITY NORTH WEST LIMITED | STORED ENERGY (ALL STORED ENERGY IRRESPECTVE OF THE ORIGINAL ENERGY SOURCE) | STORAGE - ELECTROCHEMICAL (BATTERIES) | NO | 0 | 0 | 20 |  |  |  | 0 | 0 | 0 |  |  |  | 0 | 0 | 0 | NO | ACCEPTED TO CONNECT | 0 | 0 | 0 | 0 | 0 |  | 20 | 20 | 20 | 20 | 20 | 2021-07-19 |  | NO | TO BE CONFIRMED |  | NO |  |  | 2024-03-14 | 53.61584353850002, -2.692144843717016
DATA NOT AVAILABLE | [5 empty] | DATA NOT AVAILABLE | BALANCE POWER PROJECTS LTD | KINGSWAY BP BESS | DIG GATE LANE | - | ROCHDALE | GREATER MANCHESTER | OL16 4NR | ENGLAND | 391781 | 411218 | ROCHDALE SGTS 2 3 4 | BELLFIELD | - | 33 | ELECTRICITY NORTH WEST LIMITED | STORED ENERGY (ALL STORED ENERGY IRRESPECTVE OF THE ORIGINAL ENERGY SOURCE) | STORAGE - ELECTROCHEMICAL (BATTERIES) | NO | 0 | 0 | 30 |  |  |  | 0 | 0 | 0 |  |  |  | 0 | 0 | 0 | NO | ACCEPTED TO CONNECT | 0 | 0 | 0 | 0 | 0 |  | 30 | 30 | 30 | 30 | 30 | 2021-07-15 |  | NO | TO BE CONFIRMED |  | NO |  |  | 2024-03-14 | 53.5974666211335, -2.125660320717708
DATA NOT AVAILABLE | [5 empty] | DATA NOT AVAILABLE | BURNESIDE COMMUNITY ENERGY LTD | BURNESIDE SOLAR | BRIDGE STREET | BURNESIDE | KENDAL | CUMBRIA | LA9 6PZ | ENGLAND | 350535 | 495830 | HARKER ENWL SGTS 1 2 3A 4 / HUTTON GSP GROUP | KENDAL (PARKSIDE RD) | KENDAL | 11 | ELECTRICITY NORTH WEST LIMITED | SOLAR | PHOTOVOLTAIC | NO | 0 | 0 | 7 |  |  |  | 0 | 0 | 0 |  |  |  | 0 | 0 | 0 | NO | ACCEPTED TO CONNECT | 0 | 0 | 0 | 0 | 0 |  | 7 | 7 | 7 | 7 | 7 | 2021-08-25 |  | NO | TO BE CONFIRMED |  | NO |  |  | 2021-12-06 | 54.355588161510475, -2.7626106017381957
DATA NOT AVAILABLE | [5 empty] | DATA NOT AVAILABLE | ENERGI GENERATION 9 LTD | PEEL ROAD SOLAR FARM | EAST OF PEEL ROAD | - | BLACKPOOL | LANCASHIRE | FY4 5JU | ENGLAND | 335765 | 431972 | PENWORTHAM WEST GSP / STANAH GSP GROUP | PEEL | - | 33 | ELECTRICITY NORTH WEST LIMITED | STORED ENERGY (ALL STORED ENERGY IRRESPECTVE OF THE ORIGINAL ENERGY SOURCE) | STORAGE - ELECTROCHEMICAL (BATTERIES) | NO | 0 | 0 | 20 |  |  |  | 0 | 0 | 0 |  |  |  | 0 | 0 | 0 | NO | ACCEPTED TO CONNECT | 0 | 0 | 0 | 0 | 0 |  | 20 | 20 | 20 | 20 | 20 | 2021-09-30 |  | NO | TO BE CONFIRMED |  | NO |  |  | 2024-03-14 | 53.7800956970729, -2.9762812146286612
DATA NOT AVAILABLE | [5 empty] | DATA NOT AVAILABLE | FLEXION ENERGY UK STORAGE LTD | FERNY KNOLL ROAD | LAND NORTH WEST OF FERNY KNOLL ROAD | RAINFORD | ST HELENS | MERSEYSIDE | WA11 7TH | ENGLAND | 347853 | 404268 | WASHWAY FARM GSP / KIRKBY GSP GROUP | - | - | 132 | ELECTRICITY NORTH WEST LIMITED | STORED ENERGY (ALL STORED ENERGY IRRESPECTVE OF THE ORIGINAL ENERGY SOURCE) | STORAGE - ELECTROCHEMICAL (BATTERIES) | NO | 0 | 0 | 49.9 |  |  |  | 0 | 0 | 0 |  |  |  | 0 | 0 | 0 | NO | ACCEPTED TO CONNECT | 0 | 0 | 0 | 0 | 0 |  | 49.9 | 49.9 | 49.9 | 49.9 | 49.9 | 2021-12-08 |  | NO | TO BE CONFIRMED |  | NO |  |  | 2024-03-14 | 53.53246480169204, -2.788200798582363
DATA NOT AVAILABLE | [5 empty] | DATA NOT AVAILABLE | EUROPEAN ENERGY DEVELOPMENT LTD | EAGLAND HILL | NEW LANE | EAGLAND HILL | PILLING | LANCASHIRE | PR3 6BA | ENGLAND | 344282 | 444887 | PENWORTHAM WEST GSP / STANAH GSP GROUP | THORNTON | - | 33 | ELECTRICITY NORTH WEST LIMITED | SOLAR | PHOTOVOLTAIC | NO | 0 | 0 | 15 |  |  |  | 0 | 0 | 0 |  |  |  | 0 | 0 | 0 | NO | ACCEPTED TO CONNECT | 0 | 0 | 0 | 0 | 0 |  | 15 | 15 | 15 | 15 | 15 | 2022-01-21 |  | NO | TO BE CONFIRMED |  | NO |  |  | 2022-02-04 | 53.89714450128268, -2.849394364962644
DATA NOT AVAILABLE | [5 empty] | DATA NOT AVAILABLE | AMP ENERGY SERVICES LIMITED | TAME POWER | TAME STREET | - | STALYBRIDGE | GREATER MANCHESTER | SK15 1ST | ENGLAND | 395232 | 398338 | STALYBRIDGE GSP | HARTSHEAD-HEYROD | TAME VALLEY | 6.6 | ELECTRICITY NORTH WEST LIMITED | STORED ENERGY (ALL STORED ENERGY IRRESPECTVE OF THE ORIGINAL ENERGY SOURCE) | ENGINE (COMBUSTION / RECIPROCATING) | NO | 0 | 0 | 4.6 |  |  |  | 0 | 0 | 0 |  |  |  | 0 | 0 | 0 | NO | ACCEPTED TO CONNECT | 0 | 0 | 0 | 0 | 0 |  | 4.6 | 4.5999999999999996 | 4.5999999999999996 | 4.6 | 4.6 | 2022-01-20 |  | NO | TO BE CONFIRMED |  | NO |  |  | 2022-02-04 | 53.48174033622264, -2.0733154742351996
DATA NOT AVAILABLE | [5 empty] | DATA NOT AVAILABLE | LOWER 48 ENERGY LTD | LOWER 48 | WEST MOSS LANE | HIGHER BALLAM | LYTHAM ST ANNES | LANCASHIRE | FY8 4NH | ENGLAND | 335592 | 430438 | PENWORTHAM WEST GSP / STANAH GSP GROUP | LYTHAM | - | 33 | ELECTRICITY NORTH WEST LIMITED | STORED ENERGY (ALL STORED ENERGY IRRESPECTVE OF THE ORIGINAL ENERGY SOURCE) | STORAGE - ELECTROCHEMICAL (BATTERIES) | NO | 0 | 0 | 30 |  |  |  | 0 | 0 | 0 |  |  |  | 0 | 0 | 0 | NO | ACCEPTED TO CONNECT | 0 | 0 | 0 | 0 | 0 |  | 30 | 30 | 30 | 30 | 30 | 2022-01-25 |  | NO | TO BE CONFIRMED |  | NO |  |  | 2024-03-14 | 53.76628872275877, -2.978585359967555
DATA NOT AVAILABLE | [5 empty] | DATA NOT AVAILABLE | QUEEQUEG RENEWABLES LTD | GOYT HALL FARM | HARRYTOWN | - | ROMILEY | STOCKPORT | SK6 3BX | ENGLAND | 392595 | 390455 | BREDBURY GSP |  |  | 132 | ELECTRICITY NORTH WEST LIMITED | STORED ENERGY (ALL STORED ENERGY IRRESPECTVE OF THE ORIGINAL ENERGY SOURCE) | STORAGE - ELECTROCHEMICAL (BATTERIES) | NO | 0 | 0 | 40 |  |  |  | 0 | 0 | 0 |  |  |  | 0 | 0 | 0 | NO | ACCEPTED TO CONNECT | 0 | 0 | 0 | 0 | 0 |  | 40 | 40 | 40 | 40 | 40 | 2022-02-06 |  | NO | TO BE CONFIRMED |  | NO |  |  | 2024-03-14 | 53.410853165967026, -2.1128630214257837
DATA NOT AVAILABLE | [5 empty] | DATA NOT AVAILABLE | STOR POWER DEVELOPMENTS | SALE BESS | FAIRY LANE | - | SALE | CHESHIRE | M33 2JT | ENGLAND | 381291 | 391429 | SOUTH MANCHESTER GSP | - | - | 132 | ELECTRICITY NORTH WEST LIMITED | STORED ENERGY (ALL STORED ENERGY IRRESPECTVE OF THE ORIGINAL ENERGY SOURCE) | STORAGE - ELECTROCHEMICAL (BATTERIES) | NO | 0 | 0 | 99.9 |  |  |  | 0 | 0 | 0 |  |  |  | 0 | 0 | 0 | NO | ACCEPTED TO CONNECT | 0 | 0 | 0 | 0 | 0 |  | 99.9 | 99.9 | 99.9 | 99.9 | 99.9 | 2022-02-25 |  | NO | TO BE CONFIRMED |  | NO |  |  | 2024-03-14 | 53.41932574714722, -2.282972241660493
DATA NOT AVAILABLE | [5 empty] | DATA NOT AVAILABLE | CONRAD ENERGY (DEVELOPMENTS) II LIMITED | PETS CHOICE LTD | GREEN BANK MILL |  | BLACKBURN | LANCASHIRE | BB1 3ES | ENGLAND | 369761 | 428613 | PENWORTHAM EAST GSP / ROCHDALE SGT 1 GROUP | BLACKBURN | - | 33 | ELECTRICITY NORTH WEST LIMITED | STORED ENERGY (ALL STORED ENERGY IRRESPECTVE OF THE ORIGINAL ENERGY SOURCE) | STORAGE - ELECTROCHEMICAL (BATTERIES) | NO | 0 | 0 | 24.2 |  |  |  | 0 | 0 | 0 |  |  |  | 0 | 0 | 0 | NO | ACCEPTED TO CONNECT | 0 | 0 | 0 | 0 | 0 |  | 24.2 | 24.2 | 24.2 | 24.2 | 24.2 | 2022-05-16 |  | NO | TO BE CONFIRMED |  | NO |  |  | 2024-03-14 | 53.75299768402271, -2.4600718564769006
DATA NOT AVAILABLE | [5 empty] | DATA NOT AVAILABLE | PEEL CUBICO RENEWABLES LIMITED | SCOUT MOOR WIND FARM | DEARDEN CLOUGH HOUSE | ROCHDALE ROAD | RAMSBOTTOM | LANCASHIRE | BL0 0RH | ENGLAND | 380385 | 418936 | PADIHAM GSP | ROSSENDALE |  | 132 | ELECTRICITY NORTH WEST LIMITED | WIND | ONSHORE WIND TURBINES | NO | 0 | 0 | 100 |  |  |  | 0 | 0 | 0 |  |  |  | 0 | 0 | 0 | NO | ACCEPTED TO CONNECT | 0 | 0 | 0 | 0 | 0 |  | 100 | 100 | 100 | 2 | 2 | 2022-05-30 |  | NO | TO BE CONFIRMED |  | NO |  |  | 2022-06-14 | 53.666531583759685, -2.2983391184253548
DATA NOT AVAILABLE | [5 empty] | DATA NOT AVAILABLE | INFINIS ENERGY SERVICES LIMITED | RIGBY PV+BESS | RIGBY LANDFILL SITE | CHORLEY ROAD | STANDISH | WIGAN | WN1 2XJ | ENGLAND | 358481 | 412076 | PENWORTHAM WEST GSP / STANAH GSP GROUP | WRIGHTINGTON | STANDISH | 11 | ELECTRICITY NORTH WEST LIMITED | BATTERY & SOLAR | STORAGE - ELECTROCHEMICAL (BATTERIES) | NO | 0 | 0 | 4.26 |  |  |  | 0 | 0 | 0 |  |  |  | 0 | 0 | 0 | NO | ACCEPTED TO CONNECT | 0 | 0 | 0 | 0 | 0 |  | 4.26 | 4.26 | 4.26 | 4.26 | 4.26 | 2022-06-06 |  | NO | TO BE CONFIRMED |  | NO |  |  | 2022-07-29 | 53.60359091192042, -2.628911129165661
DATA NOT AVAILABLE | [5 empty] | DATA NOT AVAILABLE | KRONOS SOLAR PROJECTS GMBH | CHARNOCK RICHARD SOLAR FARM | CLICKHAM, DACRE | NEWTON REIGNY | EDEN | CUMBRIA | CA11 0BP | ENGLAND | 349996 | 530398 | HARKER ENWL SGTS 1 2 3A 4 / HUTTON GSP GROUP | PENRITH & SHAP |  | 11 | ELECTRICITY NORTH WEST LIMITED | SOLAR | PHOTOVOLTAIC | NO | 0 | 0 | 11 |  |  |  | 0 | 0 | 0 |  |  |  | 0 | 0 | 0 | NO | ACCEPTED TO CONNECT | 0 | 0 | 0 | 0 | 0 |  | 12 | 12 | 12 | 12 | 12 | 2022-07-11 |  | NO | TO BE CONFIRMED |  | NO |  |  | 2022-07-29 | 54.66616569616182, -2.776776319602433
DATA NOT AVAILABLE | [5 empty] | DATA NOT AVAILABLE | CLEATOR BATTERY STORAGE LTD | CLEATOR BESS | LAND ADJACENT TO WOODEND FARM | EGREMONT |  | CUMBRIA | CA22 2TA | ENGLAND | 301082 | 513017 | HARKER ENWL SGTS 1 2 3A 4 / HUTTON GSP GROUP | EGREMONT |  | 33 | ELECTRICITY NORTH WEST LIMITED | BATTERY | STORAGE - ELECTROCHEMICAL (BATTERIES) | NO | 0 | 0 | 15 |  |  |  | 0 | 0 | 0 |  |  |  | 0 | 0 | 0 | NO | ACCEPTED TO CONNECT | 0 | 0 | 0 | 0 | 0 |  | 15 | 15 | 15 | 15 | 15 | 2022-07-13 |  | NO | TO BE CONFIRMED |  | NO |  |  | 2022-07-29 | 54.50278727698653, -3.5290477599245795
DATA NOT AVAILABLE | [5 empty] | DATA NOT AVAILABLE | CRAGSIDE ENERGY LIMITED | CEL BRIDGEWATER BESS | FAIRY LANE |  | SALE | LANCASHIRE | M33 2JU | ENGLAND | 381043 | 391572 | SOUTH MANCHESTER GSP |  |  | 132 | ELECTRICITY NORTH WEST LIMITED | BATTERY STORAGE | STORAGE - ELECTROCHEMICAL (BATTERIES) | NO | 0 | 0 | 90 |  |  |  | 0 | 0 | 0 |  |  |  | 0 | 0 | 0 | NO | ACCEPTED TO CONNECT | 0 | 0 | 0 | 0 | 0 |  | 90 | 90 | 90 | 90 | 90 | 2022-09-05 |  | NO | TO BE CONFIRMED |  | NO |  |  | 2024-03-14 | 53.420602183180335, -2.2867123983776234
DATA NOT AVAILABLE | [5 empty] | DATA NOT AVAILABLE | ABEI ENERGY GREEN II LTD | SHAP SOLAR FARM | STONE CIRCLE | SHAP | EDEN | CUMBRIA | CA10 3PZ | ENGLAND | 356910 | 513357 | HARKER ENWL SGTS 1 2 3A 4 / HUTTON GSP GROUP | PENRITH & SHAP |  | 33 | ELECTRICITY NORTH WEST LIMITED | SOLAR | PHOTOVOLTAIC | NO | 0 | 0 | 30 |  |  |  | 0 | 0 | 0 |  |  |  | 0 | 0 | 0 | NO | ACCEPTED TO CONNECT | 0 | 0 | 0 | 0 | 0 |  | 30 | 30 | 30 | 30 | 30 | 2022-12-22 |  | NO | TO BE CONFIRMED |  | NO |  |  | 2023-01-10 | 54.51367266724785, -2.667082977965981
DATA NOT AVAILABLE | [5 empty] | DATA NOT AVAILABLE | PENT UP ENERGY LIMITED | LOWERFIELD FARM BESS | WARREN LANE |  | OLDHAM | LANCASHIRE | OL8 2HY | ENGLAND | 393937 | 403525 | WHITEGATE GSP | GREENHILL |  | 33 | ELECTRICITY NORTH WEST LIMITED | BATTERY STORAGE | STORAGE - ELECTROCHEMICAL (BATTERIES) | NO | 0 | 0 | 27 |  |  |  | 0 | 0 | 0 |  |  |  | 0 | 0 | 0 | NO | ACCEPTED TO CONNECT | 0 | 0 | 0 | 0 | 0 |  | 27 | 27 | 27 | 27 | 27 | 2022-12-23 |  | NO | TO BE CONFIRMED |  | NO |  |  | 2023-01-10 | 53.52834948769195, -2.0929315471796293
DATA NOT AVAILABLE | [5 empty] | DATA NOT AVAILABLE | OAKAPPLE RENEWABLE ENERGY LTD | AMAZON MAN 8 | UNIT 1 EAST LANCASHIRE ROAD | HAYDOCK | ST HELENS | MERSEYSIDE | WA11 0SM | ENGLAND | 355517 | 397653 | SPEN - OUT OF AREA | GOLBORNE | NEWTON LE WILLOWS | 11 | ELECTRICITY NORTH WEST LIMITED | SOLAR | PHOTOVOLTAIC | NO | 0 | 0 | 1.386 |  |  |  | 0 | 0 | 0 |  |  |  | 0 | 0 | 0 | NO | ACCEPTED TO CONNECT | 0 | 0 | 0 | 0 | 0 |  | 1.386 | 1.3859999999999999 | 1.3859999999999999 | 1.386 | 1.386 | 2022-12-21 |  | NO | TO BE CONFIRMED |  | NO |  |  | 2023-01-10 | 53.4737170719572, -2.6716443811975434
DATA NOT AVAILABLE | [5 empty] | DATA NOT AVAILABLE | BOULTBEE BROOKS ENERGY STORAGE LIMITED | BORRANS LANE BESS | BORRANS LANE |  |  | MORECAMBE | LA3 3QP | ENGLAND | 341948 | 459801 | HEYSHAM | - |  | 132 | ELECTRICITY NORTH WEST LIMITED | BATTERY STORAGE | STORAGE - ELECTROCHEMICAL (BATTERIES) | NO | 0 | 0 | 99.9 |  |  |  | 0 | 0 | 0 |  |  |  | 0 | 0 | 0 | NO | ACCEPTED TO CONNECT | 0 | 0 | 0 | 0 | 0 |  | 99.9 | 99.9 | 99.9 | 99.9 | 99.9 | 2023-03-21 |  | NO | TO BE CONFIRMED |  | NO |  |  | 2023-04-03 | 54.030914488633115, -2.887752601195106
DATA NOT AVAILABLE | [5 empty] | DATA NOT AVAILABLE | NOVENTUM POWER LIMITED | INGLEWOOD SOLAR FARM | DEVONSHIRE SQUARE SOLAR FARM | SKELTON | LOW BRAITHWAITE | CUMBRIA | CA11 9QE | ENGLAND | 343526 | 539523 | HARKER/HUTTON | PENRITH |  | 33 | ELECTRICITY NORTH WEST LIMITED | SOLAR PV | PHOTOVOLTAIC | NO | 0 | 0 | 30 |  |  |  | 0 | 0 | 0 |  |  |  | 0 | 0 | 0 | NO | ACCEPTED TO CONNECT | 0 | 0 | 0 | 0 | 0 |  | 30 | 30 | 30 | 0.15 | 0.15 | 2023-03-22 |  | NO | TO BE CONFIRMED |  | NO |  |  | 2023-04-03 | 54.74747393014785, -2.8788459704034155
1650000093201 | [5 empty] | 1650000093196 | LANCASHIRE COUNTY COUNCIL | SALT AYRE LEISURE CENTRE | DORIS HENDERSON WAY | MORECAMBE | LANCASTER | LANCASHIRE | LA1 5JS | ENGLAND | 346149 | 462540 | HEYSHAM | LANCASTER | LANCASTER PRIMARY | 11 | ELECTRICITY NORTH WEST LIMITED | SOLAR PV | PHOTOVOLTAIC | NO | 0 | 0 | 1.053 |  |  |  | 0 | 0 | 0 |  |  |  | 0 | 0 | 0 | NO | CONNECTED | 1.053 | 0.475 | 0.5 | 1.1685 | 1.23 | 2022-02-09 |  |  |  | 0 | 0 |  |  | NO | TO BE CONFIRMED |  | NO |  |  | 2023-05-10 | 54.055985428419156, -2.82411184524455
DATA NOT AVAILABLE | [5 empty] | DATA NOT AVAILABLE | LOG 2 LTD | WILD FOWL FARM | CARRINGTON LANE | CARRINGTON | TRAFFORD | MANCHESTER | M31 4AD | ENGLAND | 375093 | 393159 | CARRINGTON | SALE |  | 33 | ELECTRICITY NORTH WEST LIMITED | BATTERY STORAGE | STORAGE - ELECTROCHEMICAL (BATTERIES) | NO | 0 | 0 | 35 |  |  |  | 0 | 0 | 0 |  |  |  | 0 | 0 | 0 | NO | ACCEPTED TO CONNECT | 0 | 0 | 0 | 0 | 0 |  | 35 | 35 | 25 | 25 | 25 | 2023-04-17 |  | NO | TO BE CONFIRMED |  | NO |  |  | 2023-05-11 | 53.43461798745818, -2.376366469878061
DATA NOT AVAILABLE | [5 empty] | DATA NOT AVAILABLE | ENWL COMA | HM AGECROFT GAS PEAKING PLANT | HM AGECROFT | AGECROFT ROAD | PENDLEBURY | MANCHESTER | M27 8FB | ENGLAND | 380244 | 402009 | KEARSLEY | AGECROFT |  | 33 | ELECTRICITY NORTH WEST LIMITED | FOSSIL - GAS | ENGINE (COMBUSTION / RECIPROCATING) | NO | 0 | 0 | 15 |  |  |  | 0 | 0 | 0 |  |  |  | 0 | 0 | 0 | NO | ACCEPTED TO CONNECT | 0 | 0 | 0 | 0 | 0 |  | 15 | 15 | 1.5 | 1.5 | 1.5 | 2023-04-06 |  | NO | TO BE CONFIRMED |  | NO |  |  | 2023-05-11 | 53.51438391220885, -2.2993947713807117
DATA NOT AVAILABLE | [5 empty] | DATA NOT AVAILABLE | GREENPOWER (INTERNATIONAL) LTD | BRACKENBURGH ESTATE | CALTHWAITE | PENRITH | CARLISLE | CUMBRIA | CA11 9AR | ENGLAND | 346418 | 538583 | HARKER | PENRITH |  | 11 | ELECTRICITY NORTH WEST LIMITED | SOLAR PV | PHOTOVOLTAIC | NO | 0 | 0 | 9 |  |  |  | 0 | 0 | 0 |  |  |  | 0 | 0 | 0 | NO | ACCEPTED TO CONNECT | 0 | 0 | 0 | 0 | 0 |  | 9 | 9 | 0.45 | 0.45 | 0.45 | 2023-04-25 |  | NO | TO BE CONFIRMED |  | NO |  |  | 2023-05-11 | 54.73934478269511, -2.833750586066457
DATA NOT AVAILABLE | [5 empty] | 1630000692620 | BAM CONSTRUCTION | SALFORD NHS FOUNDATION TRUST | STOTT LANE |  | SALFORD | GREATER MANCHESTER | M6 8HD | ENGLAND | 378761 | 399156 | KEARSLEY | FREDERICK RD |  | 6.6 | ELECTRICITY NORTH WEST LIMITED | STANDBY GEN | ENGINE (COMBUSTION / RECIPROCATING) | NO | 0 | 0 | 1.812 |  |  |  | 0 | 0 | 0 |  |  |  | 0 | 0 | 0 | NO | ACCEPTED TO CONNECT | 0 | 0 | 0 | 0 | 0 |  | 1.812 | - | - | 5.5 | 5.5 | 2023-06-12 |  | NO | TO BE CONFIRMED |  |  |  |  | 2023-06-13 | 53.488682260949844, -2.321564132337374
1170001302515 | [5 empty] | 1170001302506 | Thornton estate energy limited | Land at sports direct | Export | Weighbridge Road | Shirebrook | data not available | NG20 8RX | United Kingdom | 452896 | 366814 | Chesterfield 132Kv S Stn | Mansfield 33Kv S Stn | data not available | 33 | National Grid Electricity Distribution (East Midlands) Plc | Fossil - Gas | Engine (combustion / reciprocating) | No | data not available | data not available | 16.1 | data not applicable | data not applicable | data not applicable | data not available | data not available | data not applicable | data not applicable | data not applicable | data not applicable | data not available | data not available | data not applicable | data not available | Connected | 16.1 | 19 | 20 | 0.19 | 0.2 | 44322 | data not applicable | data not applicable | data not applicable | data not applicable | data not applicable | data not applicable | data not applicable | data not available | data not available | data not available | data not available | data not available | data not available | 45750
DATA NOT AVAILABLE | [5 empty] | DATA NOT AVAILABLE | S&L ENERGY LTD | BUXTON 2 BESS | WATERSWALLOWS LANE 2 |  | BUXTON | CHESHIRE | SK17 7JB | ENGLAND | 408261 | 375282 | STALYBRIDGE | BUXTON |  | 33 | ELECTRICITY NORTH WEST LIMITED | BATTERY |  | NO | 0 | 0 | 20 |  |  |  | 0 | 0 | 0 |  |  |  | 0 | 0 | 0 | NO | ACCEPTED TO CONNECT | 0 | 0 | 0 | 0 | 0 |  | 20 | 20 | 20 | 20 | 20 | 2023-07-08 |  | NO | TO BE CONFIRMED |  |  |  |  | 21/08/2023 | 53.274459489715206, -1.8775806820981422
DATA NOT AVAILABLE | [5 empty] | DATA NOT AVAILABLE | ENERGY HUB DEVELOPEMENTS | SOUTH MANCHESTER BESS | FAIRY LANE | SALE | MANCHESTER | GREATER MANCHESTER | M33 2JU | ENGLAND | 381458 | 391506 | SOUTH MANCHESTER | N/A |  | 132 | ELECTRICITY NORTH WEST LIMITED | BATTERY |  | NO | 0 | 0 | 100 |  |  |  | 0 | 0 | 0 |  |  |  | 0 | 0 | 0 | NO | ACCEPTED TO CONNECT | 0 | 0 | 0 | 0 | 0 |  | 100 | 100 | 100 | 100 | 100 | 2023-07-03 |  | NO | TO BE CONFIRMED |  |  |  |  | 21/08/2023 | 53.42002378768758, -2.2804640532340708
DATA NOT AVAILABLE | [5 empty] | DATA NOT AVAILABLE | AEUK BATTERY PROJECT IV LTD | OLD RANGE BESS | WALNEY ROAD |  | ORMSGIL | CUMBRIA | LA14 5UY | ENGLAND | 319262 | 470922 | HARKER / HUTTON | BARROW |  | 132 | ELECTRICITY NORTH WEST LIMITED | BATTERY STORAGE |  | NO | 0 | 0 | 30 |  |  |  | 0 | 0 | 0 |  |  |  | 0 | 0 | 0 | NO | ACCEPTED TO CONNECT | 0 | 0 | 0 | 0 | 0 |  | 30 | 30 | 30 | 30 | 30 | 2023-09-01 |  | NO | TO BE CONFIRMED |  |  |  |  | 2023-10-11 | 54.1277856098908, -3.236984875918767
DATA NOT AVAILABLE | [5 empty] | DATA NOT AVAILABLE | INDUSTRIA SERVICES LIMITED | LOWER ELKER FARM SOLAR PARK | LAND AT LOWER ELKER FARM | ELKER LANE | BILLINGTON, CLITHEROE | LANCASHIRE | BB7 9HZ | ENGLAND | 371311 | 435872 | PADIHAM | PADIHAM |  | 33 | ELECTRICITY NORTH WEST LIMITED | SOLAR PV |  | NO | 0 | 0 | 20 |  |  |  | 0 | 0 | 0 |  |  |  | 0 | 0 | 0 | NO | ACCEPTED TO CONNECT | 0 | 0 | 0 | 0 | 0 |  | 20 | 20 | 20 | 0.1 | 0.1 | 2023-08-24 |  | NO | TO BE CONFIRMED |  |  |  |  | 2023-10-11 | 53.81832744656415, -2.4372441618385543
DATA NOT AVAILABLE | [5 empty] | DATA NOT AVAILABLE | WORLDWIDE RENEWABLE ENERGY GLOBAL L | COLNE BESS |  |  | COLNE | LANCASHIRE | BB8 8LJ | ENGLAND | 387083 | 439336 | PADIHAM |  |  | 132 | ELECTRICITY NORTH WEST LIMITED | BATTERY STORAGE |  | NO | 0 | 0 | 100 |  |  |  | 0 | 0 | 0 |  |  |  | 0 | 0 | 0 | NO | ACCEPTED TO CONNECT | 0 | 0 | 0 | 0 | 0 |  | 100 | 100 | 100 | 100 | 100 | 2023-09-14 |  | NO | TO BE CONFIRMED |  |  |  |  | 2023-10-11 | 53.85009584207339, -2.19782993588968
DATA NOT AVAILABLE | [5 empty] | DATA NOT AVAILABLE | CRAGSIDE ENERGY LIMITED | VERNON PARK BESS | LAND WEST AND EAST OF ASHTON ROAD | BREDBURY | STOCKPORT | CHESHIRE | SK6 2QE | ENGLAND | 392078 | 392086 | BREDBURY GSP | VERNON PARK |  | 132 | ELECTRICITY NORTH WEST LIMITED | BATTERY STORAGE |  | NO | 0 | 0 | 75 |  |  |  | 0 | 0 | 0 |  |  |  | 0 | 0 | 0 | NO | ACCEPTED TO CONNECT | 0 | 0 | 0 | 0 | 0 |  | 75 | 75 | 75 | 75 | 75 | 2023-09-14 |  | NO | TO BE CONFIRMED |  |  |  |  | 2024-03-14 | 53.425505804297366, -2.1206821249588423
DATA NOT AVAILABLE | [5 empty] | DATA NOT AVAILABLE | FIRMA ENERGY | DISTINGTON ENERGY CENTRE | W GHYLL PL |  | WORKINGTON | CUMBRIA | CA14 5RT | ENGLAND | 300557 | 524299 | HARKER/HUTTON | N/A | N/A | 132 | ELECTRICITY NORTH WEST LIMITED | SOLAR | PHOTOVOLTAIC | NO | 0 | 0 | 50 | STORED ENERGY (ALL STORED ENERGY IRRESPECTIVE OF THE ORIGINAL ENERGY SOURCE) | STORAGE - ELECTROCHEMICAL (BATTERIES) | NO | 0 | 0 | 0 |  |  |  | 0 | 0 | 0 | NO | ACCEPTED TO CONNECT | 0 | 0 | 0 | 0 | 0 |  | 50 | 50 | 50 | 50 | 50 | 2023-10-13 |  | NO | TO BE CONFIRMED |  |  |  |  | 2023-11-10 | 54.60403717952247, -3.540969069248235
DATA NOT AVAILABLE | [5 empty] | DATA NOT AVAILABLE | BSR APPLICATIONS LTD | HEATEN HALL FARM BESS | MIDDLETON ROAD |  | MORECAMBE | CUMBRIA | LA3 3JS | ENGLAND | 341968 | 458415 | HEYSHAM | ROYTON | DATA NOT AVAILABLE | 132 | ELECTRICITY NORTH WEST LIMITED | BATTERY STORAGE | STORAGE - ELECTROCHEMICAL (BATTERIES) | NO | 0 | 0 | 240 |  |  |  | 0 | 0 | 0 |  |  |  | 0 | 0 | 0 | NO | ACCEPTED TO CONNECT | 0 | 0 | 0 | 0 | 0 |  | 240 | 240 | 240 | 240 | 240 | 2023-10-26 |  | NO | TO BE CONFIRMED |  |  |  |  | 2023-11-10 | 54.01846140651977, -2.8871820941842414
DATA NOT AVAILABLE | [5 empty] | DATA NOT AVAILABLE | LIGHTSOURCE RENEWABLE UK DEVELOPMEN | OLD HUTTON BESS | BORRANS FARM |  | KENDAL | CUMBRIA | LA8 0AT | ENGLAND | 356168 | 489366 | HUTTON | DATA NOT AVAILABLE | DATA NOT AVAILABLE | 132 | ELECTRICITY NORTH WEST LIMITED | BATTERY STORAGE | STORAGE - ELECTROCHEMICAL (BATTERIES) | NO | 0 | 0 | 99.9 |  |  |  | 0 | 0 | 0 |  |  |  | 0 | 0 | 0 | NO | ACCEPTED TO CONNECT | 0 | 0 | 0 | 0 | 0 |  | 99.9 | 99.9 | 99.9 | 99.9 | 99.9 | 2023-10-31 |  | NO | TO BE CONFIRMED |  |  |  |  | 2023-11-10 | 54.29801584303889, -2.67499191129495
DATA NOT AVAILABLE | [5 empty] | DATA NOT AVAILABLE | ASE UK HOLDINGS LIMITED | RUCHARD MUSGRAVE SOLAR FARM |  | ROCKLIFFE | CARLISLE | CUMBRIA | CA6 4DZ | ENGLAND | 339132 | 561419 | HARKER |  | DATA NOT AVAILABLE | 132 | ELECTRICITY NORTH WEST PLC | SOLAR | PHOTOVOLTAIC | NO | 0 | 0 | 18 | STORED ENERGY (ALL STORED ENERGY IRRESPECTIVE OF THE ORIGINAL ENERGY SOURCE) | STORAGE - ELECTROCHEMICAL (BATTERIES) |  | 0 | 0 | 0 |  |  |  | 0 | 0 | 0 | NO | ACCEPTED TO CONNECT | 0 | 0 | 0 | 0 | 0 |  | 18 | 18 | 18 | 10 | 10 | 2023-10-31 |  | NO | TO BE CONFIRMED |  | NO |  |  | 2023-11-23 | 54.943698822866814, -2.951717323308462
DATA NOT AVAILABLE | [5 empty] | DATA NOT AVAILABLE | ADVANCE PLUS | CARLISLE WWTW | WILLOW HOLME ROAD | WILLOWHOLME | CARLISLE | CUMBRIA | CA2 5SH | ENGLAND | 338882 | 556455 | CARLISLE | HARKER / HUTTON | DATA NOT AVAILABLE | 11 | ELECTRICITY NORTH WEST PLC | FOSSIL - GAS | DATA NOT AVAILABLE | NO | 0 | 0 | 0 |  |  |  | 0 | 0 | 0 |  |  |  | 0 | 0 | 0 | NO | ACCEPTED TO CONNECT | 0 | 0 | 0 | 0 | 0 |  | 0 | 3.49 | 3.49 | 0.1 | 0.1 | 2023-11-17 |  | TO BE CONFIRMED | TO BE CONFIRMED |  | TO BE CONFIRMED |  |  | 2024-01-02 | 54.899066561235394, -2.954562626171749
DATA NOT AVAILABLE | [5 empty] | DATA NOT AVAILABLE | YLEM ENERGY LTD | SPENCERS LANE BESS 30MW | LAND ON THE WEST SIDE OF SPENCERS LANE | ORRELL | WIGAN | GREATER MANCHESTER | WN5 8QZ | ENGLAND | 352817 | 405081 | KIRKBY | ORRELL | DATA NOT AVAILABLE | 33 | ELECTRICITY NORTH WEST PLC | STORED ENERGY (ALL STORED ENERGY IRRESPECTIVE OF THE ORIGINAL ENERGY SOURCE) | STORAGE - ELECTROCHEMICAL (BATTERIES) | NO | 0 | 0 | 30 |  |  |  | 0 | 0 | 0 |  |  |  | 0 | 0 | 0 | NO | ACCEPTED TO CONNECT | 0 | 0 | 0 | 0 | 0 |  | 30 | 30 | 30 | 30.5 | 30.5 | 2023-12-21 |  | TO BE CONFIRMED | TO BE CONFIRMED |  | TO BE CONFIRMED |  |  | 2024-03-14 | 53.54024207900819, -2.7134395876124247
DATA NOT AVAILABLE | [5 empty] | DATA NOT AVAILABLE | ION VENTURES LTD | WIGAN ENERGY STORAGE | LAND ON WESTWOOD WAY |  | WIGAN | GREATER MANCHESTER | WN3 4HH | ENGLAND | 358338 | 404546 | WASHWAY FARM / KIRKBY | WIGAN | DATA NOT AVAILABLE | 33 | ELECTRICITY NORTH WEST PLC | STORED ENERGY (ALL STORED ENERGY IRRESPECTIVE OF THE ORIGINAL ENERGY SOURCE) | STORAGE - ELECTROCHEMICAL (BATTERIES) | NO | 0 | 0 | 40 |  |  |  | 0 | 0 | 0 |  |  |  | 0 | 0 | 0 | NO | ACCEPTED TO CONNECT | 0 | 0 | 0 | 0 | 0 |  | 40 | 40 | 40 | 40 | 40 | 2024-01-04 | [7 empty] | 2024-02-14 | 53.535901739150056, -2.6300648038191614
DATA NOT AVAILABLE | [5 empty] | DATA NOT AVAILABLE | FPC ELECTRIC LAND | SLACK LANE BESS 35MW | FREEHOLD LAND ON THE NORTH WEST SIDE OF SLACK LANE |  | WESTHOUGHTON | GREATER MANCHESTER | BL5 3WG | ENGLAND | 365760 | 407120 | KEARSLEY | WESTHOUGHTON | DATA NOT AVAILABLE | 132 | ELECTRICITY NORTH WEST PLC | STORED ENERGY (ALL STORED ENERGY IRRESPECTIVE OF THE ORIGINAL ENERGY SOURCE) | STORAGE - ELECTROCHEMICAL (BATTERIES) | NO | 0 | 0 | 35 |  |  |  | 0 | 0 | 0 |  |  |  | 0 | 0 | 0 | NO | ACCEPTED TO CONNECT | 0 | 0 | 0 | 0 | 0 |  | 35 | 35 | 35 | 35 | 35 | 2024-01-10 | [7 empty] | 2024-02-14 | 53.55957455772205, -2.518370334827109
DATA NOT AVAILABLE | [5 empty] | DATA NOT AVAILABLE | NEWTON ENERGI LTD | NEL ALPACA | LOWLANDS FARM | PEEL RD | BLACKPOOL | LANCASHIRE | FY4 5JX | ENGLAND | 335817 | 431755 | PENWORTHAM | PEEL | DATA NOT AVAILABLE | 132 | ELECTRICITY NORTH WEST PLC | STORED ENERGY (ALL STORED ENERGY IRRESPECTIVE OF THE ORIGINAL ENERGY SOURCE) | STORAGE - ELECTROCHEMICAL (BATTERIES) | NO | 0 | 0 | 50 |  |  |  | 0 | 0 | 0 |  |  |  | 0 | 0 | 0 | NO | ACCEPTED TO CONNECT | 0 | 0 | 0 | 0 | 0 |  | 50 | 50 | 50 | 50 | 50 | 2024-01-18 | [7 empty] | 2024-02-14 | 53.77815201129343, -2.9754469740204375
DATA NOT AVAILABLE | [5 empty] | DATA NOT AVAILABLE | SALFORD CITY COUNCIL | LITTLE HULTON SOLAR FARM | KENYON WAY | LITTLE HULTON | SALFORD | GREATER MANCHESTER | M38 0EP | ENGLAND | 371061 | 403460 | KEARSLEY | KEARSLEY LOCAL | LITTLE HULTON | 11 | ELECTRICITY NORTH WEST PLC | SOLAR | PHOTOVOLTAIC | NO | 0 | 0 | 2 |  |  |  | 0 | 0 | 0 |  |  |  | 0 | 0 | 0 | NO | ACCEPTED TO CONNECT | 0 | 0 | 0 | 0 | 0 |  | 2 |  |  | 0 | 0 |  |  |  | TO BE CONFIRMED |  |  |  |  | 2024-03-14 | 53.52699839208268, -2.4380074711373303
DATA NOT AVAILABLE | [5 empty] | DATA NOT AVAILABLE | SESONA LTD | HILLHOUSE | HILLHOUSE TECH ENTERPRISE ZONE | BOURNE ROAD | THORNTON- CLEVELEYS | LANCASHIRE | FY5 4GD | ENGLAND | 334453 | 443919 | PENWORTHAM WEST GSP / STANAH GSP GROUP |  |  | 11 | ELECTRICITY NORTH WEST PLC | BIOFUEL - LANDFILL GAS | ENGINE (COMBUSTION / RECIPROCATING) | DATA NOT AVAILABLE | 0 | 0 | 9 |  |  |  | 0 | 0 | 0 |  |  |  | 0 | 0 | 0 | NO | ACCEPTED TO CONNECT | 0 | 0 | 0 | 0 | 0 |  | 9 | 9 | 9 | 9 | 9 |  |  |  | TO BE CONFIRMED |  |  |  |  | 2024-03-14 | 53.887294070730576, -2.9987400828330557
DATA NOT AVAILABLE | [5 empty] | DATA NOT AVAILABLE | NOVENTUM POWER LIMITED | MOSS NOOK | 38 MOSS LANE |  | STYAL | CHESHIRE | SK9 4LG | ENGLAND | 383361 | 384690 | SOUTH MANCHESTER | MOSS NOOK | DATA NOT AVAILABLE | 132 | ELECTRICITY NORTH WEST LIMITED | STORED ENERGY (ALL STORED ENERGY IRRESPECTIVE OF THE ORIGINAL ENERGY SOURCE) | STORAGE - ELECTROCHEMICAL (BATTERIES) | NO | 0 | 0 | 100 |  |  |  | 0 | 0 | 0 |  |  |  | 0 | 0 | 0 | NO | ACCEPTED TO CONNECT | 0 | 0 | 0 | 0 | 0 |  | 100 | 100 | 100 | 100 | 100 | 2024-02-01 | [7 empty] | 2024-03-14 | 53.358822135479855, -2.251468554268479
DATA NOT AVAILABLE | [5 empty] | DATA NOT AVAILABLE | PRESTON BOARD AND PACKING | ROMILEY BOARD MILL | OAKWOOD RD | ROMILEY | STOCKPORT | CHESHIRE | SK6 4DZ | ENGLAND | 394786 | 390361 | BREDBURY | VERNON PARK | ROMILEY | 6.6 | ELECTRICITY NORTH WEST LIMITED | GAS/DIESEL |  | NO | 0 | 0 | 1.4 |  |  |  | 0 | 0 | 0 |  |  |  | 0 | 0 | 0 | NO | ACCEPTED TO CONNECT | 0 | 0 | 0 | 0 | 0 |  | 1.4 | 1.4 | 1.4 | 2 | 2 | 2024-03-12 | [7 empty] | 2024-04-14 | 53.41003491669942, -2.0799009867944815
DATA NOT AVAILABLE | [5 empty] | DATA NOT AVAILABLE | BASEPOWER LTD | TRITAX SYMMETRY PARKSIDE | WINWICK LN |  | ST HELENS | MERSEYSIDE | WA3 7EP | ENGLAND | 361377 | 393980 | BOLD | GOLBOURNE | DATA NOT AVAILABLE | 132 | ELECTRICITY NORTH WEST LIMITED | SOLAR | PHOTOVOLTAIC | NO | 0 | 0 | 0 |  |  |  | 0 | 0 | 0 |  |  |  | 0 | 0 | 0 | NO | ACCECPTED TO CONNECT | 0 | 0 | 0 | 0 | 0 |  | 0 | 0 | 0 | 17.5 | 17.5 | 2024-05-03 | [7 empty] | 2024-06-12 | 53.44116788229547, -2.582911095959518
DATA NOT AVAILABLE | [5 empty] | DATA NOT AVAILABLE | BSR APPLICATIONS LTD | HEATEN HALL FARM BESS+WIND | LAND AT MIDDLETON ROAD | MIDDLETON | MORECAMBE | CUMBRIA | LA3 3JS | ENGLAND | 342043 | 458072 | NEW GSP NEXT TO HEYSHAM | DATA NOT AVAILABLE | DATA NOT AVAILABLE | 132 | ELECTRICITY NORTH WEST LIMITED | BESS & WIND |  | NO | 0 | 0 | 240 |  |  |  | 0 | 0 | 0 |  |  |  | 0 | 0 | 0 | NO | ACCECPTED TO CONNECT | 0 | 0 | 0 | 0 | 0 |  | 240 | 240 | 240 | 240 | 240 | 2024-06-10 | [7 empty] | 2024-07-12 | 54.015387462969265, -2.885972067775952
DATA NOT AVAILABLE | [5 empty] | DATA NOT AVAILABLE | INTERGUM RENEWABLE ENERGY | BUTCHER FOLD FARM | HOTHERSALL LANE | HOTHERSALL | PRESTON | LANCASHIRE | PR3 2XB | ENGLAND | 362218 | 435869 | PENWORTHAM EAST | N/A | DATA NOT AVAILABLE | 132 | ELECTRICITY NORTH WEST LIMITED | BATTERY STORAGE | STORAGE - ELECTROCHEMICAL (BATTERIES) | NO | 0 | 0 | 49.9 |  |  |  | 0 | 0 | 0 |  |  |  | 0 | 0 | 0 | NO | ACCECPTED TO CONNECT | 0 | 0 | 0 | 0 | 0 |  | 49.9 | 49.9 | 49.9 | 49.9 | 49.9 | 2024-09-23 | [7 empty] | 2024-10-14 | 53.81771727956165, -2.5753521729312268
DATA NOT AVAILABLE | [5 empty] | DATA NOT AVAILABLE | ASE UK HOLDINGS LIMITED | HARKER SOLAR - LAND AT JERRIESTOWN FARM | BLACKFORD |  | CARLISLE | CUMBRIA | CA6 4EG | ENGLAND | 339787 | 563280 | HARKER | N/A | N/A | 132 | ELECTRICITY NORTH WEST LIMITED | BATTERY STORAGE | STORAGE - ELECTROCHEMICAL (BATTERIES) | NO | 0 | 0 | 49.9 |  |  |  | 0 | 0 | 0 |  |  |  | 0 | 0 | 0 | NO | ACCEPTED TO CONNECT | 0 | 0 | 0 | 0 | 0 |  | 49.9 | 49.9 | 49.9 | 49.9 | 49.9 | 2024-10-01 | [7 empty] | 2024-11-14 | 54.960499548422284, -2.9418849798055207
DATA NOT AVAILABLE | [5 empty] | DATA NOT AVAILABLE | SUEZ | SALT AYRE - SUEZ | AC GENERATION PLANT | WHITE LUND | LANCASTER | LANCASHIRE | LA1 5JR | ENGLAND | 345893 | 462577 | HEYSHAM | LANCASTER | LANCASTER | 11 | ELECTRICITY NORTH WEST LIMITED | BIOMASS | CHP | NO | 0 | 0 | 1.13 |  |  |  | 0 | 0 | 0 |  |  |  | 0 | 0 | 0 | NO | ACCEPTED TO CONNECT | 0 | 0 | 0 | 0 | 0 |  | 1.13 | 1.1299999999999999 | 1.1299999999999999 | 1.13 | 1.13 | 2024-10-09 | [7 empty] | 2024-11-14 | 54.05629107014375, -2.8280286278105353
DATA NOT AVAILABLE | [5 empty] | DATA NOT AVAILABLE | FUTUREENERGY PARTNERS | ACCRINGTON CAMPUS | SANDY LANE |  | ACCRINGTON | LANCASHIRE | BB5 2AR | ENGLAND | 376618 | 428298 | PADIHAM | HUNCOAT | STRAWBERRY COAT | 6.6 | ELECTRICITY NORTH WEST LIMITED | BATTERY STORAGE & SOLAR | STORAGE - ELECTROCHEMICAL (BATTERIES) | NO | 0 | 0 | 2.22 |  |  |  | 0 | 0 | 0 |  |  |  | 0 | 0 | 0 | NO | ACCEPTED TO CONNECT | 0 | 0 | 0 | 0 | 0 |  | 2.22 | 2.2200000000000002 | 2.2200000000000002 | 1.8 | 1.8 | 2024-10-11 | [7 empty] | 2024-11-14 | 53.75052074098999, -2.356059922511465
DATA NOT AVAILABLE | [5 empty] | DATA NOT AVAILABLE | ELGIN ENERGY ES CO LTD | ROCHDALE BESS | LAND AT THE NORTH AND SOUTH SIDE OF EDENFIELD ROAD |  | ROCHDALE | LANCASHIRE | OL12 7SS | ENGLAND | 385351 | 414773 | ROCHDALE SGTS 2 3 4 | N/A | N/A | 132 | ELECTRICITY NORTH WEST LIMITED | BATTERY STORAGE | STORAGE - ELECTROCHEMICAL (BATTERIES) | NO | 0 | 0 | 99.9 |  |  |  | 0 | 0 | 0 |  |  |  | 0 | 0 | 0 | NO | ACCEPTED TO CONNECT | 0 | 0 | 0 | 0 | 0 |  | 99.9 | 99.9 | 99.9 | 99.9 | 99.9 | 2024-11-15 | [7 empty] | 2024-12-13 | 53.629277878695234, -2.222984168740925
DATA NOT AVAILABLE | [5 empty] | DATA NOT AVAILABLE | WINDEL ENERGY LTD | JT ENERGY STORAGE | LAND EAST OF DALZELL STREET |  | EGREMONT | CUMBRIA | CA24 3LF | ENGLAND | 300803 | 514041 | DATA NOT AVAILABLE | EGREMONT | DATA NOT AVAILABLE | 33 | ELECTRICITY NORTH WEST LIMITED | BATTERY STORAGE | STORAGE - ELECTROCHEMICAL (BATTERIES) | NO | 0 | 0 | 30 |  |  |  | 0 | 0 | 0 |  |  |  | 0 | 0 | 0 |  | ACCECPTED TO CONNECT | 0 | 0 | 0 | 0 | 0 |  | 30 | 30 | 30 | 30 | 30 | 2024-12-18 | [7 empty] | 2025-01-14 | 54.511931995333164, -3.5336991335506456
DATA NOT AVAILABLE | [5 empty] | DATA NOT AVAILABLE | CLIQUE ENERGY LTD | DOC-U-SAFE BESS |  |  |  | GREATER MANCHESTER | M32 0TB | ENGLAND | 378351 | 396136 | LYONS RD | BARTON | LYONS RD | 6.6 | ELECTRICITY NORTH WEST LIMITED | BATTERY STORAGE | STORAGE - ELECTROCHEMICAL (BATTERIES) | NO | 0 | 0 | 8 |  |  |  | 0 | 0 | 0 |  |  |  | 0 | 0 | 0 |  | ACCECPTED TO CONNECT | 0 | 0 | 0 | 0 | 0 |  | 8 | 8 | 8 | 8 | 8 | 2024-12-20 | [7 empty] | 2025-01-14 | 53.461520810772925, -2.327533932803119
DATA NOT AVAILABLE | [5 empty] | DATA NOT AVAILABLE | LIGHTSOURCE RENEWABLE UK DEVELOPMENT LIMITED | BURNLEY PV | LAND AT NETHERWOOD MUSTY HAULGH AND HOUGHTON FARMS | BRIERCLIFFE | BURNLEY | ROCHDALE | BB10 2RA | ENGLAND | 386528 | 434299 | ROCHDALE | BURNLEY | N/A | 132 | ELECTRICITY NORTH WEST LIMITED | SOLAR | PHOTOVOLTAIC |  | 0 | 0 | 45 |  |  |  | 0 | 0 | 0 |  |  |  | 0 | 0 | 0 |  | ACCEPTED TO CONNECT | 0 | 0 | 0 | 0 | 0 |  | 45 | 45 | 45 | 45 | 45 | 2025-03-14 | [7 empty] | 2025-04-14 | 53.80480980800828, -2.2060436804469075
DATA NOT AVAILABLE | [5 empty] | DATA NOT AVAILABLE | RENEWABLE CONNECTIONS DEVELOPMENTS | NEW BRADLEY HALL FARM | NEW BRADLEY HALL FARM |  | BURTONWOOD | WARRINGTON | WA5 5BG | ENGLAND | 357442 | 393939 | BOLD | N/A | N/A | 132 | ELECTRICITY NORTH WEST LIMITED | BATTERY STORAGE | STORAGE - ELECTROCHEMICAL (BATTERIES) |  | 0 | 0 | 40 |  |  |  | 0 | 0 | 0 |  |  |  | 0 | 0 | 0 |  | ACCEPTED TO CONNECT | 0 | 0 | 0 | 0 | 0 |  | 40 | 40 | 40 | 40 | 40 | 2025-02-20 | [7 empty] | 2025-04-14 | 53.44049552708696, -2.6421405481366507
1640000719215 | [5 empty] | 1620000772484 | THORNTON FACILITIES MANAGEMENT LTD | HILLHOUSE INTERNATIONAL SITE | FLEETWOOD ROAD NORTH |  | THORNTON-CLEVELEYS | LANCASHIRE | FY5 4QD | ENGLAND | 334547 | 443390 | PENWORTHAM WEST GSP / STANAH GSP GROUP | THORNTON | - | 33 | ELECTRICITY NORTH WEST LIMITED | FOSSIL - GAS | ENGINE (COMBUSTION / RECIPROCATING) | NO | 0 | 1 | 5.5 |  |  |  | 0 | 0 | 0 |  |  |  | 0 | 0 | 0 | NO | CONNECTED | 5.5 | 5.225 | 5.5 | 1.235 | 1.3 | 2015-12-01 |  |  |  | 0 | 0 |  |  | NO | NO |  |  |  |  | 2021-12-06 | 53.8825521242582, -2.997196991561912
2000000000000 | [5 empty] | 2000000000000 | TILLINGHAM EXPORT | TILLINGHAM POWER | DATA NOT AVAILABLE | OLD IVELY ROAD | FARNBOROUGH | HAMPSHIRE | GU14 0FE | ENGLAND | 483669 | 154049 | BRAMLEY (FLEE) | PYESTOCK | VICTOR WAY GENERATION | 33 | SOUTHERN ELECTRIC POWER DISTRIBUTION PLC | DATA NOT AVAILABLE | DATA NOT AVAILABLE | NO | DATA NOT AVAILABLE | DATA NOT AVAILABLE | 15.2 | DATA NOT AVAILABLE | DATA NOT AVAILABLE | DATA NOT AVAILABLE | DATA NOT AVAILABLE | DATA NOT AVAILABLE | DATA NOT AVAILABLE | DATA NOT AVAILABLE | DATA NOT AVAILABLE | DATA NOT AVAILABLE | DATA NOT AVAILABLE | DATA NOT AVAILABLE | DATA NOT AVAILABLE | NO | CONNECTED | 15.2 | 15.2 | 16 | 0 | 0 | 42672 | DATA NOT AVAILABLE | DATA NOT AVAILABLE | DATA NOT AVAILABLE | DATA NOT AVAILABLE | DATA NOT AVAILABLE | DATA NOT AVAILABLE | DATA NOT AVAILABLE | N | DATA NOT AVAILABLE | DATA NOT AVAILABLE | DATA NOT AVAILABLE | DATA NOT AVAILABLE | DATA NOT AVAILABLE | 44719
1574000286294 | [5 empty] | Data Not Available | Todhills Landfill Site | Todhills Landfill Site | Todhills Landfill Site | Newfield | Bishop Auckland | County Durham | DL14 8BQ | England | 420521 | 533755 | Spennymoor GSP | Toronto | Toronto 66/20kV | 20 | Northern Powergrid (Northeast) plc | Other | Other | No | Data Not Applicable | Data Not Applicable | 1.9 | Data Not Available | Data Not Available | Data Not Available | Data Not Available | Data Not Available | Data Not Available | Data Not Available | Data Not Available | Data Not Available | Data Not Available | Data Not Available | Data Not Available | No | Connected | 1.9 | 1.9 | 2 | Data Not Available | Data Not Available | 2008-11-26 00:00:00 | Data Not Applicable | Data Not Applicable | 2 | Data Not Applicable | Data Not Applicable | Data Not Available | Data Not Available | Data Not Available | Data Not Available | Data Not Available | Data Not Available | Data Not Available | Data Not Available | 2017-03-08 | 54.69841187930336, -1.6831139862778839 |  | 2008-11-26 | County Durham
1426886500004 | [5 empty] | data not applicable | Trent re limited | Tunstall road | Forge Way | Brown Lees Road, Knypersley | Brown lees | Staffordshire | ST8 7DN | United Kingdom | 387977 | 355754 | Cellarhead 132Kv | Whitfield 132 33Kv S Stn | Knypersley 33 11Kv S Stn | 0.4 | National Grid Electricity Distribution (West Midlands) Plc | data not available | data not available | No | data not available | data not available | 8 | data not applicable | data not applicable | data not applicable | data not available | data not available | data not applicable | data not applicable | data not applicable | data not applicable | data not available | data not available | data not applicable | data not available | Connected | 8 | 7.6 | 8 | data not available | data not available | 39259 | data not applicable | data not applicable | data not applicable | data not applicable | data not applicable | data not applicable | data not applicable | data not available | data not available | data not available | data not available | data not available | data not available | 45750
1050000435068 | [6 empty] | Trinity Hall Biogas ltd. | TRINITY HALL FARM |  |  | Sundon | Beds | LU7 9PY | England | 498920 | 225490 | Sundon | Houghton Regis Grid 33kV | Houghton Regis Primary 11kV | 11 | Eastern Power Networks (EPN) | Biofuel - Biogas from anaerobic digestion (excluding landfill & sewage) | Engine (combustion / reciprocating) |  |  |  | 1 | [12 empty] | No | Connected | 1 | 1 | 1.053 |  |  | 2012-06-29 | [13 empty] | 2024-11-14 | 0.025735 | 51.7549 | 51.7549320703002, 0.0257351077590293 | EPN-S0000000H7052 | Biogas
1023495388726 | [6 empty] | Trinity Mirror | MIRROR COLOUR PRINT LTD |  |  | Watford | Herts | WD2 5RG | England | 511530 | 199180 | Elstree | - | Bushey Mill Grid 11kV | 11 | Eastern Power Networks (EPN) | Fossil - Oil | Engine (combustion / reciprocating) |  |  |  | 7.2 | [12 empty] | No | Connected | 7.2 | 7.2 | 7.579 |  |  | 2005-07-28 | [13 empty] | 2021-12-14 | 1.6249 | 52.4748 | 52.4748255980937, 1.62487277929656 | EPN-S0000000H5086 | Biogas
Data not available | [6 empty] | Troup Bywaters & Anders | Luton and Dunstable Hospital |  |  | LUTON | BEDS | LU4 0DZ | England | 505064 | 222792 | Sundon | Sundon 33kV | Lewsey Primary 11kV | 11 | Eastern Power Networks (EPN) | Fossil - Oil | Engine (combustion / reciprocating) |  |  |  | 2 | [12 empty] | No | Connected | 2 | 2 | 2.105 | 5 | 5.263 | 2023-02-23 | [7 empty] | No | To be confirmed |  |  |  |  | 2025-04-14 | -0.41884 | 52.1491 | 52.1491471528544, -0.418841245307053 | EPN-S0000000F4039 | Fossil fuel
1030074616609 | [6 empty] | Twinwoods Heat & Power Limited | BUILDING 16 | TURLEIGH RD |  | Sundon | Beds | MK44 1FD | England | 503227 | 256319 | Sundon | Austin Canons Grid 33kV | Manton Ln Primary 11kV | 33 | Eastern Power Networks (EPN) | Biomass | Steam-gas turbine (CCGT) |  |  |  | 3.2 | [12 empty] | No | Connected | 3.2 | 3.2 | 3.368 |  |  | 2011-04-20 | [13 empty] | 2020-11-13 | -0.0052369 | 52.521 | 52.5210255112729, -0.00523690194418717 | EPN-S0000000H6053 | Wind
2394000130965 | [5 empty] | Data Not Available | UK Capacity Reserve | UK Capacity Reserve | Greenpark Energy Site | Kings Road | Immingham | Lincolnshire | DN40 1AL | England | 519118 | 415264 | Grimsby West | Immingham | Kings Road Generation | 33 | Northern Powergrid (Yorkshire) plc | Fossil - Oil | Engine (combustion / reciprocating) | No | Data Not Applicable | Data Not Applicable | 24 | Data Not Available | Data Not Available | Data Not Available | Data Not Available | Data Not Available | Data Not Available | Data Not Available | Data Not Available | Data Not Available | Data Not Available | Data Not Available | Data Not Available | Yes | Connected | 24 | 24 | 25.263 | Data Not Available | Data Not Available | 2017-01-06 00:00:00 | Data Not Applicable | Data Not Applicable | 25.263 | Data Not Applicable | Data Not Applicable | Data Not Available | Data Not Available | Data Not Available | Data Not Available | Data Not Available | Data Not Available | Data Not Available | Data Not Available | 2017-03-08 | 53.62037653869742, -0.2005636896137667 |  | 2017-01-06 | North East Lincolnshire
1170000751474 | [5 empty] | 1170000751465 | Uk capacity reserve limited | Hermitage lane | Abbey Industrial Park | Hermitage Lane | Mansfield | Nottinghamshire | NG18 5GH | United Kingdom | 452340 | 359727 | Chesterfield 132Kv S Stn | Mansfield 33Kv S Stn | data not available | 33 | National Grid Electricity Distribution (East Midlands) Plc | Fossil - Gas | Engine (combustion / reciprocating) | No | data not available | data not available | 20.12 | data not applicable | data not applicable | data not applicable | data not available | data not available | data not applicable | data not applicable | data not applicable | data not applicable | data not available | data not available | data not applicable | data not available | Connected | 20.12 | 19 | 20 | 0.2375 | 0.25 | 42839 | data not applicable | data not applicable | data not applicable | data not applicable | data not applicable | data not applicable | data not applicable | data not available | data not available | data not available | data not available | data not available | data not available | 45750
1170000884095 | [5 empty] | 1170000884086 | Uk capacity reserve limited | Nottingham road stor | Power Station | Nottingham Road, Long Eaton | Nottingham | Nottinghamshire | NG10 2AA | United Kingdom | 449332 | 333965 | Ratcliffe On Soar 132Kv S Stn | Toton 3 33Kv S Stn | data not available | 33 | National Grid Electricity Distribution (East Midlands) Plc | Fossil - Gas | Engine (combustion / reciprocating) | No | data not available | data not available | 20 | data not applicable | data not applicable | data not applicable | data not available | data not available | data not applicable | data not applicable | data not applicable | data not applicable | data not available | data not available | data not applicable | data not available | Connected | 20 | 19 | 20 | 0.2375 | 0.25 | 43121 | data not applicable | data not applicable | data not applicable | data not applicable | data not applicable | data not applicable | data not applicable | data not available | data not available | data not available | data not available | data not available | data not available | 45750
1470000542842 | [5 empty] | 1470000542833 | Uk capacity reserve limited | Uk capacity reserve ltd | Uk C R | Former Gas Works Site, Bristol Road | Gloucester | Gloucestershire | GL2 5YA | United Kingdom | 381998 | 215894 | Port Ham 132Kv S Stn | Castle Meads 33Kv S Stn | Tuffley 33 11Kv S Stn | 33 | National Grid Electricity Distribution (West Midlands) Plc | Fossil - Gas | Engine (combustion / reciprocating) | No | data not available | data not available | 20 | data not applicable | data not applicable | data not applicable | data not available | data not available | data not applicable | data not applicable | data not applicable | data not applicable | data not available | data not available | data not applicable | data not available | Connected | 20 | 19 | 20 | 0.02375 | 0.025 | 42583 | data not applicable | data not applicable | data not applicable | data not applicable | data not applicable | data not applicable | data not applicable | data not available | data not available | data not available | data not available | data not available | data not available | 45750
2100041346885 | [5 empty] | 2100041346867 | Uk capacity reserve limited | Traston road stor, newport | Export | Traston Road Stor, Traston Road | Newport | Gwent | NP19 4RQ | United Kingdom | 333010 | 185720 | Uskmouth | Newport South | data not available | 33 | National Grid Electricity Distribution (South Wales) Plc | Fossil - Gas | Engine (combustion / reciprocating) | No | data not available | data not available | 20 | data not applicable | data not applicable | data not applicable | data not available | data not available | data not applicable | data not applicable | data not applicable | data not applicable | data not available | data not available | data not applicable | data not available | Connected | 20 | 19.9975 | 21.05 | 0.19 | 0.2 | 42669 | data not applicable | data not applicable | data not applicable | data not applicable | data not applicable | data not applicable | data not applicable | data not available | data not available | data not available | data not available | data not available | data not available | 45750
2100041346900 | [5 empty] | 2100041346894 | Uk capacity reserve limited | Tonypandy stor, off llwynpia road | Gas Fired Generator | Llwynypia Road | Tonypandy | Mid Glamorgan | CF40 2ET | United Kingdom | 299300 | 193100 | Upper Boat | Upper Boat Bsp | data not available | 33 | National Grid Electricity Distribution (South Wales) Plc | Fossil - Gas | Engine (combustion / reciprocating) | No | data not available | data not available | 18 | data not applicable | data not applicable | data not applicable | data not available | data not available | data not applicable | data not applicable | data not applicable | data not applicable | data not available | data not available | data not applicable | data not available | Connected | 18 | 19.95 | 21 | 0.19 | 0.2 | 42665 | data not applicable | data not applicable | data not applicable | data not applicable | data not applicable | data not applicable | data not applicable | data not available | data not available | data not available | data not available | data not available | data not available | 45750
2100041421051 | [5 empty] | 2100041421042 | Uk capacity reserve limited | Newport, docks way, newport np20 2ny | Docks Way | data not available | Newport | Gwent | NP20 2NY | United Kingdom | 330979 | 186168 | Uskmouth | Newport West | Newport West Primary | 11 | National Grid Electricity Distribution (South Wales) Plc | Fossil - Gas | Engine (combustion / reciprocating) | No | data not available | data not available | 8 | data not applicable | data not applicable | data not applicable | data not available | data not available | data not applicable | data not applicable | data not applicable | data not applicable | data not available | data not available | data not applicable | data not available | Connected | 8 | 7.6 | 8 | 0.1425 | 0.15 | 42986 | data not applicable | data not applicable | data not applicable | data not applicable | data not applicable | data not applicable | data not applicable | data not available | data not available | data not available | data not available | data not available | data not available | 45750
data not available | [5 empty] | data not available | UK Power Reserve | Latchford Lane | N/A | N/A | Warrington | Cheshire | WA4 1PD | England | 363891 | 387433 | CARRINGTON / FIDDLERS FERRY | SANKEY BRIDGES GT3 / WARRINGTON GT5 | data not available | 33 | SP Manweb plc | Fossil - Gas | Steam-gas turbine (CCGT) | No | 0 | 0 | 20 | data not applicable | data not applicable | No | 0 | 0 | 0 | data not applicable | data not applicable | No | 0 | 0 | 0 | data not available | Connected | 20 | 20 | 21.0526 | data not applicable | data not applicable | data not available | data not applicable | data not applicable | data not applicable | data not applicable | data not applicable | data not available | data not applicable | N | N | data not available | N | data not available | data not available | 44088 | data not available | 482
2394000130974 | [5 empty] | Data Not Available | UK Power Reserve | UK Power Reserve | Greenpark Energy Site | Queens Road | Immingham | Lincolnshire | DN40 1QR | England | 519671 | 414677 | Grimsby West | Immingham | Queens Road Generation | 33 | Northern Powergrid (Yorkshire) plc | Fossil - Gas | Engine (combustion / reciprocating) | No | Data Not Applicable | Data Not Applicable | 24 | Data Not Available | Data Not Available | Data Not Available | Data Not Available | Data Not Available | Data Not Available | Data Not Available | Data Not Available | Data Not Available | Data Not Available | Data Not Available | Data Not Available | Yes | Connected | 24 | 24 | 25.263 | Data Not Available | Data Not Available | 2017-03-03 00:00:00 | Data Not Applicable | Data Not Applicable | 25.263 | Data Not Applicable | Data Not Applicable | Data Not Available | Data Not Available | Data Not Available | Data Not Available | Data Not Available | Data Not Available | Data Not Available | Data Not Available | 2017-09-06 | 53.614977144637486, -0.19243292860851027 |  | 2017-03-03 | North East Lincolnshire
1160001479030 | [5 empty] | 1100050780529 | Uk power reserve (asfordby) ltd | Asfordby coliery | Asfordly Colliery | Welby Road, Asfordby Hill | Melton mowbray | Leicestershire | LE14 3RD | United Kingdom | 472308 | 319734 | Staythorpe C 132Kv S Stn | Asfordby 132Kv S Stn | data not available | 132 | National Grid Electricity Distribution (East Midlands) Plc | Fossil - Oil | Engine (combustion / reciprocating) | No | data not available | data not available | 25 | data not applicable | data not applicable | data not applicable | data not available | data not available | data not applicable | data not applicable | data not applicable | data not applicable | data not available | data not available | data not applicable | data not available | Connected | 25 | 23.75 | 25 | 7.6 | 8 | 36734 | data not applicable | data not applicable | data not applicable | data not applicable | data not applicable | data not applicable | data not applicable | data not available | data not available | data not available | data not available | data not available | data not available | 45750
1640000565636 | [5 empty] | 1640000565627 | UK POWER RESERVE GLOBE LANE | GLOBE LANE STOR | GLOBE UNDUSTRIAL PARK, GLOBE LANE |  | DUKINFIELD | CHESHIRE | SK16 4RE | ENGLAND | 393997 | 397007 | STALYBRIDGE GSP | HYDE | - | 33 | ELECTRICITY NORTH WEST LIMITED | FOSSIL - GAS | ENGINE (COMBUSTION / RECIPROCATING) | NO | 0 | 0 | 20 |  |  |  | 0 | 0 | 0 |  |  |  | 0 | 0 | 0 | NO | CONNECTED | 20 | 19 | 20 | 0.475 | 0.5 | 2017-10-14 |  |  |  | 0 | 0 |  |  | NO | NO |  |  |  |  | 2021-12-06 | 53.46976382990398, -2.0918993019447827
2100040067477 | [5 empty] | 2100040067486 | Uk power reserve limited | Bridgend south cornelly services | Uk Power Reserve South Cornelly Generation Station | South Cornelly Trading Estate, South Cornelly | Bridgend | Mid Glamorgan | CF33 4RE | United Kingdom | 282128 | 180035 | Pyle Grid | Pyle Bsp | data not available | data not available | National Grid Electricity Distribution (South Wales) Plc | data not available | data not available | No | data not available | data not available | 12.51 | data not applicable | data not applicable | data not applicable | data not available | data not available | data not applicable | data not applicable | data not applicable | data not applicable | data not available | data not available | data not applicable | data not available | Connected | 12.51 | 9.12 | 9.6 | 0.285 | 0.3 | 37237 | data not applicable | data not applicable | data not applicable | data not applicable | data not applicable | data not applicable | data not applicable | data not available | data not available | data not available | data not available | data not available | data not available | 45750
2200032168616 | [5 empty] | 2200032168607 | Uk power reserve limited | Taunton bradon farm t/a cantelo nurseries | Bradon Farm | Isle Abbotts | Taunton | Somerset | TA3 6RX | United Kingdom | 336004 | 119775 | Bridgwater Sgp | Bridgwater Grid Bsp | data not available | 33 | National Grid Electricity Distribution (South West) Plc | Fossil - Gas | Engine (combustion / reciprocating) | No | data not available | data not available | 9.9 | data not applicable | data not applicable | data not applicable | data not available | data not available | data not applicable | data not applicable | data not applicable | data not applicable | data not available | data not available | data not applicable | data not available | Connected | 9.9 | 9.215 | 9.7 | 0.7125 | 0.75 | 36526 | data not applicable | data not applicable | data not applicable | data not applicable | data not applicable | data not applicable | data not applicable | data not available | data not available | data not available | data not available | data not available | data not available | 45750
1640000796637 | [5 empty] | 1640000796628 | UK POWER RESERVE LODGE LANE | LODGE LANE SOUTH GENERATION | LODGE LANE | LODGE LANE | ST HELENS | MERSEYSIDE | WA12 0HN | ENGLAND | 358137 | 396950 | BOLD | GOLBORNE | - | 33 | ELECTRICITY NORTH WEST LIMITED | FOSSIL - GAS | ENGINE (COMBUSTION / RECIPROCATING) | NO | 0 | 0 | 17.5 |  |  |  | 0 | 0 | 0 |  |  |  | 0 | 0 | 0 | NO | CONNECTED | 17.5 | 19 | 20 | 0.2375 | 0.25 | 2018-10-01 |  |  |  | 0 | 0 |  |  | NO | NO |  |  |  |  | 2021-12-06 | 53.46761397735424, -2.6320805140559878
1900091173770 | [5 empty] | Data not available | UK Power Reserve Ltd | LONG BARROW | ORBITAL PARK |  | ASHFORD | KENT | TN24 0GP | England | 602412 | 140633 | Sellindge SGT2 & 3 & Richborough SGT | Ashford Grid 33kV | Sevington 11kV | 11 | South Eastern Power Networks (SPN) | Fossil - Gas | Gas turbine (OCGT) |  |  |  | 4.6 | [12 empty] | No | Connected | 4.6 | 4.6 | 4.842 |  |  | 2015-01-12 | [13 empty] | 2020-11-13 | 0.051915 | 50.8462 | 50.8461643088185, 0.0519148476122525 | SPN-S000000008430 | Biogas
1050001054242 | [6 empty] | UK Power Reserve Ltd | MOWLEM TRADING ESTATE |  |  | Tottenham | London | N17 0QJ | England | 535200 | 191500 | Tottenham | Tottenham Grid 33kV |  | 33 | Eastern Power Networks (EPN) | Fossil - Gas | Gas turbine (OCGT) |  |  |  | 20 | [12 empty] | No | Connected | 20 | 20 | 21.053 |  |  | 2017-04-05 | [13 empty] | 2023-11-14 | 0.47051 | 51.6795 | 51.6795136113532, 0.47051198493348 | EPN-S0000000H3012 | Solar PV
1900091173770 | [5 empty] | Data not available | UK Power Reserve Ltd | SEVINGTON GENERATION | THE LONG BARROW | ORBITAL PARK | ASHFORD | KENT | TN24 0GP | England | 602352 | 140548 | Sellindge SGT2 & 3 & Richborough SGT | Ashford Grid 33kV | Sevington 11kV | 11 | South Eastern Power Networks (SPN) | Fossil - Gas | Gas turbine (OCGT) |  |  |  | 10 | [12 empty] | No | Connected | 10 | 10 | 10.526 |  |  | 2002-06-06 | [13 empty] | 2020-11-13 | 1.346 | 51.3078 | 51.3078455384137, 1.34601561721398 |  | Solar PV
1640000612668 | [5 empty] | 1640000612659 | UK POWER RESERVE MARTENS ROAD | MARTENS ROAD STOR | MARTENS ROAD | MARTENS ROAD | MANCHESTER | GREATER MANCHESTER | M44 5AX | ENGLAND | 371585 | 392248 | CARRINGTON ENWL SGTS 1B 2B 4 7 | CARRINGTON BSP | - | 33 | ELECTRICITY NORTH WEST LIMITED | FOSSIL - GAS | ENGINE (COMBUSTION / RECIPROCATING) | NO | 0 | 0 | 18 |  |  |  | 0 | 0 | 0 |  |  |  | 0 | 0 | 0 | NO | CONNECTED | 18 | 18 | 18.947 | 0.2375 | 0.25 | 2017-10-14 |  |  |  | 0 | 0 |  |  | NO | NO |  |  |  |  | 2021-12-06 | 53.42625154173322, -2.4290848411774766
1640000546270 | [5 empty] | 1640000546261 | UK POWER RESERVE PEEL | MANCHESTER ROAD STOR | MANCHESTER ROAD | MANCHESTER ROAD | MANCHESTER | GREATER MANCHESTER | M31 4QN | ENGLAND | 372368 | 392465 | CARRINGTON ENWL SGTS 1B 2B 4 7 | CARRINGTON BSP | - | 33 | ELECTRICITY NORTH WEST LIMITED | FOSSIL - GAS | ENGINE (COMBUSTION / RECIPROCATING) | NO | 0 | 0.5 | 20 |  |  |  | 0 | 0 | 0 |  |  |  | 0 | 0 | 0 | NO | CONNECTED | 20 | 19 | 20 | 0.475 | 0.5 | 2017-03-14 |  |  |  | 0 | 0 |  |  | NO | NO |  |  |  |  | 2021-12-06 | 53.42824377066931, -2.4173208928455123
1640000565654 | [5 empty] | 1640000565645 | UK POWER RESERVE STOCK LANE | STOCK LANE STOR | STOCK LANE | STOCK LANE | OLDHAM | GREATER MANCHESTER | OL9 9EY | ENGLAND | 390648 | 405144 | WHITEGATE GSP | ROYTON | - | 33 | ELECTRICITY NORTH WEST LIMITED | FOSSIL - GAS | ENGINE (COMBUSTION / RECIPROCATING) | NO | 0 | 0 | 20 |  |  |  | 0 | 0 | 0 |  |  |  | 0 | 0 | 0 | NO | CONNECTED | 20 | 19 | 20 | 0.475 | 0.5 | 2017-07-14 |  |  |  | 0 | 0 |  |  | NO | NO |  |  |  |  | 2021-12-06 | 53.5428526230271, -2.1425955517073034
1620000992891 | [5 empty] | 1620000992882 | UK POWER RESERVE STYAL ROAD | MATTHEWS FARM GENERATION | STYAL ROAD | STYAL ROAD | MANCHESTER | GREATER MANCHESTER | M22 5YA | ENGLAND | 383803 | 384926 | SOUTH MANCHESTER GSP | MOSS NOOK | MOSS NOOK PRIMARY | 11 | ELECTRICITY NORTH WEST LIMITED | FOSSIL - GAS | ENGINE (COMBUSTION / RECIPROCATING) | YES | 0 | 0 | 10 |  |  |  | 0 | 0 | 0 |  |  |  | 0 | 0 | 0 | NO | CONNECTED | 10 | 10 | 10.53 | 0.14725 | 0.155 | 2002-02-01 |  |  |  | 0 | 0 |  |  | NO | YES |  |  |  |  | 2021-12-06 | 53.360957251007996, -2.244839626777836
1900091523125 | [5 empty] | Data not available | UK POWER RESERVE THAMES STEEL POWER STATION | BRIELLE WAY GENERATION | THAMESTEEL |  | SHEERNESS | KENT | ME12 1TH | England | 591181 | 174420 | Kemsley SGT | Sheerness Grid 33kV |  | 33 | South Eastern Power Networks (SPN) | Fossil - Oil | Engine (combustion / reciprocating) |  |  |  | 16 | [12 empty] | No | Connected | 16 | 16 | 16.842 |  |  | 2018-09-22 | [7 empty] | Yes |  | 1900091523125 |  |  |  | 2022-08-12 | -0.1309 | 51.3785 | 51.3785232494428, -0.13090419532097 | SPN-S000000009915 | Biogas
2000000000000 | [5 empty] | 2000000000000 | UK POWER RESERVE WESTERN ROAD | DATA NOT AVAILABLE | DATA NOT AVAILABLE | WESTERN ROAD GENERATION | BRACKNELL | BERKSHIRE | RG12 1RE | ENGLAND | 485837 | 169257 | BRAMLEY (FLEE) | BRACKNELL MAIN | WESTERN ROAD GENERATION | 33 | SOUTHERN ELECTRIC POWER DISTRIBUTION PLC | OTHER | OTHER | NO | DATA NOT AVAILABLE | DATA NOT AVAILABLE | 19 | DATA NOT AVAILABLE | DATA NOT AVAILABLE | DATA NOT AVAILABLE | DATA NOT AVAILABLE | DATA NOT AVAILABLE | DATA NOT AVAILABLE | DATA NOT AVAILABLE | DATA NOT AVAILABLE | DATA NOT AVAILABLE | DATA NOT AVAILABLE | DATA NOT AVAILABLE | DATA NOT AVAILABLE | DATA NOT AVAILABLE | CONNECTED | 19 | 19 | 20 | 0 | 0 | 42908 | DATA NOT AVAILABLE | DATA NOT AVAILABLE | DATA NOT AVAILABLE | DATA NOT AVAILABLE | DATA NOT AVAILABLE | DATA NOT AVAILABLE | DATA NOT AVAILABLE | N | DATA NOT AVAILABLE | DATA NOT AVAILABLE | DATA NOT AVAILABLE | DATA NOT AVAILABLE | DATA NOT AVAILABLE | 45176
1460002175500 | [5 empty] | 1460002183342 | Uk power solutions | Biffa generation 1 import | Generation 1 Poplars Landfill Site | Lichfield Road | Cannock | data not available | WS11 8NQ | United Kingdom | 399150 | 309776 | Rugeley 132Kv S Stn | Cannock 132Kv S Stn | Cannock 132/11Kv | 0.4 | National Grid Electricity Distribution (West Midlands) Plc | data not available | data not available | No | data not available | data not available | 2 | data not applicable | data not applicable | data not applicable | data not available | data not available | data not applicable | data not applicable | data not applicable | data not applicable | data not available | data not available | data not applicable | data not available | Connected | 2 | 1.9 | 2 | 0.171 | 0.18 | 40709 | data not applicable | data not applicable | data not applicable | data not applicable | data not applicable | data not applicable | data not applicable | data not available | data not available | data not available | data not available | data not available | data not available | 45750
data not available | [5 empty] | data not available | UK Power Solutions | Red House Bio | Fox Holes Farm Little Ness Baschurch Shropshire Sy | Fox Holes Farm Little Ness Baschurch Shropshire Sy | Baschurch | Dee Valley and Mid Wales | SY4 2LG | Wales | 340735 | 320445 | LEGACY | LEGACY LOCAL GT2 / NEWTOWN GT2 / OSWESTRY GT5 / OSWESTRY GT8 / WELSHPOOL GT1 / WHITCHURCH GT1 | BASCHURCH T1 | 33 | SP Manweb plc | Biofuel - Other | Engine (combustion / reciprocating) | Yes | 0 | 0 | 1 | data not applicable | data not applicable | No | 0 | 0 | 0 | data not applicable | data not applicable | No | 0 | 0 | 0 | data not available | Connected | 1 | 1 | 1.0526 | data not applicable | data not applicable | data not available | data not applicable | data not applicable | data not applicable | data not applicable | data not applicable | data not available | data not applicable | N | N | data not available | N | data not available | data not available | 44088 | data not available | 656
1050001099689 | [6 empty] | UK Power Solutions | BLOCK E ENERGY CENTRE (G) | WEST HENDON REGENERATION |  | Mill Hill | London | NW9 7QA | England | 521940 | 187980 | Mill Hill | - | Colindale Grid 11kV | 11 | Eastern Power Networks (EPN) | Fossil - Gas | Steam-gas turbine (CCGT) |  |  |  | 1.2 | [12 empty] | No | Connected | 1.2 | 1.2 | 1.263 |  |  | 2016-09-08 | [13 empty] | 2024-02-14 | 1.4023 | 52.7987 | 52.798667086533, 1.40228400202246 | EPN-S0000000H5011 | Solar PV
1050001452668 | [6 empty] | UK Power Solutions | FIRST WAY WEMBLEY |  |  | WEMBLEY | MIDDLESEX | HA9 0TU | England | 519708 | 185626 | Willesden | Leicester Rd Grid 33kV | Bee Primary 11kV | 11 | Eastern Power Networks (EPN) | Fossil - Gas | Gas turbine (OCGT) |  |  |  | 5 | [12 empty] | No | Connected | 5 | 5 | 5.263 | 1 | 1.053 | 2023-11-30 | [13 empty] | 2024-10-14 | -0.075754 | 52.4197 | 52.4197466433388, -0.0757543802014702 | EPN-S0000000H6003 | Fossil fuel
1050001052184 | [6 empty] | UK PowerReserve Ltd | EASTMAN WAY |  |  | HEMEL HEMPSTEAD | Herts | HP2 7DU | England | 507400 | 209100 | Elstree | Piccotts End Grid 33kV |  | 33 | Eastern Power Networks (EPN) | Fossil - Oil | Engine (combustion / reciprocating) |  |  |  | 20 | [12 empty] | No | Connected | 20 | 20 | 21.053 |  |  | 2017-04-12 | [13 empty] | 2023-11-14 | 1.091 | 52.5431 | 52.5430531171621, 1.09102395005281 | EPN-S0000000D5023 | Solar PV
1170000982207 | [5 empty] | 1170000982191 | Uk utility reserve limited | Lyon road | Unit H | Lyon Road, Bletchley | Milton keynes | Buckinghamshire | MK1 1EX | United Kingdom | 486703 | 234771 | East Claydon 132Kv S Stn | Bletchley 33Kv S Stn | data not available | 33 | National Grid Electricity Distribution (East Midlands) Plc | Fossil - Gas | Engine (combustion / reciprocating) | No | data not available | data not available | 20 | data not applicable | data not applicable | data not applicable | data not available | data not available | data not applicable | data not applicable | data not applicable | data not applicable | data not available | data not available | data not applicable | data not available | Connected | 20 | 19 | 20 | 0.7125 | 0.75 | 43404 | data not applicable | data not applicable | data not applicable | data not applicable | data not applicable | data not applicable | data not applicable | data not available | data not available | data not available | data not available | data not available | data not available | 45750
1170001052181 | [5 empty] | 1170001052172 | Uk utility reserve limited | Spondon peaking | Derwent Power Plant | Holme Lane, Spondon | Derby | Derbyshire | DE21 7ZS | United Kingdom | 440555 | 334507 | Willington 132Kv S Stn | Spondon B 33Kv S Stn | data not available | 33 | National Grid Electricity Distribution (East Midlands) Plc | Fossil - Gas | Engine (combustion / reciprocating) | No | data not available | data not available | 40 | data not applicable | data not applicable | data not applicable | data not available | data not available | data not applicable | data not applicable | data not applicable | data not applicable | data not available | data not available | data not applicable | data not available | Connected | 40 | 39.9997 | 42.105 | 1.425 | 1.5 | 43540 | data not applicable | data not applicable | data not applicable | data not applicable | data not applicable | data not applicable | data not applicable | data not available | data not available | data not available | data not available | data not available | data not available | 45750
2100041490046 | [5 empty] | 2100041490037 | Uk utility reserve limited | Port talbot, afan way | Former Gas Works Site | Afan Way | Port talbot | West Glamorgan | SA12 6HQ | United Kingdom | 275574 | 189745 | Swansea North Grid | Briton Ferry Grid | data not available | 33 | National Grid Electricity Distribution (South Wales) Plc | Fossil - Gas | Engine (combustion / reciprocating) | No | data not available | data not available | 20 | data not applicable | data not applicable | data not applicable | data not available | data not available | data not applicable | data not applicable | data not applicable | data not applicable | data not available | data not available | data not applicable | data not available | Connected | 20 | 19 | 20 | 0.2375 | 0.25 | 43381 | data not applicable | data not applicable | data not applicable | data not applicable | data not applicable | data not applicable | data not applicable | data not available | data not available | data not available | data not available | data not available | data not available | 45750
2200042911947 | [5 empty] | 2200042911929 | Uk utility reserve limited | Alders way stor, alders way, yalberton industrial estate | Alders Way Stor | Alders Way, Yalberton Industrial Estate | Paignton | Devon | TQ4 7QL | United Kingdom | 287150 | 92790 | Abham Sgp | Paignton Bsp | data not available | 33 | National Grid Electricity Distribution (South West) Plc | Biofuel - Landfill gas | Gas turbine (OCGT) | No | data not available | data not available | 20 | data not applicable | data not applicable | data not applicable | data not available | data not available | data not applicable | data not applicable | data not applicable | data not applicable | data not available | data not available | data not applicable | data not available | Connected | 20 | 20.0004 | 21.053 | 0.7125 | 0.75 | 43340 | data not applicable | data not applicable | data not applicable | data not applicable | data not applicable | data not applicable | data not applicable | data not available | data not available | data not available | data not available | data not available | data not available | 45750
data not available | [5 empty] | data not available | UK WASTE LTD | Holiday Moss 2 | Holiday Moss 2 | Reeds Brow | St Helens | Merseyside | WA11 8PG | England | 349141 | 401498 | RAINHILL | RAVENHEAD G1A1 / ST HELENS GT2B / WINDLE GT1 | CARBORUNDUM T1 / HOUGHTONS LA T1 / RAINFORD T1 / WINDLEHURST T2 | 33 | SP Manweb plc | Biofuel - Landfill gas | Engine (combustion / reciprocating) | No | 0 | 0 | 1 | data not applicable | data not applicable | No | 0 | 0 | 0 | data not applicable | data not applicable | No | 0 | 0 | 0 | data not available | Connected | 1 | 1 | 1.0526 | data not applicable | data not applicable | data not available | data not applicable | data not applicable | data not applicable | data not applicable | data not applicable | data not available | data not applicable | N | N | data not available | N | data not available | data not available | 44088 | data not available | 421
1900061150752 | [5 empty] | Data not available | UK WASTE MANAGEMENT LIMITED | LANDFILL GENERATION PHS2 | LANGHURSTWOOD RD |  | HORSHAM | WEST SUSSEX | RH12 4QD | England | 517745 | 134707 | Bolney SGT | - | Horsham Grid 11kV | 11 | South Eastern Power Networks (SPN) | Biofuel landfill gas | Gas turbine (OCGT) |  |  |  | 2 | [12 empty] | No | Connected | 2 | 2 | 2.105 |  |  | 2002-10-08 | [13 empty] | 2021-01-15 | 0.85096 | 51.395 | 51.3949573661076, 0.850961736082517 | SPN-S000000008587 | Wind
1470001362304 | [5 empty] | 1460000777113 | Uk windows & doors group limited | Tewkesbury, severn drive | Export Duraflex Limited 6400 | Severn Drive, Tewkesbury Business Park | Tewkesbury | data not available | GL20 8SF | United Kingdom | 391663 | 234460 | Port Ham 132Kv S Stn | Tewkesbury Grid 132/11Kv | Tewkesbury Grid 132/11Kv | 11 | National Grid Electricity Distribution (West Midlands) Plc | Fossil - Gas | Engine (combustion / reciprocating) | Yes | data not available | data not available | 3.24 | data not applicable | data not applicable | data not applicable | data not available | data not available | data not applicable | data not applicable | data not applicable | data not applicable | data not available | data not available | data not applicable | data not available | Connected | 3.24 | 3.078 | 3.24 | 0.38 | 0.4 | 44593 | data not applicable | data not applicable | data not applicable | data not applicable | data not applicable | data not applicable | data not applicable | data not available | data not available | data not available | data not available | data not available | data not available | 45750
Data Not Available | [5 empty] | Data Not Available | ULGHAM GRANGE | ULGHAM GRANGE | ULGHAM GRANGE | ULGHAM | MORPETH | Northumberland | NE61 3AX | England | 424801 | 592718 | Blyth 132kV | Linton | Linton 66/20kV | 20 | Northern Powergrid (Northeast) plc | Other | Other | No | Data Not Applicable | Data Not Applicable | 2 | Data Not Available | Data Not Available | Data Not Available | Data Not Available | Data Not Available | Data Not Available | Data Not Available | Data Not Available | Data Not Available | Data Not Available | Data Not Available | Data Not Available | No | Connected | 2 | 2 | 2.105 | 13.3 | 14 | 2024-07-21 00:00:00 | Data Not Applicable | Data Not Applicable | 2.105 | Data Not Applicable | Data Not Applicable | 2019-08-05 00:00:00 | Data Not Available | Data Not Available | Data Not Available | Data Not Available | Data Not Available | Data Not Available | Data Not Available | 2024-08-07 | 55.228062074066415, -1.611632659089488 | 2019-08-05 | 2024-07-21 | Northumberland
DATA NOT AVAILABLE | [5 empty] | 1620000590295 | UNITED BISCUITS (UK) LIMITED | MOOR LANE | 54 CHURCH STREET | CALDEWGATE | CARLISLE | CUMBRIA | CA2 5TG | ENGLAND | 339149 | 555968 | HARKER ENWL SGTS 1 2 3A 4 / HUTTON GSP GROUP | CARLISLE | WILLOWHOLME | 11 | ELECTRICITY NORTH WEST LIMITED | FOSSIL - GAS | ENGINE (COMBUSTION / RECIPROCATING) | YES | 0 | 0 | 1.3 |  |  |  | 0 | 0 | 0 |  |  |  | 0 | 0 | 0 | NO | CONNECTED | 1.3 | 0 | 0 | 2.66 | 2.8 | 2017-05-14 |  |  |  | 0 | 0 |  |  | NO | NO |  |  |  |  | 2021-12-06 | 54.8947234723466, -2.9502967763410455
DATA NOT AVAILABLE | [5 empty] | 1600000133331 | UNITED BISCUITS (UK) LIMITED | KIRKSANTON AIRFIELD, NORTH LANE | CROSSLEY ROAD |  | MANCHESTER | GREATER MANCHESTER | M19 2SD | ENGLAND | 387951 | 392960 | BREDBURY GSP | VERNON PARK | HEATON NORRIS | 6.6 | ELECTRICITY NORTH WEST LIMITED | FOSSIL - GAS | ENGINE (COMBUSTION / RECIPROCATING) | YES | 0 | 0 | 1.267 |  |  |  | 0 | 0 | 0 |  |  |  | 0 | 0 | 0 | NO | CONNECTED | 1.267 | 0 | 0 | 4.845 | 5.1 | 2016-06-01 |  |  |  | 0 | 0 |  |  | NO | NO |  |  |  |  | 2021-12-06 | 53.43328269328165, -2.1828218010525617
DATA NOT AVAILABLE | [5 empty] | 1600000155308 | UNITED DAIRY FARMERS LIMITED | THE CREAMERY | MINT COTTAGE | MINT COTTAGE | KENDAL | CUMBRIA | LA9 6NS | ENGLAND | 352071 | 494428 | HARKER ENWL SGTS 1 2 3A 4 / HUTTON GSP GROUP | KENDAL (PARKSIDE RD) | MINTSFEET | 11 | ELECTRICITY NORTH WEST LIMITED | FOSSIL - GAS | ENGINE (COMBUSTION / RECIPROCATING) | NO | 0 | 0 | 1 |  |  |  | 0 | 0 | 0 |  |  |  | 0 | 0 | 0 | NO | CONNECTED | 1 | 0 | 0 | 0.9975 | 1.05 | 2009-07-01 |  |  |  | 0 | 0 |  |  | NO | NO |  |  |  |  | 2021-12-06 | 54.34313630603669, -2.7387526685669217
2200040473940 | [5 empty] | 2200040473921 | United downs geothermal ltd | Redruth united mines generation st day 33kv | Export | United Downs Waste Disposal Site, St Day | Redruth | Cornwall | TR16 5HU | United Kingdom | 174628 | 41381 | Indian Queens Sgp | Rame Bsp | data not available | data not available | National Grid Electricity Distribution (South West) Plc | data not available | data not available | No | data not available | data not available | 3.156 | data not applicable | data not applicable | data not applicable | data not available | data not available | data not applicable | data not applicable | data not applicable | data not applicable | data not available | data not available | data not applicable | data not available | Connected | 3.156 | 2.9925 | 3.15 | 0.19 | 0.2 | 37712 | data not applicable | data not applicable | data not applicable | data not applicable | data not applicable | data not applicable | data not applicable | data not available | data not available | data not available | data not available | data not available | data not available | 45750
1100770561679 | [5 empty] | 1100039604604 | United lincolnshire hospitals nhs trust | Lincoln county hospital greetwell road | United Lincolnshire Hospitals Nhs Lincoln County Hospital | Greetwell Road | Lincoln | Lincolnshire | LN2 5QY | United Kingdom | 498812 | 381816 | West Burton 132Kv S Stn | Lincoln Local 132Kv S Stn | Lincoln No 2 11Kv S Stn | 11 | National Grid Electricity Distribution (East Midlands) Plc | Fossil - Gas | Engine (combustion / reciprocating) | Yes | data not available | data not available | 1.497 | Solar | Photovoltaic | No | data not available | data not available | 0.088 | data not applicable | data not applicable | data not applicable | data not available | data not available | data not applicable | data not available | Connected | 1.585 | 1.5057 | 1.585 | 1.9 | 2 | 45627 | data not applicable | data not applicable | data not applicable | data not applicable | data not applicable | data not applicable | data not applicable | data not available | data not available | data not available | data not available | data not available | data not available | 45750
2200040278875 | [5 empty] | 2200031881026 | United mines energy ltd | Redruth landfill import/export site | Landfill Site | United Downs, St Day | Redruth | Cornwall | TR16 5HU | United Kingdom | 174410 | 41194 | Indian Queens Sgp | Truro Bsp | Twelveheads | 11 | National Grid Electricity Distribution (South West) Plc | Biofuel - Landfill gas | Gas turbine (OCGT) | No | data not available | data not available | 3.726 | data not applicable | data not applicable | data not applicable | data not available | data not available | data not applicable | data not applicable | data not applicable | data not applicable | data not available | data not available | data not applicable | data not available | Connected | 3.726 | 2.8785 | 3.03 | 0.095 | 0.1 | 35916 | data not applicable | data not applicable | data not applicable | data not applicable | data not applicable | data not applicable | data not applicable | data not available | data not available | data not available | data not available | data not available | data not available | 45750
1100050219202 | [5 empty] | 1100051127625 | United utilities green energy ltd | Sutton landfill site, huthwaite road | Sutton Landfill | Huthwaite Road | Sutton-in-ashfield | Nottinghamshire | NG18 1HR | United Kingdom | 453795 | 361117 | Chesterfield 132Kv S Stn | Annesley 33Kv S Stn | Huthwaite 33 11Kv S Stn | 0.4 | National Grid Electricity Distribution (East Midlands) Plc | data not available | data not available | No | data not available | data not available | 3 | data not applicable | data not applicable | data not applicable | data not available | data not available | data not applicable | data not applicable | data not applicable | data not applicable | data not available | data not available | data not applicable | data not available | Connected | 3 | 2.85 | 3 | 0.0475 | 0.05 | 37267 | data not applicable | data not applicable | data not applicable | data not applicable | data not applicable | data not applicable | data not applicable | data not available | data not available | data not available | data not available | data not available | data not available | 45750
data not available | [5 empty] | 1300035356246 | United Utilities Renewable Energy | Shell Green | Astmoor Industrial Estate | Runcorn | Runcorn | Merseyside | WA7 1QH | England | 353351 | 386145 | RAINHILL | BOLD G2A / PRESCOT GT1B / WIDNES GT1 / WIDNES GT2 | NWW SHELL GREEN T1 / NWW SHELL GREEN T2 | 33 | SP Manweb plc | Fossil - Gas | Steam-gas turbine (CCGT) | Yes | 0 | 0 | 2.5 | Solar | Photovoltaic | No | 0 | 0 | 1.05 | data not applicable | data not applicable | No | 0 | 0 | 0 | data not available | Connected | 3.55 | 3.55 | 3.7368 | data not applicable | data not applicable | 42352 | data not applicable | data not applicable | data not applicable | data not applicable | data not applicable | data not available | data not applicable | N | N | data not available | N | 613538278 | data not available | 44915 | data not available | 695
1620000584584 | [5 empty] | 1600000142600 | UNITED UTILITIES WATER LTD | SCHOLA GREEN SPS |  |  | MORECAMBE | LANCASHIRE | LA4 4NA | ENGLAND | 343596 | 463651 | HEYSHAM GSP | LANCASTER | BROADWAY | 6.6 | ELECTRICITY NORTH WEST LIMITED | FOSSIL - OIL | ENGINE (COMBUSTION / RECIPROCATING) | NO | 0 | 0 | 2.8 |  |  |  | 0 | 0 | 0 |  |  |  | 0 | 0 | 0 | NO | CONNECTED | 2.8 | 1.33 | 1.4 | 1.4906 | 1.569 | 2000-09-27 |  |  |  | 0 | 0 |  |  | NO | NO |  |  |  |  | 2021-12-06 | 54.06569588559169, -2.863313407558954
1600000139087 | [5 empty] | 1600000139087 | UNITED UTILITIES WATER LTD | FRANKLAW TREATMENT WORKS | CATTERALL | GARSTANG | PRESTON | LANCASHIRE | PR3 0PJ | ENGLAND | 349397 | 442356 | PENWORTHAM EAST GSP / ROCHDALE SGT 1 GROUP | RIBBLE | CATTERALL WATERWORKS | 6.6 | ELECTRICITY NORTH WEST LIMITED | FOSSIL - OIL | ENGINE (COMBUSTION / RECIPROCATING) | NO | 0 | 0 | 2.8 |  |  |  | 0 | 0 | 0 |  |  |  | 0 | 0 | 0 | NO | CONNECTED | 2.8 | 0 | 0 | 4.4479 | 4.682 | 2000-09-08 |  |  |  | 0 | 0 |  |  | YES | NO | DSR_PROVIDER_001 |  |  |  | 2021-12-06 | 53.874923963579775, -2.771144247209392
1640000663022 | [5 empty] | 1620000379847 | UNITED UTILITIES WATER LTD | ENNERDALE WWTW |  | ENNERDALE | CLEATOR | CUMBRIA | CA23 3AS | ENGLAND | 308328 | 515336 | HARKER ENWL SGTS 1 2 3A 4 / HUTTON GSP GROUP | EGREMONT | EGREMONT | 11 | ELECTRICITY NORTH WEST LIMITED | FOSSIL - OIL | ENGINE (COMBUSTION / RECIPROCATING) | NO | 0 | 0 | 1.008 |  |  |  | 0 | 0 | 0 |  |  |  | 0 | 0 | 0 | NO | CONNECTED | 1.008 | 0.475 | 0.5 | 0.33725 | 0.355 | 2017-04-14 |  |  |  | 0 | 0 |  |  | NO | NO |  |  |  |  | 2021-12-06 | 54.52498465326365, -3.4179128865484683
DATA NOT AVAILABLE | [5 empty] | 1600000123919 | UNITED UTILITIES WATER LTD | CORNHOW WTP | LOWESWATER |  | COCKERMOUTH | CUMBRIA | CA13 9UX | ENGLAND | 314980 | 522226 | HARKER ENWL SGTS 1 2 3A 4 / HUTTON GSP GROUP | STAINBURN & SIDDICK | EMBLETON | 0.415 | ELECTRICITY NORTH WEST LIMITED | FOSSIL - OIL | ENGINE (COMBUSTION / RECIPROCATING) | NO | 0 | 0 | 1 |  |  |  | 0 | 0 | 0 |  |  |  | 0 | 0 | 0 | NO | CONNECTED | 1 | 0 | 0 | 0.39045 | 0.411 | 2000-10-17 |  |  |  | 0 | 0 |  |  | NO | NO |  |  |  |  | 2021-12-06 | 54.588048700061165, -3.3171597352850166
1620000296312 | [5 empty] | 1620000544457 | UNITED UTILITIES WATER LTD | BOLTON WWTW | RED ROCK LANE | RADCLIFFE | MANCHESTER | GREATER MANCHESTER | M26 1FL | ENGLAND | 376762 | 404868 | KEARSLEY LOCAL 33 GSP | - | RINGLEY | 11 | ELECTRICITY NORTH WEST LIMITED | BIOFUEL - LANDFILL GAS | ENGINE (COMBUSTION / RECIPROCATING) | NO | 0 | 0 | 1.06 |  |  |  | 0 | 0 | 0 |  |  |  | 0 | 0 | 0 | NO | CONNECTED | 1.06 | 1.52 | 1.6 | 1.6492 | 1.736 | 1993-06-01 |  |  |  | 0 | 0 |  |  | NO | NO |  |  |  |  | 2021-12-06 | 53.53993802593521, -2.35211638983349
1640000590224 | [5 empty] | 1600000173965 | UNITED UTILITIES WATER LTD | BARROW WWTW | RAMPSIDE ROAD |  | BARROW-IN-FURNESS | CUMBRIA | LA13 0PP | ENGLAND | 321960 | 468546 | HARKER ENWL SGTS 1 2 3A 4 / HUTTON GSP GROUP | BARROW & SANDGATE | SANDGATE | 11 | ELECTRICITY NORTH WEST LIMITED | FOSSIL - OIL | ENGINE (COMBUSTION / RECIPROCATING) | NO | 0 | 0 | 1.34 |  |  |  | 0 | 0 | 0 |  |  |  | 0 | 0 | 0 | NO | CONNECTED | 1.34 | 1.7575 | 1.85 | 1.7556 | 1.848 | 2018-07-01 |  |  |  | 0 | 0 |  |  | NO | NO |  |  |  |  | 2021-12-06 | 54.10685321579402, -3.1950944183572734
1640000527862 | [5 empty] | 1600000142336 | UNITED UTILITIES WATER LTD | WATCHGATE WATER TREATEMENT WORKS |  |  | KENDAL | CUMBRIA | LA8 9LQ | ENGLAND | 353017 | 498143 | HARKER ENWL SGTS 1 2 3A 4 / HUTTON GSP GROUP | KENDAL (PARKSIDE RD) | MINTSFEET | 11 | ELECTRICITY NORTH WEST LIMITED | BIOFUEL - LANDFILL GAS | ENGINE (COMBUSTION / RECIPROCATING) | NO | 0 | 0 | 1.8 |  |  |  | 0 | 0 | 0 |  |  |  | 0 | 0 | 0 | NO | CONNECTED | 1.8 | 0.1748 | 0.184 | 1.6729 | 1.761 | 2014-01-01 |  |  |  | 0 | 0 |  |  | NO | NO |  |  |  |  | 2021-12-06 | 54.376608966728234, -2.7247901743695326
1640000729436 | [5 empty] | 1640000004960 | UNITED UTILITIES WATER LTD | TERMINAL PUMPING STATION | HOWICK ROW | HOWICK ROW | PRESTON | LANCASHIRE | PR1 0NT | ENGLAND | 350363 | 429016 | PENWORTHAM EAST GSP / ROCHDALE SGT 1 GROUP | RIBBLE | HOLME RD | 11 | ELECTRICITY NORTH WEST LIMITED | FOSSIL - OIL | ENGINE (COMBUSTION / RECIPROCATING) | NO | 0 | 0 | 2 |  |  |  | 0 | 0 | 0 |  |  |  | 0 | 0 | 0 | NO | CONNECTED | 2 | 1.9 | 2 | 1.425 | 1.5 | 2017-07-01 |  |  |  | 0 | 0 |  |  | NO | NO |  |  |  |  | 2021-12-06 | 53.75512893956553, -2.754296447844735
1640000578500 | [5 empty] | 1620001343442 | UNITED UTILITIES WATER LTD | LAUNDWOOD PUMPING STATION |  |  | BLACKBURN | LANCASHIRE | BB9 8 | ENGLAND | 365359 | 445622 | PADIHAM GSP | PADIHAM | WHALLEY | 11 | ELECTRICITY NORTH WEST LIMITED | FOSSIL - OIL | ENGINE (COMBUSTION / RECIPROCATING) | NO | 0 | 0 | 1.02 |  |  |  | 0 | 0 | 0 |  |  |  | 0 | 0 | 0 | NO | CONNECTED | 1.02 | 0.475 | 0.5 | 0.45315 | 0.477 | 2015-12-01 |  |  |  | 0 | 0 |  |  | NO | NO |  |  |  |  | 2021-12-06 | 53.90559156697704, -2.5287504877560805
1630000388801 | [5 empty] | 1600000141839 | UNITED UTILITIES WATER LTD | BLACKBURN WWTW | CUERDALE LANE | SAMLESBURY | PRESTON | LANCASHIRE | PR5 0UY | ENGLAND | 361701 | 429500 | PENWORTHAM WEST GSP / STANAH GSP GROUP | LEYLAND | HIGHER WALTON | 11 | ELECTRICITY NORTH WEST LIMITED | BIOFUEL - LANDFILL GAS | ENGINE (COMBUSTION / RECIPROCATING) | NO | 0 | 0 | 1.3 | WATER (FLOWING WATER OR HEAD OF WATER) | HYDRO - RUN OF RIVER |  | 0 | 0 | 0.1615 |  |  |  | 0 | 0 | 0 | NO | CONNECTED | 1.4615 | 0.8645 | 0.91 | 1.2074 | 1.271 | 2007-01-01 |  |  |  | 0 | 0 |  |  | NO | NO |  |  |  |  | 2021-12-06 | 53.76043793845212, -2.582410684654387
1640000524212 | [5 empty] | 1640000352360 | UNITED UTILITIES WATER LTD | LEIGH WWTW | HOPE CARR LANE | HOPE CARR LANE | LEIGH | GREATER MANCHESTER | WN7 3XB | ENGLAND | 366442 | 398747 | KEARSLEY 132 GSP | ATHERTON | BEDFORD | 11 | ELECTRICITY NORTH WEST LIMITED | FOSSIL - GAS | ENGINE (COMBUSTION / RECIPROCATING) | YES | 0 | 0 | 1.2 | SOLAR | PHOTOVOLTAIC |  | 0 | 0 | 1.14 |  |  |  | 0 | 0 | 0 | NO | CONNECTED | 2.34 | 1.1875 | 1.25 | 1.995 | 2.1 | 2016-08-09 |  |  |  | 0 | 0 |  |  | NO | NO |  |  |  |  | 2021-12-06 | 53.48436207210548, -2.507174942137512
1640000035286 | [5 empty] | 1620000370738 | UNITED UTILITIES WATER LTD | PEEL INDUSTRIAL ESTATE, CHAMBERHALL STREET | RIVERS LANE | URMSTON | MANCHESTER | GREATER MANCHESTER | M41 7JB | ENGLAND | 376053 | 396385 | CARRINGTON ENWL SGTS 1B 2B 4 7 | BARTON | DAVYHULME | 6.6 | ELECTRICITY NORTH WEST LIMITED | BIOFUEL - LANDFILL GAS | ENGINE (COMBUSTION / RECIPROCATING) | YES | 0 | 0 | 12.1 |  |  |  | 0 | 0 | 0 |  |  |  | 0 | 0 | 0 | NO | CONNECTED | 12.1 | 8.7011 | 9.159 | 8.7011 | 9.159 | 2010-08-01 |  |  |  | 0 | 0 |  |  | NO | NO |  |  |  |  | 2021-12-06 | 53.463658934779176, -2.362163613909299
DATA NOT AVAILABLE | [5 empty] | 1600000140932 | UNITED UTILITIES WATER LTD | UNIT A-D, THE CAUSEWAY | OLDHAM BROADWAY BUSINESS PARK | CHADDERTON | OLDHAM | GREATER MANCHESTER | OL9 9XD | ENGLAND | 389548.16399999999 | 404192.65100000001 | WHITEGATE GSP | CHADDERTON | CHADDERTON | 6.6 | ELECTRICITY NORTH WEST LIMITED | BIOFUEL - LANDFILL GAS | ENGINE (COMBUSTION / RECIPROCATING) | YES | 0 | 0 | 1.274 | FOSSIL - GAS | ENGINE (COMBUSTION / RECIPROCATING) | YES | 0 | 0 | 0.63 |  |  |  | 0 | 0 | 0 | NO | CONNECTED | 1.904 | 0 | 0 | 0.9937 | 1.046 | 2012-11-01 |  |  |  | 0 | 0 |  |  | NO | NO |  |  |  |  | 2021-12-06 | 53.53428062486891, -2.159160260695594
data not available | [5 empty] | data not available | UNITED UTILITIES WATER PLC | NWWA Sandon Dock | Sandon Dock | Regent Road | Liverpool | Merseyside | L3 0BE | England | 333631 | 391948 | LISTER DRIVE | BOOTLE GT2A / BURLINGTON ST GT1 / LISTER DV A GT2 | BROOK ST T1 / KINGSWAY TUNNEL T1 / NWWA SANDON DOCK T1 / NWWA SANDON DOCK T2 | 33 | SP Manweb plc | Biofuel - Sewage gas | Engine (combustion / reciprocating) | No | 0 | 0 | 1.4 | data not applicable | data not applicable | No | 0 | 0 | 0 | data not applicable | data not applicable | No | 0 | 0 | 0 | data not available | Connected | 1.4 | 1.4 | 1.4737 | data not applicable | data not applicable | data not available | data not applicable | data not applicable | data not applicable | data not applicable | data not applicable | data not available | data not applicable | N | N | data not available | N | data not available | data not available | 45625 | data not available | 584
data not available | [5 empty] | data not available | United utilITIES WATER PLC | Hillhouse Sewage Works | Hillhouse Waste Water Treatment Works Lydiate Live | Hillhouse Waste Water Treatment Works Lydiate Live | Liverpool | Merseyside | L37 9BQ | England | 334873 | 406107 | KIRKBY | AINTREE GT1 / FORMBY GT2A / LITHERLAND GT1B | HASKAYNE T1 | 33 | SP Manweb plc | Biofuel - Sewage gas | Engine (combustion / reciprocating) | No | 0 | 0 | 1.275 | data not applicable | data not applicable | No | 0 | 0 | 0 | data not applicable | data not applicable | No | 0 | 0 | 0 | data not available | Connected | 1.275 | 1.275 | 1.3421 | data not applicable | data not applicable | data not available | data not applicable | data not applicable | data not applicable | data not applicable | data not applicable | data not available | data not applicable | N | N | data not available | N | data not available | data not available | 44088 | data not available | 418
Data not available | [6 empty] | University College London | University College London | GOWER STREET |  | Bloomsbury | LONDON | WC1H 0XG | England | 529899 | 182042 | St Johns Wood 132kV | - | Longford St B 11kV | 0 | London Power Networks (LPN) | Fossil - Gas | Steam-gas turbine (CCGT) |  |  |  | 2.92 | [12 empty] | No | Connected | 2.92 | 2.92 | 3.65 |  |  | 2002-10-01 | [13 empty] | 2020-11-13 | -0.27899 | 51.5314 | 51.5313523832514, -0.278992082882572 | LPN-S000000000240 | Solar PV
1170001743075, 1170002129046 | [5 empty] | 1170001743057, 1170002123940 | University hospital of leicester nhs trust | Leicester general hospital - brandon unit | Leicester General Hospital Nhs Trust, Brandon Unit Export | Gwendolen Road | Leicester | Leicestershire | LE5 4PW | United Kingdom | 462484 | 304114 | Enderby 132Kv S Stn | Leicester East 33Kv S Stn | Thurnby 33 11Kv S Stn | 11 | National Grid Electricity Distribution (East Midlands) Plc | Fossil - Oil | Engine (combustion / reciprocating) | No | data not available | data not available | 4.125 | data not applicable | data not applicable | data not applicable | data not available | data not available | data not applicable | data not applicable | data not applicable | data not applicable | data not available | data not available | data not applicable | data not available | Connected | 4.125 | 0 | 0 | 3.8 | 4 | 45415 | data not applicable | data not applicable | data not applicable | data not applicable | data not applicable | data not applicable | data not applicable | data not available | data not available | data not available | data not available | data not available | data not available | 45750
2200042093720 | [5 empty] | 2200041648681 | University hospitals bristol and weston nhs foundation trust | Bristol uhb cotham intake | Export - Ubht Supply A - Cotham Intake, Bristol Energy Centre | Southwell Street | Bristol | data not available | BS2 8EJ | United Kingdom | 358481 | 173679 | Iron Acton Sgp | Lockleaze Bsp 132Kv | Cotham Primary | 11 | National Grid Electricity Distribution (South West) Plc | Fossil - Oil | Engine (combustion / reciprocating) | No | data not available | data not available | 8.864 | data not applicable | data not applicable | Yes | data not available | data not available | 3.36 | data not applicable | data not applicable | data not applicable | data not available | data not available | data not applicable | data not available | Connected | 12.224 | 8.664 | 9.12 | 7.6 | 8 | 44272 | data not applicable | data not applicable | data not applicable | data not applicable | data not applicable | data not applicable | data not applicable | data not available | data not available | data not available | data not available | data not available | data not available | 45750
2200042093739 | [5 empty] | 2200041648690 | University hospitals bristol and weston nhs foundation trust | Bristol uhb cotham intake | Export - Ubht Supply B - Cotham Intake, Bristol Energy Centre | Southwell Street | Bristol | data not available | BS2 8EJ | United Kingdom | 358481 | 173679 | Iron Acton Sgp | Lockleaze Bsp 132Kv | Cotham Primary | 11 | National Grid Electricity Distribution (South West) Plc | Fossil - Oil | Engine (combustion / reciprocating) | No | data not available | data not available | 8.864 | data not applicable | data not applicable | Yes | data not available | data not available | 3.36 | data not applicable | data not applicable | data not applicable | data not available | data not available | data not applicable | data not available | Connected | 12.224 | 8.664 | 9.12 | 7.6 | 8 | 44272 | data not applicable | data not applicable | data not applicable | data not applicable | data not applicable | data not applicable | data not applicable | data not available | data not available | data not available | data not available | data not available | data not available | 45750
2200042093757 | [5 empty] | 2200042093766 | University hospitals bristol and weston nhs foundation trust | Bristol uhb cotham intake | Export - Ubht Supply C - Cotham Intake, Bristol Energy Centre | Southwell Street | Bristol | data not available | BS2 8EJ | United Kingdom | 358481 | 173679 | Iron Acton Sgp | Lockleaze Bsp 132Kv | Cotham Primary | 11 | National Grid Electricity Distribution (South West) Plc | Fossil - Oil | Engine (combustion / reciprocating) | No | data not available | data not available | 8.864 | data not applicable | data not applicable | Yes | data not available | data not available | 3.36 | data not applicable | data not applicable | data not applicable | data not available | data not available | data not applicable | data not available | Connected | 12.224 | 8.664 | 9.12 | 7.6 | 8 | 44272 | data not applicable | data not applicable | data not applicable | data not applicable | data not applicable | data not applicable | data not applicable | data not available | data not available | data not available | data not available | data not available | data not available | 45750
2200043650200 | [5 empty] | 2200043373653 | University hospitals plymouth nhs trust | Plymouth derriford, alpha way, the royal eye infirmary | The Royal Eye Infirmary Solar Export | Land Off William Prance Road, Derriford | Plymouth | data not available | PL6 8DH | United Kingdom | 249257 | 59340 | Landulph Sgp | Ernesettle Bsp | Alexandra Road | 11 | National Grid Electricity Distribution (South West) Plc | Fossil - Other | Engine (combustion / reciprocating) | No | data not available | data not available | 1 | Solar | Photovoltaic | No | data not available | data not available | 0.05 | data not applicable | data not applicable | data not applicable | data not available | data not available | data not applicable | data not available | Connected | 1.05 | 0.0475 | 0.05 | 1.0327 | 1.087 | 45118 | data not applicable | data not applicable | data not applicable | data not applicable | data not applicable | data not applicable | data not applicable | data not available | data not available | data not available | data not available | data not available | data not available | 45750
1430000001360, 1430000001370 | [5 empty] | 1430000001342, 1430000001351 | University of birmingham | Edgbaston, university of birmingham | Maintenance Building | South West, Birmingham, Edgbaston | Birmingham | West Midlands | B15 2TT | United Kingdom | 404796 | 283448 | Kitwell 132Kv S Stn | Selly Oak 132 Transformer Site 132Kv S Stn | Selly Oak 132/11Kv | 132 | National Grid Electricity Distribution (West Midlands) Plc | Fossil - Gas | Gas turbine (OCGT) | Yes | data not available | data not available | 2.14 | Fossil - Gas | Gas turbine (OCGT) | No | data not available | data not available | 1.19 | data not applicable | data not applicable | No | data not available | data not available | 1 | data not available | Connected | 4.959 | 13.3 | 14 | 28.5 | 30 | 42573 | data not applicable | data not applicable | data not applicable | data not applicable | data not applicable | data not applicable | data not applicable | data not available | data not available | data not available | data not available | data not available | data not available | 45750
2394000078108 | [5 empty] | Data Not Available | University of Bradford | University of Bradford | University of Bradford | Richmond Road | Bradford | West Yorkshire | BD7 1DP | England | 415400 | 432866 | Bradford West | Girlington | Rawson Road | 11 | Northern Powergrid (Yorkshire) plc | Fossil - Gas | Steam turbine (thermal power plant) | Yes | Data Not Applicable | Data Not Applicable | 1.4 | Data Not Available | Data Not Available | Data Not Available | Data Not Available | Data Not Available | Data Not Available | Data Not Available | Data Not Available | Data Not Available | Data Not Available | Data Not Available | Data Not Available | No | Connected | 1.4 | 0.382 | 0.402 | Data Not Available | Data Not Available | 2012-01-21 00:00:00 | Data Not Applicable | Data Not Applicable | 1.474 | Data Not Applicable | Data Not Applicable | Data Not Available | Data Not Available | Data Not Available | Data Not Available | Data Not Available | Data Not Available | Data Not Available | Data Not Available | 2017-03-08 | 53.79188304867777, -1.7677153151869545 |  | 2012-01-21 | Bradford
1023480030479 | [6 empty] | UNIVERSITY OF EAST ANGLIA | UNIVERSITY OF EAST ANGLIA (ESTATE & BUILDINGS DIV) | EARLHAM ROAD |  | Norwich | Norfolk | NR4 7TJ | England | 619260 | 307630 | Norwich Main | Earlham Grid 33kV | Earlham West Primary 11kV | 11 | Eastern Power Networks (EPN) | Fossil - Gas | Steam-gas turbine (CCGT) |  |  |  | 1.2 | [12 empty] | No | Connected | 1.2 | 1.2 | 1.263 |  |  | 2001-07-09 | [13 empty] | 2023-05-16 | 1.2113 | 52.6907 | 52.690669804182, 1.21126940323335 | EPN-S0000000H5006 | Biogas
Data not available | [6 empty] | University of Hertfordshire | UNIVERSITY OF HERFORD COLLEGE LANE HATFIELD |  |  | Hatfield | Herts | AL10 9AN | England | 521338 | 208525 | Elstree | Hatfield Grid 33kV | Chantry Ln Primary 11kV | 11 | Eastern Power Networks (EPN) | Fossil - Gas | Steam-gas turbine (CCGT) |  |  |  | 2 | [12 empty] | No | Connected | 2 | 2 | 2.105 | 0 | 0 | 2018-04-10 | [13 empty] | 2020-11-13 | -0.49752 | 51.9272 | 51.927243333557, -0.497523254075736 | EPN-S0000000D8086 | Storage
data not available | [5 empty] | data not available | University of Liverpool | Liverpool University | Liverpool University | Crown Street | Liverpool | Merseyside | L69 3BX | England | 336118 | 390271 | LISTER DRIVE | LISTER DV B GT3 / SPARLING ST GT1 / WAVERTREE GT2 | EDGE HILL T1 / LIVERPOOL UNIVERSITY T1 / LIVERPOOL UNIVERSITY T2 / LIVERPOOL UNIVERSITY T3 | 33 | SP Manweb plc | Fossil - Gas | Steam-gas turbine (CCGT) | Yes | 0 | 0 | 3.6 | data not applicable | data not applicable | No | 0 | 0 | 0 | data not applicable | data not applicable | No | 0 | 0 | 0 | data not available | Connected | 3.6 | 3.6 | 3.7895 | data not applicable | data not applicable | data not available | data not applicable | data not applicable | data not applicable | data not applicable | data not applicable | data not available | data not applicable | N | N | data not available | N | 614196214 | data not available | 44088 | data not available | 507
DATA NOT AVAILABLE | [5 empty] | DATA NOT AVAILABLE | UNIVERSITY OF MANCHESTER | SCHUSTER BUILDING, UNI OF MANCHESTER | (U.O.M BUILDING REF 086AA) | BRUNSWICK STREET | MANCHESTER | GREATER MANCHESTER | M13 9PL | ENGLAND | 384615 | 396824 | BREDBURY GSP | LONGSIGHT | MANCHESTER UNIVERSITY | 6.6 | ELECTRICITY NORTH WEST LIMITED | FOSSIL - GAS | ENGINE (COMBUSTION / RECIPROCATING) | NO | 0 | 0 | 2 |  |  |  | 0 | 0 | 0 |  |  |  | 0 | 0 | 0 | NO | CONNECTED | 0 | 0 | 0 | 0 | 0 |  | 2.1053 | 2 | 2.1052631578947367 | 0 | 0 | 2020-01-31 |  | NO | NO |  | TO BE CONFIRMED |  |  | 2024-03-14 | 53.46792638362669, -2.2332236116203137
Data Not Available | [5 empty] | Data Not Available | University of Sheffield, Backup Generator | University of Sheffield, Backup Generator | Sheffield University | Broomhall | Sheffield | South Yorkshire | S10 2TG | England | 434070 | 387278 | Sheffield City | Sheffield City | Victoria Street | 11 | Northern Powergrid (Yorkshire) plc | Fossil - Gas | Engine (combustion / reciprocating) | No | Data Not Applicable | Data Not Applicable | 2 | Data Not Available | Data Not Available | Data Not Available | Data Not Available | Data Not Available | Data Not Available | Data Not Available | Data Not Available | Data Not Available | Data Not Available | Data Not Available | Data Not Available | No | Connected | 2 | 0 | 0 | Data Not Available | Data Not Available | Data Not Available | Data Not Applicable | Data Not Applicable | 2.105 | Data Not Applicable | Data Not Applicable | Data Not Available | Data Not Available | Data Not Available | Data Not Available | Data Not Available | Data Not Available | Data Not Available | Data Not Available | 2017-03-08 | 53.38125885626224, -1.4892828407560041 |  |  | Sheffield
data not available | [5 empty] | data not applicable | University of Strathclyde | University of Strathclyde CHP | 16 Richmond Street | data not available | Glasgow | Strathclyde | G1 1XQ | Scotland | 259609 | 665397 | Charlotte Street | data not applicable | ROTTEN ROW (11kV) | 11 | SP Distribution Ltd | Other | Steam-gas turbine (CCGT) | Yes | 0 | 0 | 3.3 | data not applicable | data not applicable | No | 0 | 0 | 0 | data not applicable | data not applicable | No | 0 | 0 | 0 | Yes | Connected | 3.3 | 3.3 | 3.4737 | 0 | 0 | data not available | data not applicable | data not applicable | data not applicable | data not applicable | data not applicable | data not available | data not available | N | N | data not available | N | data not available | data not available | 44088 | data not available | 773
1580000530430 | [5 empty] | Data Not Available | University of York, Heslington East Campus | University of York, Heslington East Campus | University of York | Heslington East Campus | Heslington | North Yorkshire | Y010 5DD | England | 462825 | 450765 | Osbaldwick | Melrosegate | York University | 11 | Northern Powergrid (Northeast) plc | Fossil - Gas | Engine (combustion / reciprocating) | Yes | Data Not Applicable | Data Not Applicable | 3.12 | Data Not Available | Data Not Available | Data Not Available | Data Not Available | Data Not Available | Data Not Available | Data Not Available | Data Not Available | Data Not Available | Data Not Available | Data Not Available | Data Not Available | No | Connected | 3.12 | 3.12 | 3.284 | Data Not Available | Data Not Available | Data Not Available | Data Not Applicable | Data Not Applicable | 3.284 | Data Not Applicable | Data Not Applicable | Data Not Available | Data Not Available | Data Not Available | Data Not Available | Data Not Available | Data Not Available | Data Not Available | Data Not Available | 2017-03-08 | 53.94918108722552, -1.0442324603548585 |  |  | York
data not available | [5 empty] | data not available | UNoITED UTILITIES WATER PLC | Huntington | Pumping Station | Huntington | Chester | Wirral | L65 0AB | England | 342203 | 363955 | CAPENHURST | CHESTER MAIN GT4 / CRANE BANK GT1 / GUILDEN SUTTON GT1 / SALTNEY G2A | CHESTER WATER TREATMENT WORKS T1 & T2 | 33 | SP Manweb plc | Fossil - Oil | Engine (combustion / reciprocating) | No | 0 | 0 | 11.9 | data not applicable | data not applicable | No | 0 | 0 | 0 | data not applicable | data not applicable | No | 0 | 0 | 0 | data not available | Connected | 11.9 | 11.9 | 12.5263 | data not applicable | data not applicable | data not available | data not applicable | data not applicable | data not applicable | data not applicable | data not applicable | data not available | data not applicable | N | N | data not available | N | 613569522 | data not available | 44088 | data not available | 430
1900092025159 | [5 empty] | 1900092025140 | Urban Reserve (AssetCo) Limited | FINMERE POWER | FINMERE ROAD | ROSELANDS | EASTBOURNE | EAST SUSSEX | BN22 8QJ | England | 562315 | 101017 | Ninfield SGT | - | Eastbourne 11kV | 11 | South Eastern Power Networks (SPN) | Fossil - Gas | Engine (combustion / reciprocating) | No |  |  | 4 | [12 empty] | No | Connected | 4 | 4 | 4.2 | 0.14 | 0.147 | 2021-09-01 | [7 empty] | No | No |  |  |  |  | 2024-05-15 | 0.12437 | 50.9403 | 50.9403442209767, 0.124369624305928 |  | Storage
data not available | [5 empty] | data not available | Utility Connections | Meadow Foods Ltd | Meadow Foods Ltd | Rough Hill | Chester | Wirral | CH4 9JS | England | 338103 | 362337 | CAPENHURST | CHESTER MAIN GT4 / CRANE BANK GT1 / GUILDEN SUTTON GT1 / SALTNEY G2A | BODFARI PRODUCERS T1 | 33 | SP Manweb plc | data not available | data not available | Yes | 0 | 0 | 1.56 | data not applicable | data not applicable | No | 0 | 0 | 0 | data not applicable | data not applicable | No | 0 | 0 | 0 | data not available | Connected | 1.56 | 0 | 0 | 4 | 4.2105 | data not available | data not applicable | data not applicable | data not applicable | data not applicable | data not applicable | data not available | data not applicable | N | N | data not available | N | data not available | data not available | 45625 | data not available | 537
data not available | [5 empty] | data not available | Utility Consultancy & Engineering Ltd | F Rudd & Sons CHP | Stocks Lane Chp Stocks Lane | Over Peover | Knutsford | Cheshire | WA16 9EZ | England | 377207 | 374565 | CARRINGTON / FIDDLERS FERRY | ELWORTH GT1 / ELWORTH GT2 / KNUTSFORD GT1 / KNUTSFORD GT2 | ILFORDS T1 / KNUTSFORD T1 / MOBBERLEY T1 / RADBROKE HALL T1 | 33 | SP Manweb plc | Fossil - Oil | Engine (combustion / reciprocating) | Yes | 0 | 0 | 3.6 | Fossil - Oil | Engine (combustion / reciprocating) | Yes | 0 | 0 | 1.82 | data not applicable | data not applicable | No | 0 | 0 | 0 | data not available | Connected | 5.42 | 5.42 | 5.7053 |  | data not available | data not available | data not applicable | data not applicable | data not applicable | data not applicable | data not applicable | data not available | data not applicable | N | N | data not available | N | data not available | data not available | 44088 | data not available | 318
1640000876530 | [5 empty] | 1640000876520 | UTILITY ENGINEERING SOLUTIONS LTD | BLAGUEGATE WORKS | STANLEY WAY |  | SKELMERSDALE | LANCASHIRE | WN8 8EA | ENGLAND | 346935 | 407521 | WASHWAY FARM GSP / KIRKBY GSP GROUP | SKELMERSDALE | SKELMERSDALE | 11 | ELECTRICITY NORTH WEST LIMITED | FOSSIL - GAS | ENGINE (COMBUSTION / RECIPROCATING) | NO | 0 | 0 | 7.952 |  |  |  | 0 | 0 | 0 |  |  |  | 0 | 0 | 0 | NO | CONNECTED | 0 | 0 | 0 | 0 | 0 |  | 7.952 | 7.5543999999999993 | 7.952 | 0 | 0 | 2017-09-03 |  | NO | YES |  | TO BE CONFIRMED |  |  | 2024-03-14 | 53.561608868542, -2.802602111152243
Data not available | [6 empty] | Utility Management Centre | HOBLAND FARM | Excalibur Road | BEACONS PARK | Great Yarmouth | Norfolk | NR31 7RQ | England | 651550 | 301966 | Norwich Main | Gorleston Grid 33kV | Bradwell Primary 11kV | 11 | Eastern Power Networks (EPN) | Fossil - Gas | Gas turbine (OCGT) |  |  |  | 6 | [12 empty] | No | Connected | 6 | 6 | 6.316 | 0.35 | 0.368 | 2021-12-08 | [13 empty] | 2022-12-14 | 1.6056 | 52.4393 | 52.4393387727008, 1.60557502624161 | EPN-S0000000H5049 | Fossil fuel
2200040870944 | [5 empty] | 2200040870953 | Valencia energy ltd | Wellington poole waste disposal site import/export site | Edl Uk, Generation Plant | Poole Landfill Site, East Nynehead Road, Nynehead | Wellington | Somerset | TA21 9HH | United Kingdom | 315148 | 121826 | Taunton Sgp | Taunton Main Bsp | Wellington Town | 11 | National Grid Electricity Distribution (South West) Plc | Biofuel - Landfill gas | Gas turbine (OCGT) | No | data not available | data not available | 1.25 | data not applicable | data not applicable | data not applicable | data not available | data not available | data not applicable | data not applicable | data not applicable | data not applicable | data not available | data not available | data not applicable | data not available | Connected | 1.25 | 1.33 | 1.4 | 0.19 | 0.2 | 38384 | data not applicable | data not applicable | data not applicable | data not applicable | data not applicable | data not applicable | data not applicable | data not available | data not available | data not available | data not available | data not available | data not available | 45750
Data Not Available | [5 empty] | Data Not Available | Valley Park CHP | Valley Park CHP | Cranswick Foods | Valley Park | Barnsley | North Yorkshire | S73 0UN | England | 441242 | 402510 | West Melton Section 3 | West Melton | Dearne Road | 11 | Northern Powergrid (Yorkshire) plc | Fossil - Gas | Steam turbine (thermal power plant) | Yes | Data Not Applicable | Data Not Applicable | 1.169 | Data Not Available | Data Not Available | Data Not Available | Data Not Available | Data Not Available | Data Not Available | Data Not Available | Data Not Available | Data Not Available | Data Not Available | Data Not Available | Data Not Available | No | Connected | 1.169 | 1.169 | 1.231 | Data Not Available | Data Not Available | 2023-12-21 00:00:00 | Data Not Applicable | Data Not Applicable | 1.231 | Data Not Applicable | Data Not Applicable | 2020-03-16 00:00:00 | Data Not Available | Data Not Available | Data Not Available | Data Not Available | Data Not Available | Data Not Available | Data Not Available | 2024-02-22 | 53.51765377121999, -1.3794796978385435 | 2020-03-16 | 2023-12-21 | Barnsley
1900060582768 | [5 empty] | Data not available | VAN HEYNIGEN GENERATION | THANET NURSERIES |  |  | BIRCHINGTON | KENT | ME13 9EJ | England | 607637 | 162739 | Canterbury North | Herne Bay Grid 33kV | Whitstable 11kV | 11 | South Eastern Power Networks (SPN) | Fossil - Gas | Steam-gas turbine (CCGT) |  |  |  | 9 | [12 empty] | No | Connected | 9 | 9 | 9.474 |  |  | 1999-09-30 | [13 empty] | 2021-07-14 | 0.34461 | 51.3038 | 51.3037888033953, 0.344608564023661 | SPN-S000000008519 | Solar PV
2000000000000 | [5 empty] | 2000000000000 | VELOX POWER LIMITED | ALLINGTON LANE | ITCHEN PW DIESEL | DATA NOT AVAILABLE | EASTLEIGH | HAMPSHIRE | SO18 3NE | ENGLAND | 445724 | 115396 | NURSLING GSP | VELMORE | DATA NOT AVAILABLE | DATA NOT AVAILABLE | SOUTHERN ELECTRIC POWER DISTRIBUTION PLC | FOSSIL - GAS | DATA NOT AVAILABLE | NO | DATA NOT AVAILABLE | DATA NOT AVAILABLE | 19 | DATA NOT AVAILABLE | DATA NOT AVAILABLE | DATA NOT AVAILABLE | DATA NOT AVAILABLE | DATA NOT AVAILABLE | DATA NOT AVAILABLE | DATA NOT AVAILABLE | DATA NOT AVAILABLE | DATA NOT AVAILABLE | DATA NOT AVAILABLE | DATA NOT AVAILABLE | DATA NOT AVAILABLE | NO | CONNECTED | 19 | 19 | 20 | DATA NOT AVAILABLE | DATA NOT AVAILABLE | DATA NOT AVAILABLE | DATA NOT AVAILABLE | DATA NOT AVAILABLE | DATA NOT AVAILABLE | DATA NOT AVAILABLE | DATA NOT AVAILABLE | DATA NOT AVAILABLE | DATA NOT AVAILABLE | N | DATA NOT AVAILABLE | DATA NOT AVAILABLE | DATA NOT AVAILABLE | DATA NOT AVAILABLE | DATA NOT AVAILABLE | 44440
2000000000000 | [5 empty] | 2000000000000 | VEOLIA ENERGY & UTILITY SERVICES UK PLC | SOUTHAMPTON UNIVERSITY HOSPITAL NHS TRUS | DATA NOT AVAILABLE | TREMONA ROAD | SOUTHAMPTON | SOUTHAMPTON | SO16 6YD | ENGLAND | 439793 | 114993 | NURSLING GSP | ROWNHAMS | MAYBUSH | 11 | SOUTHERN ELECTRIC POWER DISTRIBUTION PLC | FOSSIL - GAS | DATA NOT AVAILABLE | NO | DATA NOT AVAILABLE | DATA NOT AVAILABLE | 4.37 | DATA NOT AVAILABLE | DATA NOT AVAILABLE | DATA NOT AVAILABLE | DATA NOT AVAILABLE | DATA NOT AVAILABLE | DATA NOT AVAILABLE | DATA NOT AVAILABLE | DATA NOT AVAILABLE | DATA NOT AVAILABLE | DATA NOT AVAILABLE | DATA NOT AVAILABLE | DATA NOT AVAILABLE | NO | CONNECTED | 4.37 | 4.37 | 4.6 | DATA NOT AVAILABLE | DATA NOT AVAILABLE | DATA NOT AVAILABLE | DATA NOT AVAILABLE | DATA NOT AVAILABLE | DATA NOT AVAILABLE | DATA NOT AVAILABLE | DATA NOT AVAILABLE | DATA NOT AVAILABLE | DATA NOT AVAILABLE | N | DATA NOT AVAILABLE | DATA NOT AVAILABLE | DATA NOT AVAILABLE | DATA NOT AVAILABLE | DATA NOT AVAILABLE | 44105
1160001169291 | [5 empty] | 1160001169307 | Veolia environmental services | Albion landfill | New Albion Landfill Site | Occupation Road, Albert Village | Swadlincote | Derbyshire | DE11 8HD | United Kingdom | 431160 | 317891 | Drakelow 132Kv | Gresley 33Kv S Stn | Moira 33 11Kv S Stn | 0.4 | National Grid Electricity Distribution (East Midlands) Plc | data not available | data not available | No | data not available | data not available | 5 | data not applicable | data not applicable | data not applicable | data not available | data not available | data not applicable | data not applicable | data not applicable | data not applicable | data not available | data not available | data not applicable | data not available | Connected | 5 | 4.75 | 5 | 0.19 | 0.2 | 40599 | data not applicable | data not applicable | data not applicable | data not applicable | data not applicable | data not applicable | data not applicable | data not available | data not available | data not available | data not available | data not available | data not available | 45750
2000000000000 | [5 empty] | 2000000000000 | VEOLIA ES (UK) LIMITED | DATA NOT AVAILABLE | PORTSMOUTH 182-3DATA NOT AVAILABLE2 | PAULSGROVE LANDFILL SITE | PORTSMOUTH | PORTSMOUTH | PO6 4UD | ENGLAND | 463870 | 104772 | LOVEDEAN GSP | WYMERING | PORTCHESTER | 11 | SOUTHERN ELECTRIC POWER DISTRIBUTION PLC | BIOFUEL - LANDFILL GAS | DATA NOT AVAILABLE | NO | DATA NOT AVAILABLE | DATA NOT AVAILABLE | 2.375 | DATA NOT AVAILABLE | DATA NOT AVAILABLE | DATA NOT AVAILABLE | DATA NOT AVAILABLE | DATA NOT AVAILABLE | DATA NOT AVAILABLE | DATA NOT AVAILABLE | DATA NOT AVAILABLE | DATA NOT AVAILABLE | DATA NOT AVAILABLE | DATA NOT AVAILABLE | DATA NOT AVAILABLE | NO | CONNECTED | 2.375 | 2.375 | 2.5 | DATA NOT AVAILABLE | DATA NOT AVAILABLE | DATA NOT AVAILABLE | DATA NOT AVAILABLE | DATA NOT AVAILABLE | DATA NOT AVAILABLE | DATA NOT AVAILABLE | DATA NOT AVAILABLE | DATA NOT AVAILABLE | DATA NOT AVAILABLE | N | DATA NOT AVAILABLE | DATA NOT AVAILABLE | DATA NOT AVAILABLE | DATA NOT AVAILABLE | DATA NOT AVAILABLE | 44105
1200010258304 | [6 empty] | Veolia ES SELCHP Ltd | Kennels Site | LANDMANN WAY | Deptford Business Centre | Deptford | LONDON | SE14 5RS | England | 535818 | 177990 | New Cross 132kV to Wimbledon 1 and 2 132kV | - |  | 132 | London Power Networks (LPN) | Fossil - Gas | Engine (combustion / reciprocating) | Yes |  |  | 31.6 | [12 empty] | No | Connected | 31.6 | 31.6 | 39.5 |  |  | 1996-01-01 | [13 empty] | 2022-12-14 | -0.2561 | 51.5455 | 51.5454920555882, -0.256104533115631 |  | Fossil fuel
1800060357170 | [5 empty] | data not applicable | Veolia Water | Seafield Sewage Plant | 20 | MARINE ESPLANADE | Edinburgh | Edinburgh City | EH6 7RF | Scotland | 328668 | 675921 | Portobello | data not applicable | PORTOBELLO (11kV) | 11 | SP Distribution Ltd | Biofuel - Landfill gas | Steam-gas turbine (CCGT) | No | data not available | data not available | 3.19 | data not applicable | data not applicable | No | 0 | 0 | 0 | data not applicable | data not applicable | No | 0 | 0 | 0 | Yes | Connected | 3.19 | 3.19 | 3.3579 | 0 | 0 | 41640 | data not applicable | data not applicable | data not applicable | data not applicable | data not applicable | data not available | data not available | N | N | data not available | N | data not available | data not available | 44088 | data not available | 689
1200061768125 | [6 empty] | Viacom International | Viacom International | 17-29 HAWLEY CRESCENT |  | CAMDEN | LONDON | NW1 8TT | England | 528845 | 184099 | Islington 132kV | - | Georgiana St 11kV | 11 | London Power Networks (LPN) | Fossil - Oil | Engine (combustion / reciprocating) |  |  |  | 1 | [12 empty] | No | Connected | 1 | 1 | 1.25 |  |  | 2015-09-28 | [13 empty] | 2021-12-14 | -0.088322 | 51.5051 | 51.5050913893091, -0.0883224551181721 | LPN-S000000000917 | Fossil fuel
1594000000047 | [5 empty] | Data Not Available | Viking Power Station | Viking Power Station | Seal Sands Power Station | Seal Sands Road | Stockton-On-Tees | County Durham | TS1 2NR | England | 449387 | 520313 | Saltholme | Seal Sands | Viking Power | 66 | Northern Powergrid (Northeast) plc | Fossil - Gas | Engine (combustion / reciprocating) | Yes | Data Not Applicable | Data Not Applicable | 61.75 | Data Not Available | Data Not Available | Data Not Available | Data Not Available | Data Not Available | Data Not Available | Data Not Available | Data Not Available | Data Not Available | Data Not Available | Data Not Available | Data Not Available | Yes | Connected | 61.75 | 47.5 | 50 | Data Not Available | Data Not Available | 2000-06-06 00:00:00 | Data Not Applicable | Data Not Applicable | 65 | Data Not Applicable | Data Not Applicable | Data Not Available | Data Not Available | Data Not Available | Data Not Available | Data Not Available | Data Not Available | Data Not Available | Data Not Available | 2017-03-08 | 54.57562613741838, -1.2375205026012444 |  | 2000-06-06 | Middlesbrough
DATA NOT AVAILABLE | [5 empty] | 1620000850938 | VIRGIN MEDIA LIMITED | CITY HOUSE | TIMPSON ROAD | ROUNDTHORN INDUSTRIAL ESTATE | MANCHESTER | GREATER MANCHESTER | M23 9WX | ENGLAND | 380532 | 389137 | CARRINGTON ENWL SGTS 1B 2B 4 7 | SALE | BAGULEY | 11 | ELECTRICITY NORTH WEST LIMITED | FOSSIL - OIL | ENGINE (COMBUSTION / RECIPROCATING) | NO | 0 | 0 | 6.2 |  |  |  | 0 | 0 | 0 |  |  |  | 0 | 0 | 0 | NO | CONNECTED | 6.2 | 0 | 0 | 3.8 | 4 | 2018-10-01 |  |  |  | 0 | 0 |  |  | NO | NO |  |  |  |  | 2021-12-06 | 53.398696650822856, -2.2942501085836993
DATA NOT AVAILABLE | [5 empty] | 1640000362298 | VIRGIN MEDIA LIMITED | 4 ARCHWAY | 400 BROADWAY |  | SALFORD | GREATER MANCHESTER | M5 5UE | ENGLAND | 379785 | 397652 | KEARSLEY 132 GSP | FREDERICK RD | SALFORD QUAYS | 6.6 | ELECTRICITY NORTH WEST LIMITED | FOSSIL - OIL | ENGINE (COMBUSTION / RECIPROCATING) | YES | 0 | 0 | 2.004 |  |  |  | 0 | 0 | 0 |  |  |  | 0 | 0 | 0 | NO | CONNECTED | 2.004 | 0 | 0 | 2.09 | 2.2 | 2015-03-18 |  |  |  | 0 | 0 |  |  | NO | NO |  |  |  |  | 2021-12-06 | 53.475204407525275, -2.3060341624014282
[6 empty] | 2316510164010 | Virgin Media Unit 1-12 Mayfair Business Park Short Term Standby Generation | Virgin Media Unit 1-12 Mayfair Business Park Short Term Standby Generation | Virgin Media United 1-12 | Link Road | Bradford | West Yorkshire | BD4 8PW | England | 418565 | 432079 | Bradford West | Bradford | Mount Street | 11 | Northern Powergrid (Yorkshire) plc | Other | Other | No | Data Not Applicable | Data Not Applicable | 1.2 | Data Not Available | Data Not Available | Data Not Available | Data Not Available | Data Not Available | Data Not Available | Data Not Available | Data Not Available | Data Not Available | Data Not Available | Data Not Available | Data Not Available | No | Connected | 1.2 | 0 | 0 | 0.95 | 1 | Data Not Available | Data Not Applicable | Data Not Applicable | 1.263 | Data Not Applicable | Data Not Applicable | 2018-01-10 00:00:00 | Data Not Available | Data Not Available | Data Not Available | Data Not Available | Data Not Available | Data Not Available | Data Not Available | 2024-09-11 | 53.78470702881297, -1.7197196142368116 | 2018-01-10 |  | Bradford
1430000005115 | [5 empty] | 1427383500006 | Viridis energy (norgen) limited | Generation site | Harnhill Quarry | Aust Road, Olvaston | Bristol | Avon | BS12 3DF | United Kingdom | 359997 | 187653 | Iron Acton 132Kv S Stn | Chipping Sodbury 132Kv S Stn | Alveston 33 11Kv S Stn | 11 | National Grid Electricity Distribution (West Midlands) Plc | data not available | data not available | No | data not available | data not available | 0.4 | data not applicable | data not applicable | data not applicable | data not available | data not available | data not applicable | data not applicable | data not applicable | data not applicable | data not available | data not available | data not applicable | data not available | Connected | 0.4 | 2.47 | 2.6 | 0.0855 | 0.09 | 42461 | data not applicable | data not applicable | data not applicable | data not applicable | data not applicable | data not applicable | data not applicable | data not available | data not available | data not available | data not available | data not available | data not available | 45750
1620001681359 | [5 empty] | 1620001681340 | VIRIDIS ENERGY (NORGEN) LIMITED | CLITHEROE WORKS | LYTHAM ROAD | CLIFTON | PRESTON | LANCASHIRE | PR4 0XE | ENGLAND | 347051 | 428761 | PENWORTHAM WEST GSP / STANAH GSP GROUP | PEEL | - | 33 | ELECTRICITY NORTH WEST LIMITED | BIOFUEL - LANDFILL GAS | ENGINE (COMBUSTION / RECIPROCATING) | NO | 0 | 0 | 6.118 |  |  |  | 0 | 0 | 0 |  |  |  | 0 | 0 | 0 | NO | CONNECTED | 6.118 | 6.118 | 6.44 | 0.038 | 0.04 | 2004-12-04 |  |  |  | 0 | 0 |  |  | NO | NO |  |  |  |  | 2021-12-06 | 53.752510533936096, -2.8044786374888693
1620001272864 | [5 empty] | 1620001272855 | VIRIDIS ENERGY (NORGEN) LIMITED | SALT AYRE LANDFILL 3 | SALT AYRE LANE | SALT AYRE LANE | LANCASTER | LANCASHIRE | LA1 5JS | ENGLAND | 345636 | 462499 | HEYSHAM GSP | LANCASTER | BROADWAY | 6.6 | ELECTRICITY NORTH WEST LIMITED | BIOFUEL - LANDFILL GAS | ENGINE (COMBUSTION / RECIPROCATING) | NO | 0 | 0 | 1.15 |  |  |  | 0 | 0 | 0 |  |  |  | 0 | 0 | 0 | NO | CONNECTED | 1.15 | 0.95 | 1 | 0.038 | 0.04 | 2008-09-01 |  |  |  | 0 | 0 |  |  | NO | NO |  |  |  |  | 2021-12-06 | 54.05556301741018, -2.8319400841598816
1620000276859 | [5 empty] | 1620000279344 | VIRIDIS ENERGY (NORGEN) LIMITED | SALT AYRE LANDFILL 2 | SALT AYRE LANE | SALT AYRE LANE | LANCASTER | LANCASHIRE | LA1 5JS | ENGLAND | 345754 | 462416 | HEYSHAM GSP | LANCASTER | WESTGATE | 6.6 | ELECTRICITY NORTH WEST LIMITED | BIOFUEL - LANDFILL GAS | ENGINE (COMBUSTION / RECIPROCATING) | NO | 0 | 0 | 1 |  |  |  | 0 | 0 | 0 |  |  |  | 0 | 0 | 0 | NO | CONNECTED | 1 | 0.95 | 1 | 0.038 | 0.04 | 2000-11-17 |  |  |  | 0 | 0 |  |  | NO | NO |  |  |  |  | 2021-12-06 | 54.054829584518835, -2.8301228852087044
1630000016808 | [5 empty] | 1630000016792 | VIRIDIS ENERGY (NORGEN) LIMITED | SALT AYRE LANDFILL | OVANGLE ROAD | OVANGLE ROAD | LANCASTER | LANCASHIRE | LA1 5JR | ENGLAND | 345722 | 462405 | HEYSHAM GSP | LANCASTER | LANCASTER | 11 | ELECTRICITY NORTH WEST LIMITED | BIOFUEL - LANDFILL GAS | ENGINE (COMBUSTION / RECIPROCATING) | NO | 0 | 0 | 1.15 |  |  |  | 0 | 0 | 0 |  |  |  | 0 | 0 | 0 | NO | CONNECTED | 1.15 | 1.0925 | 1.15 | 0.038 | 0.04 | 2008-09-01 |  |  |  | 0 | 0 |  |  | NO | NO |  |  |  |  | 2021-12-06 | 54.05472735631568, -2.8306096696443035
1620000278216 | [5 empty] | 1620000279353 | VIRIDIS ENERGY (NORGEN) LIMITED | HESPIN WOOD LANDFILL |  | ROCKCLIFFE | CARLISLE | CUMBRIA | CA6 4BJ | ENGLAND | 336507 | 563047 | HARKER ENWL SGTS 1 2 3A 4 / HUTTON GSP GROUP | CARLISLE NORTH | CARLISLE NORTH | 11 | ELECTRICITY NORTH WEST LIMITED | BIOFUEL - LANDFILL GAS | ENGINE (COMBUSTION / RECIPROCATING) | NO | 0 | 0 | 1.33 |  |  |  | 0 | 0 | 0 |  |  |  | 0 | 0 | 0 | NO | CONNECTED | 1.33 | 1.235 | 1.3 | 0.038 | 0.04 | 2000-06-16 |  |  |  | 0 | 0 |  |  | NO | NO |  |  |  |  | 2021-12-06 | 54.95799848347828, -2.9930491420668868
1700000000000 | [5 empty] | 1700000000000 | VIRIDIS ENERGY (NORGEN) LIMITED | DATA NOT AVAILABLE | LOCHHEAD LANDFILL SITE | ARBROATH ROAD | FORFAR | ANGUS | DD8 2RL | SCOTLAND | 348372 | 750888 | LUNANHEAD | DATA NOT APPLICABLE | LUNANHEAD | 11 | SCOTTISH HYDRO ELECTRIC POWER DISTRIBUTION PLC | BIOFUEL - LANDFILL GAS | DATA NOT AVAILABLE | NO | DATA NOT AVAILABLE | DATA NOT AVAILABLE | 1.9 | DATA NOT AVAILABLE | DATA NOT AVAILABLE | DATA NOT AVAILABLE | DATA NOT AVAILABLE | DATA NOT AVAILABLE | DATA NOT AVAILABLE | DATA NOT AVAILABLE | DATA NOT AVAILABLE | DATA NOT AVAILABLE | DATA NOT AVAILABLE | DATA NOT AVAILABLE | DATA NOT AVAILABLE | NO | CONNECTED | 1.9 | 1.9 | 2 | DATA NOT AVAILABLE | DATA NOT AVAILABLE | DATA NOT AVAILABLE | DATA NOT AVAILABLE | DATA NOT AVAILABLE | DATA NOT AVAILABLE | DATA NOT AVAILABLE | DATA NOT AVAILABLE | DATA NOT AVAILABLE | DATA NOT AVAILABLE | N | DATA NOT AVAILABLE | DATA NOT AVAILABLE | DATA NOT AVAILABLE | DATA NOT AVAILABLE | DATA NOT AVAILABLE | 44105
2000000000000 | [5 empty] | DATA NOT AVAILABLE | VIRIDIS ENERGY (NORGEN) LIMITED | DATA NOT AVAILABLE | LANDFILL GAS GENERATION SITE | BEACON HILL | WIMBORNE | DORSET | DATA NOT AVAILABLE | ENGLAND | DATA NOT AVAILABLE | DATA NOT AVAILABLE | MANNINGTON GSP | LYTCHETT | CORFE MULLEN | 11 | SOUTHERN ELECTRIC POWER DISTRIBUTION PLC | BIOFUEL - LANDFILL GAS | ENGINE (COMBUSTION / RECIPROCATING) | NO | DATA NOT AVAILABLE | DATA NOT AVAILABLE | 1.093 | DATA NOT AVAILABLE | DATA NOT AVAILABLE | DATA NOT AVAILABLE | DATA NOT AVAILABLE | DATA NOT AVAILABLE | DATA NOT AVAILABLE | DATA NOT AVAILABLE | DATA NOT AVAILABLE | DATA NOT AVAILABLE | DATA NOT AVAILABLE | DATA NOT AVAILABLE | DATA NOT AVAILABLE | NO | CONNECTED | 1.093 | 1.093 | 1.15 | DATA NOT AVAILABLE | DATA NOT AVAILABLE | DATA NOT AVAILABLE | DATA NOT AVAILABLE | DATA NOT AVAILABLE | DATA NOT AVAILABLE | DATA NOT AVAILABLE | DATA NOT AVAILABLE | DATA NOT AVAILABLE | DATA NOT AVAILABLE | N | DATA NOT AVAILABLE | DATA NOT AVAILABLE | DATA NOT AVAILABLE | DATA NOT AVAILABLE | DATA NOT AVAILABLE | 44105
1023536852431 | [6 empty] | VIRIDIS ENERGY (NORGEN) LIMITED | GODMANCHESTER LANDFILL SITE | COW LANE |  | Godmanchester | Cambs | PE29 2EJ | England | 525090 | 271010 | Eaton Socon | - | Huntingdon Grid 11kV | 11 | Eastern Power Networks (EPN) | Biofuel - Landfill gas | Engine (combustion / reciprocating) |  |  |  | 3 | [12 empty] | No | Connected | 3 | 3 | 3.158 | 0.06 | 0.063 | 2003-03-31 | [13 empty] | 2024-11-14 | -0.49116 | 51.9434 | 51.9434366617148, -0.491162676119361 |  | Biogas
1023480673328 | [6 empty] | VIRIDIS ENERGY (NORGEN) LIMITED | STATION FARM LANDFILL GENERATOR | Station Road | Buckden | St Neots | Cambs | PE19 5UH | England | 521450 | 269170 | Eaton Socon | Little Barford 33kV | Offord Primary 11kV | 11 | Eastern Power Networks (EPN) | Biofuel - Landfill gas | Engine (combustion / reciprocating) |  |  |  | 2.56 | [12 empty] | No | Connected | 2.56 | 2.56 | 2.695 |  |  | 1999-11-04 | [13 empty] | 2024-11-14 | 0.39895 | 51.7514 | 51.7514124074106, 0.398946690629527 | EPN-S0000000H3022 | Biogas
1900028429543 | [5 empty] | 1900060708873 | VIRIDIS ENERGY (NORGEN) LIMITED | PATTESON COURT LANDFILL | CORMONGERS LANE |  | NUTFIELD | SURREY | RH1 4ER | England | 529688 | 151200 | Bolney SGT | Leigh Grid 33kV | Nutfield 11kV | 11 | South Eastern Power Networks (SPN) | Biofuel - Landfill gas | Gas turbine (OCGT) |  |  |  | 3.9 | [12 empty] | No | Connected | 3.9 | 3.9 | 4.105 |  |  | 2000-03-29 | [13 empty] | 2023-04-18 | 0.051915 | 50.8462 | 50.8461643088185, 0.0519148476122525 | SPN-S000000008430 | Biogas
1023514116247 | [6 empty] | VIRIDIS ENERGY (NORGEN) LIMITED | WARBOYS LANDFILL SITE | Puddock Road |  | Huntingdon | Cambs | PE28 2TX | England | 530980 | 281940 | Eaton Socon | Huntingdon Grid 33kV | Bury Primary 11kV | 11 | Eastern Power Networks (EPN) | Biofuel - Landfill gas | Engine (combustion / reciprocating) |  |  |  | 3 | [12 empty] | No | Connected | 3 | 3 | 3.158 | 0.04 | 0.042 | 2005-03-22 | [13 empty] | 2024-11-14 | 0.71134 | 51.5553 | 51.5553037029287, 0.711340243286509 | EPN-S0000000H7005 | Fossil fuel
1800060632670 | [5 empty] | data not applicable | Viridor | Viridor | Oxwell Mains | data not available | Dunbar | East Lothian | EH42 1SW | Scotland | 371051 | 675563 | Dunbar | data not applicable | data not available | 33 | SP Distribution Ltd | Biofuel - Landfill gas | Steam-gas turbine (CCGT) | No | data not available | data not available | 36 | data not applicable | data not applicable | No | 0 | 0 | 0 | data not applicable | data not applicable | No | 0 | 0 | 0 | No | Connected | 36 | 36 | 37.8947 | 0 | 0 | data not available | data not applicable | data not applicable | data not applicable | data not applicable | data not applicable | data not available | data not available | N | N | data not available | N | 93277 | data not available | 44088 | data not available | 776
1800060749670 | [5 empty] | data not applicable | Viridor | Polmadie Resource Recovery Facility | Polmadie Connection A (Waste Energy) | Polmadie Road | Glasgow | Glasgow City | G42 0PL | Scotland | 259342 | 662421 | Dalmarnock | data not applicable | data not available | 33 | SP Distribution Ltd | Biofuel - Landfill gas | Steam-gas turbine (CCGT) | No | data not available | data not available | 16 | data not applicable | data not applicable | No | 0 | 0 | 0 | data not applicable | data not applicable | No | 0 | 0 | 0 | Yes | Connected | 16 | 16 | 16.8421 | 0 | 0 | data not available | data not applicable | data not applicable | data not applicable | data not applicable | data not applicable | data not available | data not available | N | N | data not available | N | data not available | data not available | 44088 | data not available | 635
DATA NOT AVAILABLE | [5 empty] | DATA NOT AVAILABLE | VIRIDOR | PILSWORTH POWER PLANT | MOSS HALL ROAD | MOSS HALL ROAD | BURY | GREATER MANCHESTER | BL9 7JL | ENGLAND | 383057 | 409766 | KEARSLEY 132 GSP | BURY | HEAP BRIDGE | 6.6 | ELECTRICITY NORTH WEST LIMITED | FOSSIL - GAS | GAS TURBINE (OCGT) | NO | 0 | 0 | 5.5 |  |  |  | 0 | 0 | 0 |  |  |  | 0 | 0 | 0 | NO | CONNECTED | 0 | 0 | 0 | 0 | 0 |  | 7.5 | 4.2749999999999995 | 4.5 | 1.9 | 2 | 2018-10-15 |  | NO | NO |  | TO BE CONFIRMED |  |  | 2024-03-14 | 53.584204482773195, -2.2573976941498706
1640000068227 | [5 empty] | 1630000844202 | VIRIDOR WASTE (GREATER MANCHESTER) LIMITED | LONGLEY LANE | LONGLEY LANE | NORTHENDEN | MANCHESTER | GREATER MANCHESTER | M22 4RQ | ENGLAND | 383554 | 388982 | SOUTH MANCHESTER GSP | WEST DIDSBURY | NORTHENDEN | 6.6 | ELECTRICITY NORTH WEST LIMITED | BIOFUEL - LANDFILL GAS | ENGINE (COMBUSTION / RECIPROCATING) | YES | 0 | 0 | 2.19 |  |  |  | 0 | 0 | 0 |  |  |  | 0 | 0 | 0 | NO | CONNECTED | 2.19 | 2.375 | 2.5 | 2.85 | 3 | 2010-11-01 |  |  |  | 0 | 0 |  |  | NO | NO |  |  |  |  | 2021-12-06 | 53.39740687999334, -2.2487936903734527
1630000875326 | [5 empty] | 1630000875326 | VIRIDOR WASTE (GREATER MANCHESTER) LIMITED | ULLSWATER ROAD | BREDBURY PARK WAY | BREDBURY | STOCKPORT | GREATER MANCHESTER | SK6 2SN | ENGLAND | 392689 | 392195 | BREDBURY GSP | VERNON PARK | WOODLEY | 11 | ELECTRICITY NORTH WEST LIMITED | BIOFUEL - LANDFILL GAS | ENGINE (COMBUSTION / RECIPROCATING) | YES | 0 | 0 | 3.32 |  |  |  | 0 | 0 | 0 |  |  |  | 0 | 0 | 0 | NO | CONNECTED | 3.32 | 2.622 | 2.76 | 3.325 | 3.5 | 2011-10-01 |  |  |  | 0 | 0 |  |  | NO | NO |  |  |  |  | 2021-12-06 | 53.42649450701803, -2.1114899250839088
1900060404132 | [5 empty] | Data not available | VIRIDOR WASTE DISPOSAL LTD | BIOGAS STONE SUB FEDEER B | COTTON LANE |  | DARTFORD | KENT | DA9 9BB | England | 556373 | 174886 | Northfleet East | Northfleet East 33kV | Stonemarshes 11kV | 11 | South Eastern Power Networks (SPN) | Biofuel landfill gas | Gas turbine (OCGT) |  |  |  | 1.2 | [12 empty] | No | Connected | 1.2 | 1.2 | 1.263 |  |  | 1997-11-21 | [13 empty] | 2021-01-15 | 0.46323 | 51.3308 | 51.3307887039417, 0.463229963323454 | SPN-S000000008333 | Fossil fuel
1630000351909 | [5 empty] | 1630000351884 | VIRIDOR WASTE MANAGEMENT LIMITED | WHITEHEAD LANDFILL SITE | EAST LANCASHIRE ROAD, ASTLEY | TYLDESLEY | MANCHESTER | GREATER MANCHESTER | M29 7HX | ENGLAND | 371504 | 400892 | KEARSLEY LOCAL 33 GSP | - | HILL TOP T13 | 11 | ELECTRICITY NORTH WEST LIMITED | BIOFUEL - LANDFILL GAS | ENGINE (COMBUSTION / RECIPROCATING) | NO | 0 | 0 | 2 |  |  |  | 0 | 0 | 0 |  |  |  | 0 | 0 | 0 | NO | CONNECTED | 2 | 1.9 | 2 | 0.095 | 0.1 | 2007-10-01 |  |  |  | 0 | 0 |  |  | NO | NO |  |  |  |  | 2021-12-06 | 53.50394118768981, -2.4310906605662415
1630000351875 | [5 empty] | 1630000351271 | VIRIDOR WASTE MANAGEMENT LIMITED | WHITEHEAD LANDFILL SITE | EAST LANCASHIRE ROAD, ASTLEY | TYLDESLEY | MANCHESTER | GREATER MANCHESTER | M29 7HX | ENGLAND | 371505 | 400885 | KEARSLEY LOCAL 33 GSP | - | HILL TOP T11 & T12 | 11 | ELECTRICITY NORTH WEST LIMITED | BIOFUEL - LANDFILL GAS | ENGINE (COMBUSTION / RECIPROCATING) | NO | 0 | 0 | 3.3 |  |  |  | 0 | 0 | 0 |  |  |  | 0 | 0 | 0 | NO | CONNECTED | 3.3 | 3.135 | 3.3 | 0.2375 | 0.25 | 2006-06-01 |  |  |  | 0 | 0 |  |  | NO | NO |  |  |  |  | 2021-12-06 | 53.50387832507548, -2.431074945790036
1620001154335 | [5 empty] | 1620001154326 | VIRIDOR WASTE MANAGEMENT LIMITED | PILSWORTH POWER PLANT | MOSS HALL ROAD | MOSS HALL ROAD | BURY | GREATER MANCHESTER | BL9 7JL | ENGLAND | 383002 | 409786 | KEARSLEY 132 GSP | BURY | HEAP BRIDGE | 6.6 | ELECTRICITY NORTH WEST LIMITED | BIOFUEL - LANDFILL GAS | ENGINE (COMBUSTION / RECIPROCATING) | NO | 0 | 0 | 4.124 |  |  |  | 0 | 0 | 0 |  |  |  | 0 | 0 | 0 | NO | CONNECTED | 4.124 | 3.8 | 4 | 0.038 | 0.04 | 2002-12-01 |  |  |  | 0 | 0 |  |  | NO | NO |  |  |  |  | 2021-12-06 | 53.58438245461033, -2.2582295609522225
1620000297041 | [5 empty] | 1620000297032 | VIRIDOR WASTE MANAGEMENT LIMITED | PILSWORTH LANDFILL SITE | PILSWORTH ROAD | PILSWORTH ROAD | BURY | GREATER MANCHESTER | BL9 8RP | ENGLAND | 383003 | 409780 | KEARSLEY 132 GSP | BURY | HEAP BRIDGE | 11 | ELECTRICITY NORTH WEST LIMITED | BIOFUEL - LANDFILL GAS | ENGINE (COMBUSTION / RECIPROCATING) | NO | 0 | 0 | 3.45 |  |  |  | 0 | 0 | 0 |  |  |  | 0 | 0 | 0 | NO | CONNECTED | 3.45 | 3.8 | 4 | 0.038 | 0.04 | 1998-10-15 |  |  |  | 0 | 0 |  |  | NO | NO |  |  |  |  | 2021-12-06 | 53.58432855812445, -2.2582141269593476
2000000000000 | [5 empty] | 2000000000000 | VIRIDOR WASTE MANAGEMENT LIMITED | VIRIDOR WASTE MANAGEMENT | VIRIDOR WASTE MANAGEMENT | BERE ROAD | WAREHAM | DORSET | BH20 7PA | ENGLAND | 389971 | 90089 | MANNINGTON GSP | WAREHAM | WAREHAM TOWN | 11 | SOUTHERN ELECTRIC POWER DISTRIBUTION PLC | BIOFUEL - LANDFILL GAS | DATA NOT AVAILABLE | NO | DATA NOT AVAILABLE | DATA NOT AVAILABLE | 3.8 | DATA NOT AVAILABLE | DATA NOT AVAILABLE | DATA NOT AVAILABLE | DATA NOT AVAILABLE | DATA NOT AVAILABLE | DATA NOT AVAILABLE | DATA NOT AVAILABLE | DATA NOT AVAILABLE | DATA NOT AVAILABLE | DATA NOT AVAILABLE | DATA NOT AVAILABLE | DATA NOT AVAILABLE | NO | CONNECTED | 3.8 | 3.8 | 4 | DATA NOT AVAILABLE | DATA NOT AVAILABLE | DATA NOT AVAILABLE | DATA NOT AVAILABLE | DATA NOT AVAILABLE | DATA NOT AVAILABLE | DATA NOT AVAILABLE | DATA NOT AVAILABLE | DATA NOT AVAILABLE | DATA NOT AVAILABLE | N | DATA NOT AVAILABLE | DATA NOT AVAILABLE | DATA NOT AVAILABLE | DATA NOT AVAILABLE | DATA NOT AVAILABLE | 44034
1030052384116 | [6 empty] | VIRIDOR WASTE MANAGEMENT LIMITED | MASONS LANDFILL SITE |  |  | Ipswich | Suffolk | IP6 0NW | England | 613500 | 250000 | Bramford | Stowmarket Grid 33kV | Claydon Cement Primary 11kV | 11 | Eastern Power Networks (EPN) | Biofuel - Landfill gas | Engine (combustion / reciprocating) |  |  |  | 4.96 | [12 empty] | No | Connected | 4.96 | 4.96 | 5.221 | 0.075 | 0.079 | 2009-04-10 | [13 empty] | 2024-11-14 | -0.021952 | 51.6782 | 51.6782301822987, -0.0219518056029112 | EPN-S0000000F7022 | Fossil fuel
1900060436923 | [5 empty] | Data not available | VIRIDOR WASTE MANAGEMENT LIMITED | GENERATION SITE LANDFILL SITE 474789 |  |  | BEDDINGHAM | EAST SUSSEX | BN8 6JX | England | 544552 | 107188 | Ninfield SGT | Lewes Grid 33kV | Lewes Central 11kV | 11 | South Eastern Power Networks (SPN) | Biofuel landfill gas | Gas turbine (OCGT) |  |  |  | 3.2 | [12 empty] | No | Connected | 3.2 | 3.2 | 3.368 |  |  | 1998-03-16 | [13 empty] | 2021-01-15 | 0.51295 | 50.8501 | 50.8501135760766, 0.512945728234627 | SPN-S000000008317 | Biogas
1900060437332 | [5 empty] | Data not available | VIRIDOR WASTE MANAGEMENT LIMITED | BEDDINGHAM LANDFILL SITE 474789 |  |  | BEDDINGHAM | EAST SUSSEX | BN8 6JX | England | 544552 | 107188 | Ninfield SGT | Lewes Grid 33kV | Lewes Central 11kV | 11 | South Eastern Power Networks (SPN) | Biofuel landfill gas | Gas turbine (OCGT) |  |  |  | 2 | [12 empty] | No | Connected | 2 | 2 | 2.105 |  |  | 1999-04-21 | [13 empty] | 2021-01-15 | 0.2987 | 51.2837 | 51.2836908448243, 0.298697578968365 |  | Biogas
1030058039810 | [6 empty] | VIRIDOR WASTE MANAGEMENT LIMITED | ELSENHAM LANDFILL |  |  | Bishops Stortford | Essex | CM22 6DJ | England | 554570 | 226840 | Pelham | Bishops Stortford Grid 33kV | Stansted Airport Main Pr 11kV | 11 | Eastern Power Networks (EPN) | Biofuel - Landfill gas | Engine (combustion / reciprocating) |  |  |  | 1 | [12 empty] | No | Connected | 1 | 1 | 1.053 |  |  | 2009-02-12 | [13 empty] | 2024-11-14 | 0.014142 | 51.693 | 51.6929938197364, 0.0141417963223496 | EPN-S0000000H7158 | Biogas
1023479366234 | [6 empty] | VIRIDOR WASTE MANAGEMENT LIMITED | OCKENDON B LANDFILL |  |  | GRAYS | Essex | RM16 5TZ | England | 561200 | 182120 | West Thurrock | - | Grays Primary 11kV | 11 | Eastern Power Networks (EPN) | Biofuel - Landfill gas | Engine (combustion / reciprocating) |  |  |  | 4.45 | [12 empty] | No | Connected | 4.45 | 4.45 | 4.684 |  |  | 1999-02-23 | [13 empty] | 2024-11-14 | -0.10549 | 52.5035 | 52.5035217275117, -0.105485002634972 | EPN-S0000000D6060 | Wind
1700000000000 | [5 empty] | 1700000000000 | BLENCATHRA HYDRO LTD | ARDVERIKIE ESTATE | ARDVERIKIE ESTATE | KINLOCHLAGGAN | INVERNESS | HIGHLAND | PH20 1BX | SCOTLAND | 253608 | 789634 | BOAT OF GARTEN | DATA NOT APPLICABLE | BOAT OF GARTEN GRID | 33 | SCOTTISH HYDRO ELECTRIC POWER DISTRIBUTION PLC | SOLAR | PHOTOVOLTAIC | NO | DATA NOT AVAILABLE | DATA NOT AVAILABLE | 5.938 | DATA NOT AVAILABLE | DATA NOT AVAILABLE | DATA NOT AVAILABLE | DATA NOT AVAILABLE | DATA NOT AVAILABLE | DATA NOT AVAILABLE | DATA NOT AVAILABLE | DATA NOT AVAILABLE | DATA NOT AVAILABLE | DATA NOT AVAILABLE | DATA NOT AVAILABLE | DATA NOT AVAILABLE | NO | CONNECTED | 5.938 | 5.938 | 6.25 | DATA NOT AVAILABLE | DATA NOT AVAILABLE | DATA NOT AVAILABLE | DATA NOT AVAILABLE | DATA NOT AVAILABLE | DATA NOT AVAILABLE | DATA NOT AVAILABLE | DATA NOT AVAILABLE | DATA NOT AVAILABLE | DATA NOT AVAILABLE | N | DATA NOT AVAILABLE | DATA NOT AVAILABLE | DATA NOT AVAILABLE | DATA NOT AVAILABLE | DATA NOT AVAILABLE | 44034
1700000000000 | [5 empty] | 1700000000000 | SSE GENERATION LTD | GAUR POWER STATION | GAUR POWER STATION | GENERATOR 1 IMPORT | PITLOCHRY | PERTHSHIRE AND KINROSS | PH17 2QE | SCOTLAND | 250435 | 756515 | RANNOCH | DATA NOT APPLICABLE | RANNOCH GRID | 33 | SCOTTISH HYDRO ELECTRIC POWER DISTRIBUTION PLC | SOLAR | PHOTOVOLTAIC | NO | DATA NOT AVAILABLE | DATA NOT AVAILABLE | 7.125 | DATA NOT AVAILABLE | DATA NOT AVAILABLE | DATA NOT AVAILABLE | DATA NOT AVAILABLE | DATA NOT AVAILABLE | DATA NOT AVAILABLE | DATA NOT AVAILABLE | DATA NOT AVAILABLE | DATA NOT AVAILABLE | DATA NOT AVAILABLE | DATA NOT AVAILABLE | DATA NOT AVAILABLE | NO | CONNECTED | 7.125 | 7.125 | 7.5 | DATA NOT AVAILABLE | DATA NOT AVAILABLE | DATA NOT AVAILABLE | DATA NOT AVAILABLE | DATA NOT AVAILABLE | DATA NOT AVAILABLE | DATA NOT AVAILABLE | DATA NOT AVAILABLE | DATA NOT AVAILABLE | DATA NOT AVAILABLE | N | DATA NOT AVAILABLE | DATA NOT AVAILABLE | DATA NOT AVAILABLE | DATA NOT AVAILABLE | DATA NOT AVAILABLE | 44034
1700000000000 | [5 empty] | 1700000000000 | SSE GENERATION LTD | SRON MOR POWER STATION | SRON MOR POWER STATION | GENERATOR 1 IMPORT | INVERARAY | ARGYLL AND BUTE | DATA NOT AVAILABLE | SCOTLAND | DATA NOT AVAILABLE | DATA NOT AVAILABLE | ARDKINGLAS GRID | DATA NOT APPLICABLE | ARDKINGLAS GRID | 33 | SCOTTISH HYDRO ELECTRIC POWER DISTRIBUTION PLC | SOLAR | PHOTOVOLTAIC | NO | DATA NOT AVAILABLE | DATA NOT AVAILABLE | 4.94 | DATA NOT AVAILABLE | DATA NOT AVAILABLE | DATA NOT AVAILABLE | DATA NOT AVAILABLE | DATA NOT AVAILABLE | DATA NOT AVAILABLE | DATA NOT AVAILABLE | DATA NOT AVAILABLE | DATA NOT AVAILABLE | DATA NOT AVAILABLE | DATA NOT AVAILABLE | DATA NOT AVAILABLE | NO | CONNECTED | 4.94 | 4.94 | 5.2 | DATA NOT AVAILABLE | DATA NOT AVAILABLE | DATA NOT AVAILABLE | DATA NOT AVAILABLE | DATA NOT AVAILABLE | DATA NOT AVAILABLE | DATA NOT AVAILABLE | DATA NOT AVAILABLE | DATA NOT AVAILABLE | DATA NOT AVAILABLE | N | DATA NOT AVAILABLE | DATA NOT AVAILABLE | DATA NOT AVAILABLE | DATA NOT AVAILABLE | DATA NOT AVAILABLE | 44034
1700000000000 | [5 empty] | 1700000000000 | SSE GENERATION LTD | FOYERS FALLS POWER STATION | FOYERS FALLS POWER STATION | LOCH NESS | INVERNESS | HIGHLAND | IV2 6XU | SCOTLAND | 249878 | 820861 | INVERNESS | DATA NOT APPLICABLE | FOYERS | 11 | SCOTTISH HYDRO ELECTRIC POWER DISTRIBUTION PLC | SOLAR | PHOTOVOLTAIC | NO | DATA NOT AVAILABLE | DATA NOT AVAILABLE | 4.75 | DATA NOT AVAILABLE | DATA NOT AVAILABLE | DATA NOT AVAILABLE | DATA NOT AVAILABLE | DATA NOT AVAILABLE | DATA NOT AVAILABLE | DATA NOT AVAILABLE | DATA NOT AVAILABLE | DATA NOT AVAILABLE | DATA NOT AVAILABLE | DATA NOT AVAILABLE | DATA NOT AVAILABLE | NO | CONNECTED | 4.75 | 4.75 | 5 | DATA NOT AVAILABLE | DATA NOT AVAILABLE | DATA NOT AVAILABLE | DATA NOT AVAILABLE | DATA NOT AVAILABLE | DATA NOT AVAILABLE | DATA NOT AVAILABLE | DATA NOT AVAILABLE | DATA NOT AVAILABLE | DATA NOT AVAILABLE | N | DATA NOT AVAILABLE | DATA NOT AVAILABLE | DATA NOT AVAILABLE | DATA NOT AVAILABLE | DATA NOT AVAILABLE | 44034
1700000000000 | [5 empty] | 1700000000000 | DATA NOT AVAILABLE | GARROGIE POWER STATION | GARROGIE POWER STATION | FECHLIN RIVER | FORT AUGUSTUS | HIGHLAND | IV2 6UR | SCOTLAND | 249164 | 813961 | INVERNESS | DATA NOT APPLICABLE | INVERNESS GRID | 33 | SCOTTISH HYDRO ELECTRIC POWER DISTRIBUTION PLC | SOLAR | PHOTOVOLTAIC | NO | DATA NOT AVAILABLE | DATA NOT AVAILABLE | 2.28 | DATA NOT AVAILABLE | DATA NOT AVAILABLE | DATA NOT AVAILABLE | DATA NOT AVAILABLE | DATA NOT AVAILABLE | DATA NOT AVAILABLE | DATA NOT AVAILABLE | DATA NOT AVAILABLE | DATA NOT AVAILABLE | DATA NOT AVAILABLE | DATA NOT AVAILABLE | DATA NOT AVAILABLE | NO | CONNECTED | 2.28 | 2.28 | 2.4 | DATA NOT AVAILABLE | DATA NOT AVAILABLE | DATA NOT AVAILABLE | DATA NOT AVAILABLE | DATA NOT AVAILABLE | DATA NOT AVAILABLE | DATA NOT AVAILABLE | DATA NOT AVAILABLE | DATA NOT AVAILABLE | DATA NOT AVAILABLE | N | DATA NOT AVAILABLE | DATA NOT AVAILABLE | DATA NOT AVAILABLE | DATA NOT AVAILABLE | DATA NOT AVAILABLE | 44034
1700000000000 | [5 empty] | 1700000000000 | DATA NOT AVAILABLE | INVERLAEL HYDRO STATION | INVERLAEL HYDRO STATION PRIVATE GENERATOR | DATA NOT AVAILABLE | GARVE | HIGHLAND | IV23 2SE | SCOTLAND | 215803 | 888422 | GRUDIE BRIDGE | DATA NOT APPLICABLE | GRUDIE BRIDGE | 33 | SCOTTISH HYDRO ELECTRIC POWER DISTRIBUTION PLC | SOLAR | PHOTOVOLTAIC | NO | DATA NOT AVAILABLE | DATA NOT AVAILABLE | 2.375 | DATA NOT AVAILABLE | DATA NOT AVAILABLE | DATA NOT AVAILABLE | DATA NOT AVAILABLE | DATA NOT AVAILABLE | DATA NOT AVAILABLE | DATA NOT AVAILABLE | DATA NOT AVAILABLE | DATA NOT AVAILABLE | DATA NOT AVAILABLE | DATA NOT AVAILABLE | DATA NOT AVAILABLE | NO | CONNECTED | 2.375 | 2.375 | 2.5 | DATA NOT AVAILABLE | DATA NOT AVAILABLE | DATA NOT AVAILABLE | DATA NOT AVAILABLE | DATA NOT AVAILABLE | DATA NOT AVAILABLE | DATA NOT AVAILABLE | DATA NOT AVAILABLE | DATA NOT AVAILABLE | DATA NOT AVAILABLE | N | DATA NOT AVAILABLE | DATA NOT AVAILABLE | DATA NOT AVAILABLE | DATA NOT AVAILABLE | DATA NOT AVAILABLE | 44034
1700000000000 | [5 empty] | 1700000000000 | BROADLAND RENEWABLE ENERGY LTD | GARVAN HYDRO | PRIVATE GENERATOR GARVAN HYDRO SCHEME | DATA NOT AVAILABLE | FORT WILLIAM | HIGHLAND | PH33 7AW | SCOTLAND | 199680 | 777507 | FORT WILLIAM | DATA NOT APPLICABLE | FORT WILLIAM GRID | 33 | SCOTTISH HYDRO ELECTRIC POWER DISTRIBUTION PLC | SOLAR | PHOTOVOLTAIC | NO | DATA NOT AVAILABLE | DATA NOT AVAILABLE | 1.995 | DATA NOT AVAILABLE | DATA NOT AVAILABLE | DATA NOT AVAILABLE | DATA NOT AVAILABLE | DATA NOT AVAILABLE | DATA NOT AVAILABLE | DATA NOT AVAILABLE | DATA NOT AVAILABLE | DATA NOT AVAILABLE | DATA NOT AVAILABLE | DATA NOT AVAILABLE | DATA NOT AVAILABLE | NO | CONNECTED | 1.995 | 1.995 | 2.1 | DATA NOT AVAILABLE | DATA NOT AVAILABLE | DATA NOT AVAILABLE | DATA NOT AVAILABLE | DATA NOT AVAILABLE | DATA NOT AVAILABLE | DATA NOT AVAILABLE | DATA NOT AVAILABLE | DATA NOT AVAILABLE | DATA NOT AVAILABLE | N | DATA NOT AVAILABLE | DATA NOT AVAILABLE | DATA NOT AVAILABLE | DATA NOT AVAILABLE | DATA NOT AVAILABLE | 44034
1700000000000 | [5 empty] | 1700000000000 | CLOCHNAHILL ENERGY LLP | DATA NOT AVAILABLE | WINDFARM | CLOCHNAHILL | STONEHAVEN | ABERDEENSHIRE | AB39 2XY | SCOTLAND | 382661 | 782254 | FIDDES | DATA NOT APPLICABLE | FIDDES | 33 | SCOTTISH HYDRO ELECTRIC POWER DISTRIBUTION PLC | SOLAR | PHOTOVOLTAIC | NO | DATA NOT AVAILABLE | DATA NOT AVAILABLE | 4.988 | DATA NOT AVAILABLE | DATA NOT AVAILABLE | DATA NOT AVAILABLE | DATA NOT AVAILABLE | DATA NOT AVAILABLE | DATA NOT AVAILABLE | DATA NOT AVAILABLE | DATA NOT AVAILABLE | DATA NOT AVAILABLE | DATA NOT AVAILABLE | DATA NOT AVAILABLE | DATA NOT AVAILABLE | NO | CONNECTED | 4.988 | 4.988 | 5.25 | DATA NOT AVAILABLE | DATA NOT AVAILABLE | DATA NOT AVAILABLE | DATA NOT AVAILABLE | DATA NOT AVAILABLE | DATA NOT AVAILABLE | DATA NOT AVAILABLE | DATA NOT AVAILABLE | DATA NOT AVAILABLE | DATA NOT AVAILABLE | N | DATA NOT AVAILABLE | DATA NOT AVAILABLE | DATA NOT AVAILABLE | DATA NOT AVAILABLE | DATA NOT AVAILABLE | 44034
1700000000000 | [5 empty] | 1700000000000 | ROTHES II LIMITED | CAIRN UISH PHASE 2 | CAIRN UISH PHASE 2 | DATA NOT AVAILABLE | ABERLOUR | MORAY | IV36 2RZ | SCOTLAND | 312259 | 850744 | DALLAS | DATA NOT APPLICABLE | DALLAS | 0.4 | SCOTTISH HYDRO ELECTRIC POWER DISTRIBUTION PLC | SOLAR | PHOTOVOLTAIC | NO | DATA NOT AVAILABLE | DATA NOT AVAILABLE | 39.33 | DATA NOT AVAILABLE | DATA NOT AVAILABLE | DATA NOT AVAILABLE | DATA NOT AVAILABLE | DATA NOT AVAILABLE | DATA NOT AVAILABLE | DATA NOT AVAILABLE | DATA NOT AVAILABLE | DATA NOT AVAILABLE | DATA NOT AVAILABLE | DATA NOT AVAILABLE | DATA NOT AVAILABLE | NO | CONNECTED | 39.33 | 39.33 | 41.4 | DATA NOT AVAILABLE | DATA NOT AVAILABLE | DATA NOT AVAILABLE | DATA NOT AVAILABLE | DATA NOT AVAILABLE | DATA NOT AVAILABLE | DATA NOT AVAILABLE | DATA NOT AVAILABLE | DATA NOT AVAILABLE | DATA NOT AVAILABLE | N | DATA NOT AVAILABLE | DATA NOT AVAILABLE | DATA NOT AVAILABLE | DATA NOT AVAILABLE | DATA NOT AVAILABLE | 44034
1700000000000 | [5 empty] | 1700000000000 | SOUTH UIST RENEWABLE ENERGY LTD | LOCH CARNAN COMMUNITY | WIND GENERATING STATION LOCH CARNAN COMMUNITY | DATA NOT AVAILABLE | ISLE OF SOUTH UIST | EILEAN SIAR | HS8 5SA | SCOTLAND | 74402 | 829641 | ARDMORE GRID | DATA NOT APPLICABLE | LOCH CARNAN | 11 | SCOTTISH HYDRO ELECTRIC POWER DISTRIBUTION PLC | SOLAR | PHOTOVOLTAIC | NO | DATA NOT AVAILABLE | DATA NOT AVAILABLE | 7.5 | DATA NOT AVAILABLE | DATA NOT AVAILABLE | DATA NOT AVAILABLE | DATA NOT AVAILABLE | DATA NOT AVAILABLE | DATA NOT AVAILABLE | DATA NOT AVAILABLE | DATA NOT AVAILABLE | DATA NOT AVAILABLE | DATA NOT AVAILABLE | DATA NOT AVAILABLE | DATA NOT AVAILABLE | NO | CONNECTED | 7.5 | 7.5 | 7.895 | DATA NOT AVAILABLE | DATA NOT AVAILABLE | DATA NOT AVAILABLE | DATA NOT AVAILABLE | DATA NOT AVAILABLE | DATA NOT AVAILABLE | DATA NOT AVAILABLE | DATA NOT AVAILABLE | DATA NOT AVAILABLE | DATA NOT AVAILABLE | N | DATA NOT AVAILABLE | DATA NOT AVAILABLE | DATA NOT AVAILABLE | DATA NOT AVAILABLE | DATA NOT AVAILABLE | 44034
1700000000000 | [5 empty] | 1700000000000 | BWE (5) LTD | NEW MAINS OF GUYND PV | NEW MAINS OF GUYND PV BWE (5) LIMITED | DATA NOT AVAILABLE | ARBROATH | ANGUS | DD11 2QR | SCOTLAND | 357088 | 742429 | ARBROATH | DATA NOT APPLICABLE | ARBROATH GRID | 33 | SCOTTISH HYDRO ELECTRIC POWER DISTRIBUTION PLC | SOLAR | PHOTOVOLTAIC | NO | DATA NOT AVAILABLE | DATA NOT AVAILABLE | 9.025 | DATA NOT AVAILABLE | DATA NOT AVAILABLE | DATA NOT AVAILABLE | DATA NOT AVAILABLE | DATA NOT AVAILABLE | DATA NOT AVAILABLE | DATA NOT AVAILABLE | DATA NOT AVAILABLE | DATA NOT AVAILABLE | DATA NOT AVAILABLE | DATA NOT AVAILABLE | DATA NOT AVAILABLE | NO | CONNECTED | 9.025 | 9.025 | 9.5 | 0.038 | 0.04 | 42355 | DATA NOT AVAILABLE | DATA NOT AVAILABLE | DATA NOT AVAILABLE | DATA NOT AVAILABLE | DATA NOT AVAILABLE | DATA NOT AVAILABLE | DATA NOT AVAILABLE | N | DATA NOT AVAILABLE | DATA NOT AVAILABLE | DATA NOT AVAILABLE | DATA NOT AVAILABLE | DATA NOT AVAILABLE | 44034
1700000000000 | [5 empty] | 1700000000000 | BWE (7) LTD | NEW MAINS OF KINBLETHMONT PV | NEW MAINS OF KINBLETHMONT PV | LETHAM GRANGE | ARBROATH | ANGUS | DD11 4RW | SCOTLAND | 363182 | 746857 | ARBROATH | DATA NOT APPLICABLE | ARBROATH GRID | 33 | SCOTTISH HYDRO ELECTRIC POWER DISTRIBUTION PLC | SOLAR | PHOTOVOLTAIC | NO | DATA NOT AVAILABLE | DATA NOT AVAILABLE | 4.75 | DATA NOT AVAILABLE | DATA NOT AVAILABLE | DATA NOT AVAILABLE | DATA NOT AVAILABLE | DATA NOT AVAILABLE | DATA NOT AVAILABLE | DATA NOT AVAILABLE | DATA NOT AVAILABLE | DATA NOT AVAILABLE | DATA NOT AVAILABLE | DATA NOT AVAILABLE | DATA NOT AVAILABLE | NO | CONNECTED | 4.75 | 4.75 | 5 | 0.029 | 0.031 | 42458 | DATA NOT AVAILABLE | DATA NOT AVAILABLE | DATA NOT AVAILABLE | DATA NOT AVAILABLE | DATA NOT AVAILABLE | DATA NOT AVAILABLE | DATA NOT AVAILABLE | N | DATA NOT AVAILABLE | DATA NOT AVAILABLE | DATA NOT AVAILABLE | DATA NOT AVAILABLE | DATA NOT AVAILABLE | 44034
1700000000000 | [5 empty] | 1700000000000 | HYDROPOWER OPERATIONS | CORROUR STATION | CORROUR STATION HYDRO | DATA NOT AVAILABLE | CORROUR | HIGHLAND | PH30 4AA | SCOTLAND | 241194 | 769754 | RANNOCH | DATA NOT APPLICABLE | RANNOCH GRID | 33 | SCOTTISH HYDRO ELECTRIC POWER DISTRIBUTION PLC | SOLAR | PHOTOVOLTAIC | NO | DATA NOT AVAILABLE | DATA NOT AVAILABLE | 5.225 | DATA NOT AVAILABLE | DATA NOT AVAILABLE | DATA NOT AVAILABLE | DATA NOT AVAILABLE | DATA NOT AVAILABLE | DATA NOT AVAILABLE | DATA NOT AVAILABLE | DATA NOT AVAILABLE | DATA NOT AVAILABLE | DATA NOT AVAILABLE | DATA NOT AVAILABLE | DATA NOT AVAILABLE | NO | CONNECTED | 5.225 | 5.225 | 5.5 | DATA NOT AVAILABLE | DATA NOT AVAILABLE | 42326 | DATA NOT AVAILABLE | DATA NOT AVAILABLE | DATA NOT AVAILABLE | DATA NOT AVAILABLE | DATA NOT AVAILABLE | DATA NOT AVAILABLE | DATA NOT AVAILABLE | N | DATA NOT AVAILABLE | DATA NOT AVAILABLE | DATA NOT AVAILABLE | DATA NOT AVAILABLE | DATA NOT AVAILABLE | 44034
1700000000000 | [5 empty] | 1700000000000 | CSI ERROL SOLAR PV LIMITED | ERROL PV | ERROL PV | DATA NOT AVAILABLE | PERTH | PERTHSHIRE AND KINROSS | PH2 7RE | SCOTLAND | 322534 | 723200 | ABERNETHY | DATA NOT APPLICABLE | ABERNETHY GRID | 33 | SCOTTISH HYDRO ELECTRIC POWER DISTRIBUTION PLC | SOLAR | PHOTOVOLTAIC | NO | DATA NOT AVAILABLE | DATA NOT AVAILABLE | 9.405 | DATA NOT AVAILABLE | DATA NOT AVAILABLE | DATA NOT AVAILABLE | DATA NOT AVAILABLE | DATA NOT AVAILABLE | DATA NOT AVAILABLE | DATA NOT AVAILABLE | DATA NOT AVAILABLE | DATA NOT AVAILABLE | DATA NOT AVAILABLE | DATA NOT AVAILABLE | DATA NOT AVAILABLE | NO | CONNECTED | 9.405 | 9.405 | 9.9 | DATA NOT AVAILABLE | DATA NOT AVAILABLE | 42425 | DATA NOT AVAILABLE | DATA NOT AVAILABLE | DATA NOT AVAILABLE | DATA NOT AVAILABLE | DATA NOT AVAILABLE | DATA NOT AVAILABLE | DATA NOT AVAILABLE | N | DATA NOT AVAILABLE | DATA NOT AVAILABLE | DATA NOT AVAILABLE | DATA NOT AVAILABLE | DATA NOT AVAILABLE | 44034
1700000000000 | [5 empty] | 1700000000000 | PARK HILL SOLAR LIMITED | PARKHILL FARM PV | DATA NOT AVAILABLE | DATA NOT AVAILABLE | ARBROATH | ANGUS | DD11 5RG | SCOTLAND | 364669 | 745552 | ARBROATH | DATA NOT APPLICABLE | ARBROATH GRID | 33 | SCOTTISH HYDRO ELECTRIC POWER DISTRIBUTION PLC | SOLAR | PHOTOVOLTAIC | NO | DATA NOT AVAILABLE | DATA NOT AVAILABLE | 4.749 | DATA NOT AVAILABLE | DATA NOT AVAILABLE | DATA NOT AVAILABLE | DATA NOT AVAILABLE | DATA NOT AVAILABLE | DATA NOT AVAILABLE | DATA NOT AVAILABLE | DATA NOT AVAILABLE | DATA NOT AVAILABLE | DATA NOT AVAILABLE | DATA NOT AVAILABLE | DATA NOT AVAILABLE | NO | CONNECTED | 4.749 | 4.749 | 4.999 | DATA NOT AVAILABLE | DATA NOT AVAILABLE | DATA NOT AVAILABLE | DATA NOT AVAILABLE | DATA NOT AVAILABLE | DATA NOT AVAILABLE | DATA NOT AVAILABLE | DATA NOT AVAILABLE | DATA NOT AVAILABLE | DATA NOT AVAILABLE | N | DATA NOT AVAILABLE | DATA NOT AVAILABLE | DATA NOT AVAILABLE | DATA NOT AVAILABLE | DATA NOT AVAILABLE | 44034
1700000000000 | [5 empty] | 1700000000000 | DATA NOT AVAILABLE | NEW MAINS OF GUYND PV | NEW MAINS OF GUYND PV | DATA NOT AVAILABLE | ARBROATH | ANGUS | DD11 2QR | SCOTLAND | 357088 | 742429 | ARBROATH | DATA NOT APPLICABLE | ARBROATH GRID | 33 | SCOTTISH HYDRO ELECTRIC POWER DISTRIBUTION PLC | SOLAR | PHOTOVOLTAIC | NO | DATA NOT AVAILABLE | DATA NOT AVAILABLE | 4.513 | DATA NOT AVAILABLE | DATA NOT AVAILABLE | DATA NOT AVAILABLE | DATA NOT AVAILABLE | DATA NOT AVAILABLE | DATA NOT AVAILABLE | DATA NOT AVAILABLE | DATA NOT AVAILABLE | DATA NOT AVAILABLE | DATA NOT AVAILABLE | DATA NOT AVAILABLE | DATA NOT AVAILABLE | NO | CONNECTED | 4.513 | 4.513 | 4.75 | 0.038 | 0.04 | 42355 | DATA NOT AVAILABLE | DATA NOT AVAILABLE | DATA NOT AVAILABLE | DATA NOT AVAILABLE | DATA NOT AVAILABLE | DATA NOT AVAILABLE | DATA NOT AVAILABLE | N | DATA NOT AVAILABLE | DATA NOT AVAILABLE | DATA NOT AVAILABLE | DATA NOT AVAILABLE | DATA NOT AVAILABLE | 44034
1700000000000 | [5 empty] | 1710000000000 | SCOTTISH WATER | NIGG SEA OUTFALL | DATA NOT AVAILABLE | DATA NOT AVAILABLE | ABERDEEN | ABERDEEN | AB12 3LT | SCOTLAND | 396427 | 804562 | CLAYHILLS | DATA NOT APPLICABLE | BALNAGASK | 11 | SCOTTISH HYDRO ELECTRIC POWER DISTRIBUTION PLC | SOLAR | PHOTOVOLTAIC | NO | DATA NOT AVAILABLE | DATA NOT AVAILABLE | 1.615 | DATA NOT AVAILABLE | DATA NOT AVAILABLE | DATA NOT AVAILABLE | DATA NOT AVAILABLE | DATA NOT AVAILABLE | DATA NOT AVAILABLE | DATA NOT AVAILABLE | DATA NOT AVAILABLE | DATA NOT AVAILABLE | DATA NOT AVAILABLE | DATA NOT AVAILABLE | DATA NOT AVAILABLE | NO | CONNECTED | 1.615 | 1.615 | 1.7 | DATA NOT AVAILABLE | DATA NOT AVAILABLE | DATA NOT AVAILABLE | DATA NOT AVAILABLE | DATA NOT AVAILABLE | DATA NOT AVAILABLE | DATA NOT AVAILABLE | DATA NOT AVAILABLE | DATA NOT AVAILABLE | DATA NOT AVAILABLE | N | DATA NOT AVAILABLE | DATA NOT AVAILABLE | DATA NOT AVAILABLE | DATA NOT AVAILABLE | DATA NOT AVAILABLE | 44245
1700000000000 | [5 empty] | 1700000000000 | COOP PPA SITES | DRAGON HALL FARM PV | IMPORT/EXPORT | PADANARAM | ANGUS | ARGYLL | DD8 1PT | SCOTLAND | 342848 | 751479 | LUNANHEAD | DATA NOT APPLICABLE | LUNANHEAD | 11 | SCOTTISH HYDRO ELECTRIC POWER DISTRIBUTION PLC | SOLAR | PHOTOVOLTAIC | NO | DATA NOT AVAILABLE | DATA NOT AVAILABLE | 4.75 | DATA NOT AVAILABLE | DATA NOT AVAILABLE | DATA NOT AVAILABLE | DATA NOT AVAILABLE | DATA NOT AVAILABLE | DATA NOT AVAILABLE | DATA NOT AVAILABLE | DATA NOT AVAILABLE | DATA NOT AVAILABLE | DATA NOT AVAILABLE | DATA NOT AVAILABLE | DATA NOT AVAILABLE | DATA NOT AVAILABLE | CONNECTED | 4.75 | 4.75 | 5 | 0.0475 | 0.05 | 44932 | DATA NOT AVAILABLE | DATA NOT AVAILABLE | DATA NOT AVAILABLE | DATA NOT AVAILABLE | DATA NOT AVAILABLE | DATA NOT AVAILABLE | DATA NOT AVAILABLE | N | DATA NOT AVAILABLE | DATA NOT AVAILABLE | DATA NOT AVAILABLE | DATA NOT AVAILABLE | DATA NOT AVAILABLE | 44993
1700000000000 | [5 empty] | DATA NOT AVAILABLE | ALCAN KINLOCHLEVEN LOCHABER | LOCHABER SMELTER | LOCHABER SMELTER | GEN442F2M | FORT WILLIAM | HIGHLAND | PH33 6TH | SCOTLAND | 212620 | 775054 | FWIL | DATA NOT APPLICABLE | FORT WILLIAM GRID | 33 | SCOTTISH HYDRO ELECTRIC POWER DISTRIBUTION PLC | SOLAR | PHOTOVOLTAIC | NO | DATA NOT AVAILABLE | DATA NOT AVAILABLE | 2.85 | DATA NOT AVAILABLE | DATA NOT AVAILABLE | DATA NOT AVAILABLE | DATA NOT AVAILABLE | DATA NOT AVAILABLE | DATA NOT AVAILABLE | DATA NOT AVAILABLE | DATA NOT AVAILABLE | DATA NOT AVAILABLE | DATA NOT AVAILABLE | DATA NOT AVAILABLE | DATA NOT AVAILABLE | DATA NOT AVAILABLE | CONNECTED | 2.85 | 2.7075 | 2.85 | DATA NOT AVAILABLE | DATA NOT AVAILABLE | DATA NOT AVAILABLE | DATA NOT AVAILABLE | DATA NOT AVAILABLE | DATA NOT AVAILABLE | DATA NOT AVAILABLE | DATA NOT AVAILABLE | DATA NOT AVAILABLE | DATA NOT AVAILABLE | N | DATA NOT AVAILABLE | DATA NOT AVAILABLE | DATA NOT AVAILABLE | DATA NOT AVAILABLE | DATA NOT AVAILABLE | 45268
1700000000000 | [5 empty] | 1700000000000 | AVIVA CENTRAL SERVICES UK LIMITED | PITHEAVLIS | DATA NOT AVAILABLE | DATA NOT AVAILABLE | PERTH | DATA NOT AVAILABLE | PH2 0NH | SCOTLAND | 309820 | 722215 | BURGHMUIR | DATA NOT APPLICABLE | BURGHMUIR | 11 | SCOTTISH HYDRO ELECTRIC POWER DISTRIBUTION PLC | STORED ENERGY (ALL STORED ENERGY IRRESPECTVE OF THE ORIGINAL ENERGY SOURCE) | STORAGE - ELECTROCHEMICAL (BATTERIES) | NO | DATA NOT AVAILABLE | DATA NOT AVAILABLE | 1.393 | DATA NOT AVAILABLE | DATA NOT AVAILABLE | DATA NOT AVAILABLE | DATA NOT AVAILABLE | DATA NOT AVAILABLE | DATA NOT AVAILABLE | DATA NOT AVAILABLE | DATA NOT AVAILABLE | DATA NOT AVAILABLE | DATA NOT AVAILABLE | DATA NOT AVAILABLE | DATA NOT AVAILABLE | NO | CONNECTED | 1.393 | 1.393 | 1.466 | DATA NOT AVAILABLE | DATA NOT AVAILABLE | DATA NOT AVAILABLE | DATA NOT AVAILABLE | DATA NOT AVAILABLE | DATA NOT AVAILABLE | DATA NOT AVAILABLE | DATA NOT AVAILABLE | DATA NOT AVAILABLE | DATA NOT AVAILABLE | N | DATA NOT AVAILABLE | DATA NOT AVAILABLE | DATA NOT AVAILABLE | DATA NOT AVAILABLE | DATA NOT AVAILABLE | 44377
1700000000000 | [5 empty] | 1700000000000 | SUSI EELPOWER DUNSINANE LIMITED | DUNSINANE BATTERY | DATA NOT AVAILABLE | LAND OFF DUNSINMORE AVENUE | DUNDEE | DUNDEE | DD2 3ED | SCOTLAND | 337824 | 732514 | LYNDHURST | DATA NOT APPLICABLE | LYNDHURST GRID | 33 | SCOTTISH HYDRO ELECTRIC POWER DISTRIBUTION PLC | STORED ENERGY (ALL STORED ENERGY IRRESPECTVE OF THE ORIGINAL ENERGY SOURCE) | STORAGE - ELECTROCHEMICAL (BATTERIES) | NO | DATA NOT AVAILABLE | DATA NOT AVAILABLE | 47.405 | DATA NOT AVAILABLE | DATA NOT AVAILABLE | DATA NOT AVAILABLE | DATA NOT AVAILABLE | DATA NOT AVAILABLE | DATA NOT AVAILABLE | DATA NOT AVAILABLE | DATA NOT AVAILABLE | DATA NOT AVAILABLE | DATA NOT AVAILABLE | DATA NOT AVAILABLE | DATA NOT AVAILABLE | DATA NOT AVAILABLE | CONNECTED | 47.405 | 47.405 | 49.9 | 47.405 | 49.9 | DATA NOT AVAILABLE | DATA NOT AVAILABLE | DATA NOT AVAILABLE | DATA NOT AVAILABLE | DATA NOT AVAILABLE | DATA NOT AVAILABLE | DATA NOT AVAILABLE | DATA NOT AVAILABLE | N | DATA NOT AVAILABLE | DATA NOT AVAILABLE | DATA NOT AVAILABLE | DATA NOT AVAILABLE | DATA NOT AVAILABLE | 44901
1700000000000 | [5 empty] | 1700000000000 | FS WEST GOURDIE LIMITED | WEST GOURDIE BESS | IMPORT/EXPORT | SOUTH ROAD | DUNDEE | DUNDEE | DD2 5JW | SCOTLAND | 335151 | 731537 | CHARLESTON | DATA NOT APPLICABLE | CHARLESTON GRID | 33 | SCOTTISH HYDRO ELECTRIC POWER DISTRIBUTION PLC | STORED ENERGY (ALL STORED ENERGY IRRESPECTVE OF THE ORIGINAL ENERGY SOURCE) | STORAGE - ELECTROCHEMICAL (BATTERIES) | NO | DATA NOT AVAILABLE | DATA NOT AVAILABLE | 47.405 | DATA NOT AVAILABLE | DATA NOT AVAILABLE | DATA NOT AVAILABLE | DATA NOT AVAILABLE | DATA NOT AVAILABLE | DATA NOT AVAILABLE | DATA NOT AVAILABLE | DATA NOT AVAILABLE | DATA NOT AVAILABLE | DATA NOT AVAILABLE | DATA NOT AVAILABLE | DATA NOT AVAILABLE | DATA NOT AVAILABLE | CONNECTED | 47.405 | 47.405 | 49.9 | 47.405 | 49.9 | 44889 | DATA NOT AVAILABLE | DATA NOT AVAILABLE | DATA NOT AVAILABLE | DATA NOT AVAILABLE | DATA NOT AVAILABLE | DATA NOT AVAILABLE | DATA NOT AVAILABLE | N | DATA NOT AVAILABLE | DATA NOT AVAILABLE | DATA NOT AVAILABLE | DATA NOT AVAILABLE | DATA NOT AVAILABLE | 45176
1700000000000 | [5 empty] | 1700000000000 | DATA NOT AVAILABLE | FORDTOWN ENERGY STORAGE | IMPORT/EXPORT | DATA NOT AVAILABLE | KINTORE | ABERDEENSHIRE | AB51 0XJ | SCOTLAND | 378122 | 814185 | DATA NOT AVAILABLE | DATA NOT APPLICABLE | DATA NOT AVAILABLE | DATA NOT AVAILABLE | SCOTTISH HYDRO ELECTRIC POWER DISTRIBUTION PLC | STORED ENERGY (ALL STORED ENERGY IRRESPECTVE OF THE ORIGINAL ENERGY SOURCE) | STORAGE - ELECTROCHEMICAL (BATTERIES) | NO | DATA NOT AVAILABLE | DATA NOT AVAILABLE | 49.99 | DATA NOT AVAILABLE | DATA NOT AVAILABLE | DATA NOT AVAILABLE | DATA NOT AVAILABLE | DATA NOT AVAILABLE | DATA NOT AVAILABLE | DATA NOT AVAILABLE | DATA NOT AVAILABLE | DATA NOT AVAILABLE | DATA NOT AVAILABLE | DATA NOT AVAILABLE | DATA NOT AVAILABLE | DATA NOT AVAILABLE | CONNECTED | 49.99 | 47.4905 | 49.99 | DATA NOT AVAILABLE | DATA NOT AVAILABLE | DATA NOT AVAILABLE | DATA NOT AVAILABLE | DATA NOT AVAILABLE | DATA NOT AVAILABLE | DATA NOT AVAILABLE | DATA NOT AVAILABLE | DATA NOT AVAILABLE | DATA NOT AVAILABLE | N | DATA NOT AVAILABLE | DATA NOT AVAILABLE | DATA NOT AVAILABLE | DATA NOT AVAILABLE | DATA NOT AVAILABLE | 45454
1700000000000 | [5 empty] | 1700000000000 | DATA NOT AVAILABLE | FEDDAL BATTERY STORAGE | DATA NOT AVAILABLE | FEDDAL ESTATE | DUMBLANE | PERTHSHIRE AND KINROSS | FK15 9RD | SCOTLAND | 281345 | 709253 | DATA NOT AVAILABLE | DATA NOT APPLICABLE | DATA NOT AVAILABLE | EHV | SCOTTISH HYDRO ELECTRIC POWER DISTRIBUTION PLC | STORED ENERGY (ALL STORED ENERGY IRRESPECTVE OF THE ORIGINAL ENERGY SOURCE) | STORAGE - ELECTROCHEMICAL (BATTERIES) | NO | DATA NOT AVAILABLE | DATA NOT AVAILABLE | 10.525 | DATA NOT AVAILABLE | DATA NOT AVAILABLE | DATA NOT AVAILABLE | DATA NOT AVAILABLE | DATA NOT AVAILABLE | DATA NOT AVAILABLE | DATA NOT AVAILABLE | DATA NOT AVAILABLE | DATA NOT AVAILABLE | DATA NOT AVAILABLE | DATA NOT AVAILABLE | DATA NOT AVAILABLE | DATA NOT AVAILABLE | CONNECTED | 10.525 | 9.9987 | 10.525 | DATA NOT AVAILABLE | DATA NOT AVAILABLE | DATA NOT AVAILABLE | DATA NOT AVAILABLE | DATA NOT AVAILABLE | DATA NOT AVAILABLE | DATA NOT AVAILABLE | DATA NOT AVAILABLE | DATA NOT AVAILABLE | DATA NOT AVAILABLE | N | DATA NOT AVAILABLE | DATA NOT AVAILABLE | DATA NOT AVAILABLE | DATA NOT AVAILABLE | DATA NOT AVAILABLE | 45454
1700000000000 | [5 empty] | 1700000000000 | ORCHARDBANK BATTERY | DATA NOT AVAILABLE | ORCHARDBANK INDUSTRIAL ESTAT | FORFAR | FORFAR | ANGUS | DD8 1TD | SCOTLAND | 344081 | 750082 | DATA NOT AVAILABLE | DATA NOT AVAILABLE | DATA NOT AVAILABLE | EHV | SCOTTISH HYDRO ELECTRIC POWER DISTRIBUTION PLC | STORED ENERGY (ALL STORED ENERGY IRRESPECTVE OF THE ORIGINAL ENERGY SOURCE) | STORAGE - ELECTROCHEMICAL (BATTERIES) | NO | DATA NOT AVAILABLE | DATA NOT AVAILABLE | 9.9987 | DATA NOT AVAILABLE | DATA NOT AVAILABLE | DATA NOT AVAILABLE | DATA NOT AVAILABLE | DATA NOT AVAILABLE | DATA NOT AVAILABLE | DATA NOT AVAILABLE | DATA NOT AVAILABLE | DATA NOT AVAILABLE | DATA NOT AVAILABLE | DATA NOT AVAILABLE | DATA NOT AVAILABLE | DATA NOT AVAILABLE | CONNECTED | 9.9987 | 9.9987 | 10.525 | 9.999 | 10.5253 | DATA NOT AVAILABLE | DATA NOT AVAILABLE | DATA NOT AVAILABLE | DATA NOT AVAILABLE | DATA NOT AVAILABLE | DATA NOT AVAILABLE | DATA NOT AVAILABLE | DATA NOT AVAILABLE | N | DATA NOT AVAILABLE | DATA NOT AVAILABLE | DATA NOT AVAILABLE | DATA NOT AVAILABLE | DATA NOT AVAILABLE | 45575
1700000000000 | [5 empty] | 1700000000000 | SSE GENERATION LTD | LOCH GAIR POWER STATION | LOCH GAIR POWER STATION | GENERATOR 1 IMPORT | LOCHGILPHEAD | ARGYLL AND BUTE | PA31 8SD | SCOTLAND | 192406 | 690450 | PORT ANN | DATA NOT APPLICABLE | PORT ANN GRID | 33 | SCOTTISH HYDRO ELECTRIC POWER DISTRIBUTION PLC | WASTE | DATA NOT AVAILABLE | NO | DATA NOT AVAILABLE | DATA NOT AVAILABLE | 5.985 | DATA NOT AVAILABLE | DATA NOT AVAILABLE | DATA NOT AVAILABLE | DATA NOT AVAILABLE | DATA NOT AVAILABLE | DATA NOT AVAILABLE | DATA NOT AVAILABLE | DATA NOT AVAILABLE | DATA NOT AVAILABLE | DATA NOT AVAILABLE | DATA NOT AVAILABLE | DATA NOT AVAILABLE | YES | CONNECTED | 5.985 | 5.985 | 6.3 | DATA NOT AVAILABLE | DATA NOT AVAILABLE | DATA NOT AVAILABLE | DATA NOT AVAILABLE | DATA NOT AVAILABLE | DATA NOT AVAILABLE | DATA NOT AVAILABLE | DATA NOT AVAILABLE | DATA NOT AVAILABLE | DATA NOT AVAILABLE | Y | DATA NOT AVAILABLE | DATA NOT AVAILABLE | DATA NOT AVAILABLE | DATA NOT AVAILABLE | DATA NOT AVAILABLE | 44034
1700000000000 | [5 empty] | 1700000000000 | MVV ENVIRONMENT BALDOVIE LIMITED | BALDOVIE WASTE TO ENERGY PLANT | DATA NOT AVAILABLE | CLAYMORE STREET | DUNDEE | DUNDEE | DD4 0NS | SCOTLAND | 344498 | 733038 | MILTON OF CRAIGIE | DATA NOT APPLICABLE | MILTON OF CRAIGIE | 11 | SCOTTISH HYDRO ELECTRIC POWER DISTRIBUTION PLC | WASTE | DATA NOT AVAILABLE | NO | DATA NOT AVAILABLE | DATA NOT AVAILABLE | 8.265 | DATA NOT AVAILABLE | DATA NOT AVAILABLE | DATA NOT AVAILABLE | DATA NOT AVAILABLE | DATA NOT AVAILABLE | DATA NOT AVAILABLE | DATA NOT AVAILABLE | DATA NOT AVAILABLE | DATA NOT AVAILABLE | DATA NOT AVAILABLE | DATA NOT AVAILABLE | DATA NOT AVAILABLE | NO | CONNECTED | 8.265 | 8.265 | 8.7 | DATA NOT AVAILABLE | DATA NOT AVAILABLE | DATA NOT AVAILABLE | DATA NOT AVAILABLE | DATA NOT AVAILABLE | DATA NOT AVAILABLE | DATA NOT AVAILABLE | DATA NOT AVAILABLE | DATA NOT AVAILABLE | DATA NOT AVAILABLE | N | DATA NOT AVAILABLE | DATA NOT AVAILABLE | DATA NOT AVAILABLE | DATA NOT AVAILABLE | DATA NOT AVAILABLE | 44105
1700000000000 | [5 empty] | 1700000000000 | MVV ENVIRONMENT BALDOVIE LIMITED | BALDOVIE EFW LINE 3 | DATA NOT AVAILABLE | FORTIES ROAD | DUNDEE | ANGUS | DD4 0NS | SCOTLAND | 344498 | 733038 | MILTON OF CRAIGIE | DATA NOT APPLICABLE | MILTON OF CRAIGIE GRID | 33 | SCOTTISH HYDRO ELECTRIC POWER DISTRIBUTION PLC | WASTE | DATA NOT AVAILABLE | NO | DATA NOT AVAILABLE | DATA NOT AVAILABLE | 9.499 | DATA NOT AVAILABLE | DATA NOT AVAILABLE | DATA NOT AVAILABLE | DATA NOT AVAILABLE | DATA NOT AVAILABLE | DATA NOT AVAILABLE | DATA NOT AVAILABLE | DATA NOT AVAILABLE | DATA NOT AVAILABLE | DATA NOT AVAILABLE | DATA NOT AVAILABLE | DATA NOT AVAILABLE | NO | CONNECTED | 9.499 | 9.499 | 9.999 | 3.325 | 3.5 | 44001 | DATA NOT AVAILABLE | DATA NOT AVAILABLE | DATA NOT AVAILABLE | DATA NOT AVAILABLE | DATA NOT AVAILABLE | DATA NOT AVAILABLE | DATA NOT AVAILABLE | N | DATA NOT AVAILABLE | DATA NOT AVAILABLE | DATA NOT AVAILABLE | DATA NOT AVAILABLE | DATA NOT AVAILABLE | 44245
1700000000000 | [5 empty] | DATA NOT AVAILABLE | SSE GENERATION LTD | LERWICK PS G21 | LERWICK PS G21 | LERWICK | SHETLAND | SHETLAND ISLANDS | ZE1 0PS | SCOTLAND | 446456 | 1142794 | GREMISTA | DATA NOT APPLICABLE | GREMISTA | 11 | SCOTTISH HYDRO ELECTRIC POWER DISTRIBUTION PLC | WIND | ONSHORE WIND TURBINES | NO | DATA NOT AVAILABLE | DATA NOT AVAILABLE | 3.325 | DATA NOT AVAILABLE | DATA NOT AVAILABLE | DATA NOT AVAILABLE | DATA NOT AVAILABLE | DATA NOT AVAILABLE | DATA NOT AVAILABLE | DATA NOT AVAILABLE | DATA NOT AVAILABLE | DATA NOT AVAILABLE | DATA NOT AVAILABLE | DATA NOT AVAILABLE | DATA NOT AVAILABLE | NO | CONNECTED | 3.325 | 3.325 | 3.5 | DATA NOT AVAILABLE | DATA NOT AVAILABLE | DATA NOT AVAILABLE | DATA NOT AVAILABLE | DATA NOT AVAILABLE | DATA NOT AVAILABLE | DATA NOT AVAILABLE | DATA NOT AVAILABLE | DATA NOT AVAILABLE | DATA NOT AVAILABLE | N | DATA NOT AVAILABLE | DATA NOT AVAILABLE | DATA NOT AVAILABLE | DATA NOT AVAILABLE | DATA NOT AVAILABLE | 44034
1700000000000 | [5 empty] | DATA NOT AVAILABLE | SSE GENERATION LTD | LERWICK PS G22 | LERWICK PS G22 | LERWICK | SHETLAND | SHETLAND ISLANDS | ZE1 0PS | SCOTLAND | 446456 | 1142794 | GREMISTA | DATA NOT APPLICABLE | GREMISTA | 11 | SCOTTISH HYDRO ELECTRIC POWER DISTRIBUTION PLC | WIND | ONSHORE WIND TURBINES | NO | DATA NOT AVAILABLE | DATA NOT AVAILABLE | 3.325 | DATA NOT AVAILABLE | DATA NOT AVAILABLE | DATA NOT AVAILABLE | DATA NOT AVAILABLE | DATA NOT AVAILABLE | DATA NOT AVAILABLE | DATA NOT AVAILABLE | DATA NOT AVAILABLE | DATA NOT AVAILABLE | DATA NOT AVAILABLE | DATA NOT AVAILABLE | DATA NOT AVAILABLE | NO | CONNECTED | 3.325 | 3.325 | 3.5 | DATA NOT AVAILABLE | DATA NOT AVAILABLE | DATA NOT AVAILABLE | DATA NOT AVAILABLE | DATA NOT AVAILABLE | DATA NOT AVAILABLE | DATA NOT AVAILABLE | DATA NOT AVAILABLE | DATA NOT AVAILABLE | DATA NOT AVAILABLE | N | DATA NOT AVAILABLE | DATA NOT AVAILABLE | DATA NOT AVAILABLE | DATA NOT AVAILABLE | DATA NOT AVAILABLE | 44034
1700000000000 | [5 empty] | DATA NOT AVAILABLE | SSE GENERATION LTD | LERWICK PS G24 | LERWICK PS G24 | LERWICK | SHETLAND | SHETLAND ISLANDS | ZE1 0PS | SCOTLAND | 446456 | 1142794 | GREMISTA | DATA NOT APPLICABLE | GREMISTA | 11 | SCOTTISH HYDRO ELECTRIC POWER DISTRIBUTION PLC | WIND | ONSHORE WIND TURBINES | NO | DATA NOT AVAILABLE | DATA NOT AVAILABLE | 8.075 | DATA NOT AVAILABLE | DATA NOT AVAILABLE | DATA NOT AVAILABLE | DATA NOT AVAILABLE | DATA NOT AVAILABLE | DATA NOT AVAILABLE | DATA NOT AVAILABLE | DATA NOT AVAILABLE | DATA NOT AVAILABLE | DATA NOT AVAILABLE | DATA NOT AVAILABLE | DATA NOT AVAILABLE | NO | CONNECTED | 8.075 | 8.075 | 8.5 | DATA NOT AVAILABLE | DATA NOT AVAILABLE | DATA NOT AVAILABLE | DATA NOT AVAILABLE | DATA NOT AVAILABLE | DATA NOT AVAILABLE | DATA NOT AVAILABLE | DATA NOT AVAILABLE | DATA NOT AVAILABLE | DATA NOT AVAILABLE | N | DATA NOT AVAILABLE | DATA NOT AVAILABLE | DATA NOT AVAILABLE | DATA NOT AVAILABLE | DATA NOT AVAILABLE | 44034
1700000000000 | [5 empty] | DATA NOT AVAILABLE | SSE GENERATION LTD | LERWICK PS (G23) | LERWICK PS (G23) | LERWICK | SHETLAND | SHETLAND ISLANDS | ZE1 0PS | SCOTLAND | 446456 | 1142794 | GREMISTA | DATA NOT APPLICABLE | GREMISTA | 11 | SCOTTISH HYDRO ELECTRIC POWER DISTRIBUTION PLC | WIND | ONSHORE WIND TURBINES | NO | DATA NOT AVAILABLE | DATA NOT AVAILABLE | 4.275 | DATA NOT AVAILABLE | DATA NOT AVAILABLE | DATA NOT AVAILABLE | DATA NOT AVAILABLE | DATA NOT AVAILABLE | DATA NOT AVAILABLE | DATA NOT AVAILABLE | DATA NOT AVAILABLE | DATA NOT AVAILABLE | DATA NOT AVAILABLE | DATA NOT AVAILABLE | DATA NOT AVAILABLE | NO | CONNECTED | 4.275 | 4.275 | 4.5 | DATA NOT AVAILABLE | DATA NOT AVAILABLE | DATA NOT AVAILABLE | DATA NOT AVAILABLE | DATA NOT AVAILABLE | DATA NOT AVAILABLE | DATA NOT AVAILABLE | DATA NOT AVAILABLE | DATA NOT AVAILABLE | DATA NOT AVAILABLE | N | DATA NOT AVAILABLE | DATA NOT AVAILABLE | DATA NOT AVAILABLE | DATA NOT AVAILABLE | DATA NOT AVAILABLE | 44034
1700000000000 | [5 empty] | DATA NOT AVAILABLE | SSE GENERATION LTD | LERWICK PS (G1DATA NOT AVAILABLE) | LERWICK PS (G1DATA NOT AVAILABLE) | LERWICK | SHETLAND | SHETLAND ISLANDS | ZE1 0PS | SCOTLAND | 446456 | 1142794 | GREMISTA | DATA NOT APPLICABLE | GREMISTA | 11 | SCOTTISH HYDRO ELECTRIC POWER DISTRIBUTION PLC | WIND | ONSHORE WIND TURBINES | NO | DATA NOT AVAILABLE | DATA NOT AVAILABLE | 4.275 | DATA NOT AVAILABLE | DATA NOT AVAILABLE | DATA NOT AVAILABLE | DATA NOT AVAILABLE | DATA NOT AVAILABLE | DATA NOT AVAILABLE | DATA NOT AVAILABLE | DATA NOT AVAILABLE | DATA NOT AVAILABLE | DATA NOT AVAILABLE | DATA NOT AVAILABLE | DATA NOT AVAILABLE | NO | CONNECTED | 4.275 | 4.275 | 4.5 | DATA NOT AVAILABLE | DATA NOT AVAILABLE | DATA NOT AVAILABLE | DATA NOT AVAILABLE | DATA NOT AVAILABLE | DATA NOT AVAILABLE | DATA NOT AVAILABLE | DATA NOT AVAILABLE | DATA NOT AVAILABLE | DATA NOT AVAILABLE | N | DATA NOT AVAILABLE | DATA NOT AVAILABLE | DATA NOT AVAILABLE | DATA NOT AVAILABLE | DATA NOT AVAILABLE | 44034
1700000000000 | [5 empty] | DATA NOT AVAILABLE | SSE GENERATION LTD | LERWICK PS (G8) | LERWICK PS (G8) | LERWICK | SHETLAND | SHETLAND ISLANDS | ZE1 0PS | SCOTLAND | 446456 | 1142794 | GREMISTA | DATA NOT APPLICABLE | GREMISTA | 11 | SCOTTISH HYDRO ELECTRIC POWER DISTRIBUTION PLC | WIND | ONSHORE WIND TURBINES | NO | DATA NOT AVAILABLE | DATA NOT AVAILABLE | 4.275 | DATA NOT AVAILABLE | DATA NOT AVAILABLE | DATA NOT AVAILABLE | DATA NOT AVAILABLE | DATA NOT AVAILABLE | DATA NOT AVAILABLE | DATA NOT AVAILABLE | DATA NOT AVAILABLE | DATA NOT AVAILABLE | DATA NOT AVAILABLE | DATA NOT AVAILABLE | DATA NOT AVAILABLE | NO | CONNECTED | 4.275 | 4.275 | 4.5 | DATA NOT AVAILABLE | DATA NOT AVAILABLE | DATA NOT AVAILABLE | DATA NOT AVAILABLE | DATA NOT AVAILABLE | DATA NOT AVAILABLE | DATA NOT AVAILABLE | DATA NOT AVAILABLE | DATA NOT AVAILABLE | DATA NOT AVAILABLE | N | DATA NOT AVAILABLE | DATA NOT AVAILABLE | DATA NOT AVAILABLE | DATA NOT AVAILABLE | DATA NOT AVAILABLE | 44034
1700000000000 | [5 empty] | DATA NOT AVAILABLE | SSE GENERATION LTD | LERWICK P S (G5) | LERWICK P S (G5) | LERWICK | SHETLAND | SHETLAND ISLANDS | ZE1 0PS | SCOTLAND | 446456 | 1142794 | GREMISTA | DATA NOT APPLICABLE | GREMISTA | 11 | SCOTTISH HYDRO ELECTRIC POWER DISTRIBUTION PLC | WIND | ONSHORE WIND TURBINES | NO | DATA NOT AVAILABLE | DATA NOT AVAILABLE | 4.275 | DATA NOT AVAILABLE | DATA NOT AVAILABLE | DATA NOT AVAILABLE | DATA NOT AVAILABLE | DATA NOT AVAILABLE | DATA NOT AVAILABLE | DATA NOT AVAILABLE | DATA NOT AVAILABLE | DATA NOT AVAILABLE | DATA NOT AVAILABLE | DATA NOT AVAILABLE | DATA NOT AVAILABLE | NO | CONNECTED | 4.275 | 4.275 | 4.5 | DATA NOT AVAILABLE | DATA NOT AVAILABLE | DATA NOT AVAILABLE | DATA NOT AVAILABLE | DATA NOT AVAILABLE | DATA NOT AVAILABLE | DATA NOT AVAILABLE | DATA NOT AVAILABLE | DATA NOT AVAILABLE | DATA NOT AVAILABLE | N | DATA NOT AVAILABLE | DATA NOT AVAILABLE | DATA NOT AVAILABLE | DATA NOT AVAILABLE | DATA NOT AVAILABLE | 44034
1700000000000 | [5 empty] | DATA NOT AVAILABLE | SSE GENERATION LTD | LERWICK PS (G4) | LERWICK PS (G4) | LERWICK | SHETLAND | SHETLAND ISLANDS | ZE1 0PS | SCOTLAND | 446456 | 1142794 | GREMISTA | DATA NOT APPLICABLE | GREMISTA | 11 | SCOTTISH HYDRO ELECTRIC POWER DISTRIBUTION PLC | WIND | ONSHORE WIND TURBINES | NO | DATA NOT AVAILABLE | DATA NOT AVAILABLE | 4.275 | DATA NOT AVAILABLE | DATA NOT AVAILABLE | DATA NOT AVAILABLE | DATA NOT AVAILABLE | DATA NOT AVAILABLE | DATA NOT AVAILABLE | DATA NOT AVAILABLE | DATA NOT AVAILABLE | DATA NOT AVAILABLE | DATA NOT AVAILABLE | DATA NOT AVAILABLE | DATA NOT AVAILABLE | NO | CONNECTED | 4.275 | 4.275 | 4.5 | DATA NOT AVAILABLE | DATA NOT AVAILABLE | DATA NOT AVAILABLE | DATA NOT AVAILABLE | DATA NOT AVAILABLE | DATA NOT AVAILABLE | DATA NOT AVAILABLE | DATA NOT AVAILABLE | DATA NOT AVAILABLE | DATA NOT AVAILABLE | N | DATA NOT AVAILABLE | DATA NOT AVAILABLE | DATA NOT AVAILABLE | DATA NOT AVAILABLE | DATA NOT AVAILABLE | 44034
1700000000000 | [5 empty] | DATA NOT AVAILABLE | SSE GENERATION LTD | LERWICK PS (G3) | LERWICK PS (G3) | LERWICK | SHETLAND | SHETLAND ISLANDS | ZE1 0PS | SCOTLAND | 446456 | 1142794 | GREMISTA | DATA NOT APPLICABLE | GREMISTA | 11 | SCOTTISH HYDRO ELECTRIC POWER DISTRIBUTION PLC | WIND | ONSHORE WIND TURBINES | NO | DATA NOT AVAILABLE | DATA NOT AVAILABLE | 4.275 | DATA NOT AVAILABLE | DATA NOT AVAILABLE | DATA NOT AVAILABLE | DATA NOT AVAILABLE | DATA NOT AVAILABLE | DATA NOT AVAILABLE | DATA NOT AVAILABLE | DATA NOT AVAILABLE | DATA NOT AVAILABLE | DATA NOT AVAILABLE | DATA NOT AVAILABLE | DATA NOT AVAILABLE | NO | CONNECTED | 4.275 | 4.275 | 4.5 | DATA NOT AVAILABLE | DATA NOT AVAILABLE | DATA NOT AVAILABLE | DATA NOT AVAILABLE | DATA NOT AVAILABLE | DATA NOT AVAILABLE | DATA NOT AVAILABLE | DATA NOT AVAILABLE | DATA NOT AVAILABLE | DATA NOT AVAILABLE | N | DATA NOT AVAILABLE | DATA NOT AVAILABLE | DATA NOT AVAILABLE | DATA NOT AVAILABLE | DATA NOT AVAILABLE | 44034
1700000000000 | [5 empty] | 1700000000000 | VENTIENT ENERGY LTD | NOVAR WIND FARM A MEALL AN TURC | NOVAR WIND FARM A MEALL AN TURC | NOVAR ESTATE | DINGWALL | HIGHLAND | IV16 9XL | SCOTLAND | 261132 | 868070 | ALNESS | DATA NOT APPLICABLE | ALNESS GRID | 33 | SCOTTISH HYDRO ELECTRIC POWER DISTRIBUTION PLC | WIND | ONSHORE WIND TURBINES | YES | DATA NOT AVAILABLE | DATA NOT AVAILABLE | 7.6 | DATA NOT AVAILABLE | DATA NOT AVAILABLE | DATA NOT AVAILABLE | DATA NOT AVAILABLE | DATA NOT AVAILABLE | DATA NOT AVAILABLE | DATA NOT AVAILABLE | DATA NOT AVAILABLE | DATA NOT AVAILABLE | DATA NOT AVAILABLE | DATA NOT AVAILABLE | DATA NOT AVAILABLE | NO | CONNECTED | 7.6 | 7.6 | 8 | DATA NOT AVAILABLE | DATA NOT AVAILABLE | DATA NOT AVAILABLE | DATA NOT AVAILABLE | DATA NOT AVAILABLE | DATA NOT AVAILABLE | DATA NOT AVAILABLE | DATA NOT AVAILABLE | DATA NOT AVAILABLE | DATA NOT AVAILABLE | N | DATA NOT AVAILABLE | DATA NOT AVAILABLE | DATA NOT AVAILABLE | DATA NOT AVAILABLE | DATA NOT AVAILABLE | 44034
1700000000000 | [5 empty] | 1700000000000 | VENTIENT ENERGY LTD | NOVAR WIND FARM B BEANDEALT | NOVAR WIND FARM B BEANDEALT | NOVAR ESTATE | DINGWALL | HIGHLAND | IV16 9XL | SCOTLAND | 261132 | 868070 | ALNESS | DATA NOT APPLICABLE | ALNESS GRID | 33 | SCOTTISH HYDRO ELECTRIC POWER DISTRIBUTION PLC | WIND | ONSHORE WIND TURBINES | NO | DATA NOT AVAILABLE | DATA NOT AVAILABLE | 8.55 | DATA NOT AVAILABLE | DATA NOT AVAILABLE | DATA NOT AVAILABLE | DATA NOT AVAILABLE | DATA NOT AVAILABLE | DATA NOT AVAILABLE | DATA NOT AVAILABLE | DATA NOT AVAILABLE | DATA NOT AVAILABLE | DATA NOT AVAILABLE | DATA NOT AVAILABLE | DATA NOT AVAILABLE | NO | CONNECTED | 8.55 | 8.55 | 9 | DATA NOT AVAILABLE | DATA NOT AVAILABLE | DATA NOT AVAILABLE | DATA NOT AVAILABLE | DATA NOT AVAILABLE | DATA NOT AVAILABLE | DATA NOT AVAILABLE | DATA NOT AVAILABLE | DATA NOT AVAILABLE | DATA NOT AVAILABLE | N | DATA NOT AVAILABLE | DATA NOT AVAILABLE | DATA NOT AVAILABLE | DATA NOT AVAILABLE | DATA NOT AVAILABLE | 44034
1700000000000 | [5 empty] | 1700000000000 | BEAUFORT WIND LIMITED | BEINN GHLAS WINDFARM | BEINN GHLAS WINDFARM | GLEN LONAN ROAD | TAYNUILT | ARGYLL AND BUTE | PA35 1HY | SCOTLAND | 199634 | 730039 | TAYNUILT | DATA NOT APPLICABLE | TAYNUILT GRID | 33 | SCOTTISH HYDRO ELECTRIC POWER DISTRIBUTION PLC | WIND | ONSHORE WIND TURBINES | NO | DATA NOT AVAILABLE | DATA NOT AVAILABLE | 7.6 | DATA NOT AVAILABLE | DATA NOT AVAILABLE | DATA NOT AVAILABLE | DATA NOT AVAILABLE | DATA NOT AVAILABLE | DATA NOT AVAILABLE | DATA NOT AVAILABLE | DATA NOT AVAILABLE | DATA NOT AVAILABLE | DATA NOT AVAILABLE | DATA NOT AVAILABLE | DATA NOT AVAILABLE | NO | CONNECTED | 7.6 | 7.6 | 8 | DATA NOT AVAILABLE | DATA NOT AVAILABLE | DATA NOT AVAILABLE | DATA NOT AVAILABLE | DATA NOT AVAILABLE | DATA NOT AVAILABLE | DATA NOT AVAILABLE | DATA NOT AVAILABLE | DATA NOT AVAILABLE | DATA NOT AVAILABLE | N | DATA NOT AVAILABLE | DATA NOT AVAILABLE | DATA NOT AVAILABLE | DATA NOT AVAILABLE | DATA NOT AVAILABLE | 44034
1700000000000 | [5 empty] | 1700000000000 | TALISMAN ENERGY UK LTD | FLOTTA TERMINAL | FLOTTA TERMINAL EXPORT | DATA NOT AVAILABLE | STROMNESS | ORKNEY ISLANDS | KW16 3NP | SCOTLAND | 336349 | 993692 | THURSO | DATA NOT APPLICABLE | SCORRADALE | 0.4 | SCOTTISH HYDRO ELECTRIC POWER DISTRIBUTION PLC | WIND | ONSHORE WIND TURBINES | NO | DATA NOT AVAILABLE | DATA NOT AVAILABLE | 9.5 | DATA NOT AVAILABLE | DATA NOT AVAILABLE | DATA NOT AVAILABLE | DATA NOT AVAILABLE | DATA NOT AVAILABLE | DATA NOT AVAILABLE | DATA NOT AVAILABLE | DATA NOT AVAILABLE | DATA NOT AVAILABLE | DATA NOT AVAILABLE | DATA NOT AVAILABLE | DATA NOT AVAILABLE | NO | CONNECTED | 9.5 | 9.5 | 10 | DATA NOT AVAILABLE | DATA NOT AVAILABLE | DATA NOT AVAILABLE | DATA NOT AVAILABLE | DATA NOT AVAILABLE | DATA NOT AVAILABLE | DATA NOT AVAILABLE | DATA NOT AVAILABLE | DATA NOT AVAILABLE | DATA NOT AVAILABLE | N | DATA NOT AVAILABLE | DATA NOT AVAILABLE | DATA NOT AVAILABLE | DATA NOT AVAILABLE | DATA NOT AVAILABLE | 44034
1700000000000 | [5 empty] | 1700000000000 | SSE GENERATION LTD | CUILEIG POWER STATION | CUILEIG POWER STATION | STATION IMPORT | GARVE | HIGHLAND | IV23 2PG | SCOTLAND | 240390 | 869215 | GRUDIE BRIDGE | DATA NOT APPLICABLE | GRUDIE BRIDGE | 33 | SCOTTISH HYDRO ELECTRIC POWER DISTRIBUTION PLC | WIND | ONSHORE WIND TURBINES | NO | DATA NOT AVAILABLE | DATA NOT AVAILABLE | 2.85 | DATA NOT AVAILABLE | DATA NOT AVAILABLE | DATA NOT AVAILABLE | DATA NOT AVAILABLE | DATA NOT AVAILABLE | DATA NOT AVAILABLE | DATA NOT AVAILABLE | DATA NOT AVAILABLE | DATA NOT AVAILABLE | DATA NOT AVAILABLE | DATA NOT AVAILABLE | DATA NOT AVAILABLE | NO | CONNECTED | 2.85 | 2.85 | 3 | DATA NOT AVAILABLE | DATA NOT AVAILABLE | DATA NOT AVAILABLE | DATA NOT AVAILABLE | DATA NOT AVAILABLE | DATA NOT AVAILABLE | DATA NOT AVAILABLE | DATA NOT AVAILABLE | DATA NOT AVAILABLE | DATA NOT AVAILABLE | N | DATA NOT AVAILABLE | DATA NOT AVAILABLE | DATA NOT AVAILABLE | DATA NOT AVAILABLE | DATA NOT AVAILABLE | 44034
1700000000000 | [5 empty] | 1700000000000 | SSE GENERATION LTD | MULLARDOCH POWER STATION | MULLARDOCH POWER STATION | GENERATOR 1 IMPORT | BEAULY | HIGHLAND | IV4 7LX | SCOTLAND | 231008 | 833193 | FASNAKYLE | DATA NOT APPLICABLE | FASNAKYLE GRID | 33 | SCOTTISH HYDRO ELECTRIC POWER DISTRIBUTION PLC | WIND | ONSHORE WIND TURBINES | NO | DATA NOT AVAILABLE | DATA NOT AVAILABLE | 2.375 | DATA NOT AVAILABLE | DATA NOT AVAILABLE | DATA NOT AVAILABLE | DATA NOT AVAILABLE | DATA NOT AVAILABLE | DATA NOT AVAILABLE | DATA NOT AVAILABLE | DATA NOT AVAILABLE | DATA NOT AVAILABLE | DATA NOT AVAILABLE | DATA NOT AVAILABLE | DATA NOT AVAILABLE | NO | CONNECTED | 2.375 | 2.375 | 2.5 | DATA NOT AVAILABLE | DATA NOT AVAILABLE | DATA NOT AVAILABLE | DATA NOT AVAILABLE | DATA NOT AVAILABLE | DATA NOT AVAILABLE | DATA NOT AVAILABLE | DATA NOT AVAILABLE | DATA NOT AVAILABLE | DATA NOT AVAILABLE | N | DATA NOT AVAILABLE | DATA NOT AVAILABLE | DATA NOT AVAILABLE | DATA NOT AVAILABLE | DATA NOT AVAILABLE | 44034
1700000000000 | [5 empty] | 1700000000000 | SSE GENERATION LTD | LAIRG POWER STATION | LAIRG POWER STATION | GENERATOR 1 IMPORT | LAIRG | HIGHLAND | IV27 4EH | SCOTLAND | 258228 | 907098 | LAIRG | DATA NOT APPLICABLE | LAIRG GRID | 33 | SCOTTISH HYDRO ELECTRIC POWER DISTRIBUTION PLC | WIND | ONSHORE WIND TURBINES | NO | DATA NOT AVAILABLE | DATA NOT AVAILABLE | 3.515 | DATA NOT AVAILABLE | DATA NOT AVAILABLE | DATA NOT AVAILABLE | DATA NOT AVAILABLE | DATA NOT AVAILABLE | DATA NOT AVAILABLE | DATA NOT AVAILABLE | DATA NOT AVAILABLE | DATA NOT AVAILABLE | DATA NOT AVAILABLE | DATA NOT AVAILABLE | DATA NOT AVAILABLE | YES | CONNECTED | 3.515 | 3.515 | 3.7 | DATA NOT AVAILABLE | DATA NOT AVAILABLE | DATA NOT AVAILABLE | DATA NOT AVAILABLE | DATA NOT AVAILABLE | DATA NOT AVAILABLE | DATA NOT AVAILABLE | DATA NOT AVAILABLE | DATA NOT AVAILABLE | DATA NOT AVAILABLE | Y | DATA NOT AVAILABLE | DATA NOT AVAILABLE | DATA NOT AVAILABLE | DATA NOT AVAILABLE | DATA NOT AVAILABLE | 44034
1700000000000 | [5 empty] | 1700000000000 | EDF ENERGISED | DEUCHERAN HILL WINDFARM | DEUCHERAN HILL WINDFARM | CARRADALE | CAMPBELTOWN | ARGYLL AND BUTE | PA28 6QL | SCOTLAND | 181624 | 645220 | CARRADALE | DATA NOT APPLICABLE | CARRADALE GRID | 33 | SCOTTISH HYDRO ELECTRIC POWER DISTRIBUTION PLC | WIND | ONSHORE WIND TURBINES | NO | DATA NOT AVAILABLE | DATA NOT AVAILABLE | 14.212 | DATA NOT AVAILABLE | DATA NOT AVAILABLE | DATA NOT AVAILABLE | DATA NOT AVAILABLE | DATA NOT AVAILABLE | DATA NOT AVAILABLE | DATA NOT AVAILABLE | DATA NOT AVAILABLE | DATA NOT AVAILABLE | DATA NOT AVAILABLE | DATA NOT AVAILABLE | DATA NOT AVAILABLE | NO | CONNECTED | 14.212 | 14.212 | 14.96 | DATA NOT AVAILABLE | DATA NOT AVAILABLE | DATA NOT AVAILABLE | DATA NOT AVAILABLE | DATA NOT AVAILABLE | DATA NOT AVAILABLE | DATA NOT AVAILABLE | DATA NOT AVAILABLE | DATA NOT AVAILABLE | DATA NOT AVAILABLE | N | DATA NOT AVAILABLE | DATA NOT AVAILABLE | DATA NOT AVAILABLE | DATA NOT AVAILABLE | DATA NOT AVAILABLE | 44034
1700000000000 | [5 empty] | 1700000000000 | SSE GENERATION LIMITED | SPURNESS WIND FARM | SPURNESS WIND FARM | DATA NOT AVAILABLE | ORKNEY | ORKNEY ISLANDS | KW17 2AZ | SCOTLAND | 367014 | 1044153 | THURSO | DATA NOT APPLICABLE | SCORRADALE | 0.4 | SCOTTISH HYDRO ELECTRIC POWER DISTRIBUTION PLC | WIND | ONSHORE WIND TURBINES | NO | DATA NOT AVAILABLE | DATA NOT AVAILABLE | 7.125 | DATA NOT AVAILABLE | DATA NOT AVAILABLE | DATA NOT AVAILABLE | DATA NOT AVAILABLE | DATA NOT AVAILABLE | DATA NOT AVAILABLE | DATA NOT AVAILABLE | DATA NOT AVAILABLE | DATA NOT AVAILABLE | DATA NOT AVAILABLE | DATA NOT AVAILABLE | DATA NOT AVAILABLE | NO | CONNECTED | 7.125 | 7.125 | 7.5 | DATA NOT AVAILABLE | DATA NOT AVAILABLE | DATA NOT AVAILABLE | DATA NOT AVAILABLE | DATA NOT AVAILABLE | DATA NOT AVAILABLE | DATA NOT AVAILABLE | DATA NOT AVAILABLE | DATA NOT AVAILABLE | DATA NOT AVAILABLE | N | DATA NOT AVAILABLE | DATA NOT AVAILABLE | DATA NOT AVAILABLE | DATA NOT AVAILABLE | DATA NOT AVAILABLE | 44034
1700000000000 | [5 empty] | 1700000000000 | A.N OTHER | CNOC DONN ARNICLE WINDFARM | CNOC DONN ARNICLE WINDFARM | CARRADALE | CAMPBELTOWN | ARGYLL AND BUTE | PA28 6QG | SCOTLAND | 179886 | 638063 | CARRADALE | DATA NOT APPLICABLE | CARRADALE GRID | 33 | SCOTTISH HYDRO ELECTRIC POWER DISTRIBUTION PLC | WIND | ONSHORE WIND TURBINES | NO | DATA NOT AVAILABLE | DATA NOT AVAILABLE | 14.25 | DATA NOT AVAILABLE | DATA NOT AVAILABLE | DATA NOT AVAILABLE | DATA NOT AVAILABLE | DATA NOT AVAILABLE | DATA NOT AVAILABLE | DATA NOT AVAILABLE | DATA NOT AVAILABLE | DATA NOT AVAILABLE | DATA NOT AVAILABLE | DATA NOT AVAILABLE | DATA NOT AVAILABLE | NO | CONNECTED | 14.25 | 14.25 | 15 | DATA NOT AVAILABLE | DATA NOT AVAILABLE | DATA NOT AVAILABLE | DATA NOT AVAILABLE | DATA NOT AVAILABLE | DATA NOT AVAILABLE | DATA NOT AVAILABLE | DATA NOT AVAILABLE | DATA NOT AVAILABLE | DATA NOT AVAILABLE | N | DATA NOT AVAILABLE | DATA NOT AVAILABLE | DATA NOT AVAILABLE | DATA NOT AVAILABLE | DATA NOT AVAILABLE | 44034
1700000000000 | [5 empty] | 1700000000000 | DATA NOT AVAILABLE | PAULS HILL WIND FARM | EXPORT SUPPLY | PAULS HILL WIND FARM | ABERLOUR | MORAY | AB37 9AX | SCOTLAND | 317932 | 836741 | BOAT OF GARTEN | DATA NOT APPLICABLE | BALLINDALLOCH | 11 | SCOTTISH HYDRO ELECTRIC POWER DISTRIBUTION PLC | WIND | ONSHORE WIND TURBINES | NO | DATA NOT AVAILABLE | DATA NOT AVAILABLE | 66.5 | DATA NOT AVAILABLE | DATA NOT AVAILABLE | DATA NOT AVAILABLE | DATA NOT AVAILABLE | DATA NOT AVAILABLE | DATA NOT AVAILABLE | DATA NOT AVAILABLE | DATA NOT AVAILABLE | DATA NOT AVAILABLE | DATA NOT AVAILABLE | DATA NOT AVAILABLE | DATA NOT AVAILABLE | NO | CONNECTED | 66.5 | 66.5 | 70 | DATA NOT AVAILABLE | DATA NOT AVAILABLE | DATA NOT AVAILABLE | DATA NOT AVAILABLE | DATA NOT AVAILABLE | DATA NOT AVAILABLE | DATA NOT AVAILABLE | DATA NOT AVAILABLE | DATA NOT AVAILABLE | DATA NOT AVAILABLE | N | DATA NOT AVAILABLE | DATA NOT AVAILABLE | DATA NOT AVAILABLE | DATA NOT AVAILABLE | DATA NOT AVAILABLE | 44034
1700000000000 | [5 empty] | 1700000000000 | ECOGEN LTD | BURGARHILL WIND FARM LTD | BURGARHILL WIND FARM LTD | BURGAR HILL | ORKNEY | ORKNEY ISLANDS | KW17 2PJ | SCOTLAND | 336017 | 1026101 | THURSO | DATA NOT APPLICABLE | SCORRADALE | 0.4 | SCOTTISH HYDRO ELECTRIC POWER DISTRIBUTION PLC | WIND | ONSHORE WIND TURBINES | NO | DATA NOT AVAILABLE | DATA NOT AVAILABLE | 5.7 | DATA NOT AVAILABLE | DATA NOT AVAILABLE | DATA NOT AVAILABLE | DATA NOT AVAILABLE | DATA NOT AVAILABLE | DATA NOT AVAILABLE | DATA NOT AVAILABLE | DATA NOT AVAILABLE | DATA NOT AVAILABLE | DATA NOT AVAILABLE | DATA NOT AVAILABLE | DATA NOT AVAILABLE | NO | CONNECTED | 5.7 | 5.7 | 6 | DATA NOT AVAILABLE | DATA NOT AVAILABLE | DATA NOT AVAILABLE | DATA NOT AVAILABLE | DATA NOT AVAILABLE | DATA NOT AVAILABLE | DATA NOT AVAILABLE | DATA NOT AVAILABLE | DATA NOT AVAILABLE | DATA NOT AVAILABLE | N | DATA NOT AVAILABLE | DATA NOT AVAILABLE | DATA NOT AVAILABLE | DATA NOT AVAILABLE | DATA NOT AVAILABLE | 44034
1700000000000 | [5 empty] | 1700000000000 | ARNISH MOOR WIND FARM LIMITED | ARNISH MOOR WINDFARM | ARNISH MOOR WINDFARM EXPORT | BY STORNOWAY | ISLE OF LEWIS | DATA NOT AVAILABLE | DATA NOT AVAILABLE | SCOTLAND | DATA NOT AVAILABLE | DATA NOT AVAILABLE | STORNOWAY | DATA NOT APPLICABLE | STORNOWAY | 33 | SCOTTISH HYDRO ELECTRIC POWER DISTRIBUTION PLC | WIND | ONSHORE WIND TURBINES | NO | DATA NOT AVAILABLE | DATA NOT AVAILABLE | 3.705 | DATA NOT AVAILABLE | DATA NOT AVAILABLE | DATA NOT AVAILABLE | DATA NOT AVAILABLE | DATA NOT AVAILABLE | DATA NOT AVAILABLE | DATA NOT AVAILABLE | DATA NOT AVAILABLE | DATA NOT AVAILABLE | DATA NOT AVAILABLE | DATA NOT AVAILABLE | DATA NOT AVAILABLE | NO | CONNECTED | 3.705 | 3.705 | 3.9 | DATA NOT AVAILABLE | DATA NOT AVAILABLE | DATA NOT AVAILABLE | DATA NOT AVAILABLE | DATA NOT AVAILABLE | DATA NOT AVAILABLE | DATA NOT AVAILABLE | DATA NOT AVAILABLE | DATA NOT AVAILABLE | DATA NOT AVAILABLE | N | DATA NOT AVAILABLE | DATA NOT AVAILABLE | DATA NOT AVAILABLE | DATA NOT AVAILABLE | DATA NOT AVAILABLE | 44034
1700000000000 | [5 empty] | 1700000000000 | ECO2 LTD | DUMMUIE WINDFARM | DUMMUIE WINDFARM | EAST MAINS OF DUMMUIES | ABERDEEN | ABERDEENSHIRE | AB54 4RL | SCOTLAND | 355734 | 836687 | KEITH | DATA NOT APPLICABLE | KEITH GRID | 33 | SCOTTISH HYDRO ELECTRIC POWER DISTRIBUTION PLC | WIND | ONSHORE WIND TURBINES | NO | DATA NOT AVAILABLE | DATA NOT AVAILABLE | 11.638 | DATA NOT AVAILABLE | DATA NOT AVAILABLE | DATA NOT AVAILABLE | DATA NOT AVAILABLE | DATA NOT AVAILABLE | DATA NOT AVAILABLE | DATA NOT AVAILABLE | DATA NOT AVAILABLE | DATA NOT AVAILABLE | DATA NOT AVAILABLE | DATA NOT AVAILABLE | DATA NOT AVAILABLE | NO | CONNECTED | 11.638 | 11.638 | 12.25 | DATA NOT AVAILABLE | DATA NOT AVAILABLE | DATA NOT AVAILABLE | DATA NOT AVAILABLE | DATA NOT AVAILABLE | DATA NOT AVAILABLE | DATA NOT AVAILABLE | DATA NOT AVAILABLE | DATA NOT AVAILABLE | DATA NOT AVAILABLE | N | DATA NOT AVAILABLE | DATA NOT AVAILABLE | DATA NOT AVAILABLE | DATA NOT AVAILABLE | DATA NOT AVAILABLE | 44034
1700000000000 | [5 empty] | 1700000000000 | DATA NOT AVAILABLE | FORSS 2 WINDFARM HV | FORSS 2 WINDFARM HV EXPORT | HILL OF LYBSTER | THURSO | HIGHLAND | KW14 7YA | SCOTLAND | 302432 | 968616 | DOUNREAY | DATA NOT APPLICABLE | DOUNREAY | 11 | SCOTTISH HYDRO ELECTRIC POWER DISTRIBUTION PLC | WIND | ONSHORE WIND TURBINES | NO | DATA NOT AVAILABLE | DATA NOT AVAILABLE | 5.263 | DATA NOT AVAILABLE | DATA NOT AVAILABLE | DATA NOT AVAILABLE | DATA NOT AVAILABLE | DATA NOT AVAILABLE | DATA NOT AVAILABLE | DATA NOT AVAILABLE | DATA NOT AVAILABLE | DATA NOT AVAILABLE | DATA NOT AVAILABLE | DATA NOT AVAILABLE | DATA NOT AVAILABLE | NO | CONNECTED | 5.263 | 5.263 | 5.54 | DATA NOT AVAILABLE | DATA NOT AVAILABLE | DATA NOT AVAILABLE | DATA NOT AVAILABLE | DATA NOT AVAILABLE | DATA NOT AVAILABLE | DATA NOT AVAILABLE | DATA NOT AVAILABLE | DATA NOT AVAILABLE | DATA NOT AVAILABLE | N | DATA NOT AVAILABLE | DATA NOT AVAILABLE | DATA NOT AVAILABLE | DATA NOT AVAILABLE | DATA NOT AVAILABLE | 44034
1700000000000 | [5 empty] | 1700000000000 | SSE GENERATION LTD | DRUMDERG WIND FARM | SUPPLY 1 DRUMDERG WIND FARM | DATA NOT AVAILABLE | BLAIRGOWRIE | PERTHSHIRE AND KINROSS | DATA NOT AVAILABLE | SCOTLAND | DATA NOT AVAILABLE | DATA NOT AVAILABLE | COUPAR ANGUS | DATA NOT APPLICABLE | COUPAR ANGUS GRID | 11 | SCOTTISH HYDRO ELECTRIC POWER DISTRIBUTION PLC | WIND | ONSHORE WIND TURBINES | NO | DATA NOT AVAILABLE | DATA NOT AVAILABLE | 15.2 | DATA NOT AVAILABLE | DATA NOT AVAILABLE | DATA NOT AVAILABLE | DATA NOT AVAILABLE | DATA NOT AVAILABLE | DATA NOT AVAILABLE | DATA NOT AVAILABLE | DATA NOT AVAILABLE | DATA NOT AVAILABLE | DATA NOT AVAILABLE | DATA NOT AVAILABLE | DATA NOT AVAILABLE | NO | CONNECTED | 15.2 | 15.2 | 16 | DATA NOT AVAILABLE | DATA NOT AVAILABLE | DATA NOT AVAILABLE | DATA NOT AVAILABLE | DATA NOT AVAILABLE | DATA NOT AVAILABLE | DATA NOT AVAILABLE | DATA NOT AVAILABLE | DATA NOT AVAILABLE | DATA NOT AVAILABLE | N | DATA NOT AVAILABLE | DATA NOT AVAILABLE | DATA NOT AVAILABLE | DATA NOT AVAILABLE | DATA NOT AVAILABLE | 44034
1700000000000 | [5 empty] | 1700000000000 | SSE GENERATION LTD | DRUMDERG WIND FARM | SUPPLY 2 DRUMDERG WIND FARM | DATA NOT AVAILABLE | BLAIRGOWRIE | PERTHSHIRE AND KINROSS | DATA NOT AVAILABLE | SCOTLAND | DATA NOT AVAILABLE | DATA NOT AVAILABLE | COUPAR ANGUS | DATA NOT APPLICABLE | COUPAR ANGUS GRID | 11 | SCOTTISH HYDRO ELECTRIC POWER DISTRIBUTION PLC | WIND | ONSHORE WIND TURBINES | NO | DATA NOT AVAILABLE | DATA NOT AVAILABLE | 15.2 | DATA NOT AVAILABLE | DATA NOT AVAILABLE | DATA NOT AVAILABLE | DATA NOT AVAILABLE | DATA NOT AVAILABLE | DATA NOT AVAILABLE | DATA NOT AVAILABLE | DATA NOT AVAILABLE | DATA NOT AVAILABLE | DATA NOT AVAILABLE | DATA NOT AVAILABLE | DATA NOT AVAILABLE | NO | CONNECTED | 15.2 | 15.2 | 16 | DATA NOT AVAILABLE | DATA NOT AVAILABLE | DATA NOT AVAILABLE | DATA NOT AVAILABLE | DATA NOT AVAILABLE | DATA NOT AVAILABLE | DATA NOT AVAILABLE | DATA NOT AVAILABLE | DATA NOT AVAILABLE | DATA NOT AVAILABLE | N | DATA NOT AVAILABLE | DATA NOT AVAILABLE | DATA NOT AVAILABLE | DATA NOT AVAILABLE | DATA NOT AVAILABLE | 44034
1700000000000 | [5 empty] | 1700000000000 | BILBSTER WIND FARM LTD | FLEXHILL WINDFARM | FLEXHILL WINDFARM BILBSTER WIND FARM LTD | DATA NOT AVAILABLE | WICK | HIGHLAND | KW1 5TB | SCOTLAND | 328074 | 953301 | MYBSTER | DATA NOT APPLICABLE | MYBSTER GRID | 33 | SCOTTISH HYDRO ELECTRIC POWER DISTRIBUTION PLC | WIND | ONSHORE WIND TURBINES | NO | DATA NOT AVAILABLE | DATA NOT AVAILABLE | 3.705 | DATA NOT AVAILABLE | DATA NOT AVAILABLE | DATA NOT AVAILABLE | DATA NOT AVAILABLE | DATA NOT AVAILABLE | DATA NOT AVAILABLE | DATA NOT AVAILABLE | DATA NOT AVAILABLE | DATA NOT AVAILABLE | DATA NOT AVAILABLE | DATA NOT AVAILABLE | DATA NOT AVAILABLE | NO | CONNECTED | 3.705 | 3.705 | 3.9 | DATA NOT AVAILABLE | DATA NOT AVAILABLE | DATA NOT AVAILABLE | DATA NOT AVAILABLE | DATA NOT AVAILABLE | DATA NOT AVAILABLE | DATA NOT AVAILABLE | DATA NOT AVAILABLE | DATA NOT AVAILABLE | DATA NOT AVAILABLE | N | DATA NOT AVAILABLE | DATA NOT AVAILABLE | DATA NOT AVAILABLE | DATA NOT AVAILABLE | DATA NOT AVAILABLE | 44034
1700000000000 | [5 empty] | 1700000000000 | INNOGY RENEWABLES UK LIMITED | CORRIEGARTH HYDRO GEN AUX | CORRIEGARTH HYDRO GEN DATA NOT AVAILABLE | GORTHLECK | INVERNESS | HIGHLAND | IV2 6UL | SCOTLAND | 250731 | 817150 | INVERNESS | DATA NOT APPLICABLE | INVERNESS GRID | 33 | SCOTTISH HYDRO ELECTRIC POWER DISTRIBUTION PLC | WIND | ONSHORE WIND TURBINES | NO | DATA NOT AVAILABLE | DATA NOT AVAILABLE | 3.23 | DATA NOT AVAILABLE | DATA NOT AVAILABLE | DATA NOT AVAILABLE | DATA NOT AVAILABLE | DATA NOT AVAILABLE | DATA NOT AVAILABLE | DATA NOT AVAILABLE | DATA NOT AVAILABLE | DATA NOT AVAILABLE | DATA NOT AVAILABLE | DATA NOT AVAILABLE | DATA NOT AVAILABLE | NO | CONNECTED | 3.23 | 3.23 | 3.4 | DATA NOT AVAILABLE | DATA NOT AVAILABLE | DATA NOT AVAILABLE | DATA NOT AVAILABLE | DATA NOT AVAILABLE | DATA NOT AVAILABLE | DATA NOT AVAILABLE | DATA NOT AVAILABLE | DATA NOT AVAILABLE | DATA NOT AVAILABLE | N | DATA NOT AVAILABLE | DATA NOT AVAILABLE | DATA NOT AVAILABLE | DATA NOT AVAILABLE | DATA NOT AVAILABLE | 44034
1700000000000 | [5 empty] | 1700000000000 | ACHAIRN ENERGY LIMITED | ACHAIRN WINDFARM | ACHAIRN WINDFARM | ACHAIRN FARM | WICK | HIGHLAND | KW1 5SG | SCOTLAND | 331355 | 950007 | MYBSTER | DATA NOT APPLICABLE | MYBSTER GRID | 33 | SCOTTISH HYDRO ELECTRIC POWER DISTRIBUTION PLC | WIND | ONSHORE WIND TURBINES | NO | DATA NOT AVAILABLE | DATA NOT AVAILABLE | 7.125 | DATA NOT AVAILABLE | DATA NOT AVAILABLE | DATA NOT AVAILABLE | DATA NOT AVAILABLE | DATA NOT AVAILABLE | DATA NOT AVAILABLE | DATA NOT AVAILABLE | DATA NOT AVAILABLE | DATA NOT AVAILABLE | DATA NOT AVAILABLE | DATA NOT AVAILABLE | DATA NOT AVAILABLE | NO | CONNECTED | 7.125 | 7.125 | 7.5 | DATA NOT AVAILABLE | DATA NOT AVAILABLE | DATA NOT AVAILABLE | DATA NOT AVAILABLE | DATA NOT AVAILABLE | DATA NOT AVAILABLE | DATA NOT AVAILABLE | DATA NOT AVAILABLE | DATA NOT AVAILABLE | DATA NOT AVAILABLE | N | DATA NOT AVAILABLE | DATA NOT AVAILABLE | DATA NOT AVAILABLE | DATA NOT AVAILABLE | DATA NOT AVAILABLE | 44034
1700000000000 | [5 empty] | 1700000000000 | STRATH OF BRYDOCK WIND FARM LIMITED | STRATH OF BYDOCK WINDFARM | STRATH OF BYDOCK WINDFARM PRIVATE GENERATOR | DATA NOT AVAILABLE | ABERDEEN | ABERDEENSHIRE | AB45 3BX | SCOTLAND | 365016 | 859626 | MACDUFF | DATA NOT APPLICABLE | MACDUFF GRID | 33 | SCOTTISH HYDRO ELECTRIC POWER DISTRIBUTION PLC | WIND | ONSHORE WIND TURBINES | NO | DATA NOT AVAILABLE | DATA NOT AVAILABLE | 4.37 | DATA NOT AVAILABLE | DATA NOT AVAILABLE | DATA NOT AVAILABLE | DATA NOT AVAILABLE | DATA NOT AVAILABLE | DATA NOT AVAILABLE | DATA NOT AVAILABLE | DATA NOT AVAILABLE | DATA NOT AVAILABLE | DATA NOT AVAILABLE | DATA NOT AVAILABLE | DATA NOT AVAILABLE | NO | CONNECTED | 4.37 | 4.37 | 4.6 | DATA NOT AVAILABLE | DATA NOT AVAILABLE | DATA NOT AVAILABLE | DATA NOT AVAILABLE | DATA NOT AVAILABLE | DATA NOT AVAILABLE | DATA NOT AVAILABLE | DATA NOT AVAILABLE | DATA NOT AVAILABLE | DATA NOT AVAILABLE | N | DATA NOT AVAILABLE | DATA NOT AVAILABLE | DATA NOT AVAILABLE | DATA NOT AVAILABLE | DATA NOT AVAILABLE | 44034
1700000000000 | [5 empty] | 1700000000000 | BEINN NAN OIGHREAN | STRUIE WIND GENERATION STATION | STRUIE WIND GENERATION STATION | DATA NOT AVAILABLE | ALNESS | HIGHLAND | IV19 1LH | SCOTLAND | 266575 | 881371 | ALNESS | DATA NOT APPLICABLE | ALNESS GRID | 33 | SCOTTISH HYDRO ELECTRIC POWER DISTRIBUTION PLC | WIND | ONSHORE WIND TURBINES | NO | DATA NOT AVAILABLE | DATA NOT AVAILABLE | 4.37 | DATA NOT AVAILABLE | DATA NOT AVAILABLE | DATA NOT AVAILABLE | DATA NOT AVAILABLE | DATA NOT AVAILABLE | DATA NOT AVAILABLE | DATA NOT AVAILABLE | DATA NOT AVAILABLE | DATA NOT AVAILABLE | DATA NOT AVAILABLE | DATA NOT AVAILABLE | DATA NOT AVAILABLE | NO | CONNECTED | 4.37 | 4.37 | 4.6 | DATA NOT AVAILABLE | DATA NOT AVAILABLE | DATA NOT AVAILABLE | DATA NOT AVAILABLE | DATA NOT AVAILABLE | DATA NOT AVAILABLE | DATA NOT AVAILABLE | DATA NOT AVAILABLE | DATA NOT AVAILABLE | DATA NOT AVAILABLE | N | DATA NOT AVAILABLE | DATA NOT AVAILABLE | DATA NOT AVAILABLE | DATA NOT AVAILABLE | DATA NOT AVAILABLE | 44034
1700000000000 | [5 empty] | 1700000000000 | SSE GENERATION | FAIRBURN WIND FARM | FAIRBURN WIND FARM | DATA NOT AVAILABLE | INVERNESS | HIGHLAND | IV6 7UT | SCOTLAND | 246936 | 852541 | ORRIN | DATA NOT APPLICABLE | ORRIN | 0.4 | SCOTTISH HYDRO ELECTRIC POWER DISTRIBUTION PLC | WIND | ONSHORE WIND TURBINES | NO | DATA NOT AVAILABLE | DATA NOT AVAILABLE | 40 | DATA NOT AVAILABLE | DATA NOT AVAILABLE | DATA NOT AVAILABLE | DATA NOT AVAILABLE | DATA NOT AVAILABLE | DATA NOT AVAILABLE | DATA NOT AVAILABLE | DATA NOT AVAILABLE | DATA NOT AVAILABLE | DATA NOT AVAILABLE | DATA NOT AVAILABLE | DATA NOT AVAILABLE | NO | CONNECTED | 40 | 40 | 42.105 | DATA NOT AVAILABLE | DATA NOT AVAILABLE | DATA NOT AVAILABLE | DATA NOT AVAILABLE | DATA NOT AVAILABLE | DATA NOT AVAILABLE | DATA NOT AVAILABLE | DATA NOT AVAILABLE | DATA NOT AVAILABLE | DATA NOT AVAILABLE | N | DATA NOT AVAILABLE | DATA NOT AVAILABLE | DATA NOT AVAILABLE | DATA NOT AVAILABLE | DATA NOT AVAILABLE | 44034
1700000000000 | [5 empty] | 1700000000000 | BURGAR HILL RENEWABLES LTD | BURGAR HILL | BURGAR HILL GENERATING STATION | DATA NOT AVAILABLE | ORKNEY | ORKNEY ISLANDS | KW17 2PJ | SCOTLAND | 336017 | 1026101 | THURSO | DATA NOT APPLICABLE | SCORRADALE | 0.4 | SCOTTISH HYDRO ELECTRIC POWER DISTRIBUTION PLC | WIND | ONSHORE WIND TURBINES | NO | DATA NOT AVAILABLE | DATA NOT AVAILABLE | 2.185 | DATA NOT AVAILABLE | DATA NOT AVAILABLE | DATA NOT AVAILABLE | DATA NOT AVAILABLE | DATA NOT AVAILABLE | DATA NOT AVAILABLE | DATA NOT AVAILABLE | DATA NOT AVAILABLE | DATA NOT AVAILABLE | DATA NOT AVAILABLE | DATA NOT AVAILABLE | DATA NOT AVAILABLE | NO | CONNECTED | 2.185 | 2.185 | 2.3 | DATA NOT AVAILABLE | DATA NOT AVAILABLE | DATA NOT AVAILABLE | DATA NOT AVAILABLE | DATA NOT AVAILABLE | DATA NOT AVAILABLE | DATA NOT AVAILABLE | DATA NOT AVAILABLE | DATA NOT AVAILABLE | DATA NOT AVAILABLE | N | DATA NOT AVAILABLE | DATA NOT AVAILABLE | DATA NOT AVAILABLE | DATA NOT AVAILABLE | DATA NOT AVAILABLE | 44034
1700000000000 | [5 empty] | 1700000000000 | MYRETON RENEWABLE ENERGY LIMITED | LURGHILL WIND | GENERATING STATION | LURGHILL WIND | ABERDEEN | MORAY | AB55 6NJ | SCOTLAND | 349135 | 856169 | KEITH | DATA NOT APPLICABLE | KEITH GRID | 33 | SCOTTISH HYDRO ELECTRIC POWER DISTRIBUTION PLC | WIND | ONSHORE WIND TURBINES | NO | DATA NOT AVAILABLE | DATA NOT AVAILABLE | 2.404 | DATA NOT AVAILABLE | DATA NOT AVAILABLE | DATA NOT AVAILABLE | DATA NOT AVAILABLE | DATA NOT AVAILABLE | DATA NOT AVAILABLE | DATA NOT AVAILABLE | DATA NOT AVAILABLE | DATA NOT AVAILABLE | DATA NOT AVAILABLE | DATA NOT AVAILABLE | DATA NOT AVAILABLE | NO | CONNECTED | 2.404 | 2.404 | 2.53 | DATA NOT AVAILABLE | DATA NOT AVAILABLE | DATA NOT AVAILABLE | DATA NOT AVAILABLE | DATA NOT AVAILABLE | DATA NOT AVAILABLE | DATA NOT AVAILABLE | DATA NOT AVAILABLE | DATA NOT AVAILABLE | DATA NOT AVAILABLE | N | DATA NOT AVAILABLE | DATA NOT AVAILABLE | DATA NOT AVAILABLE | DATA NOT AVAILABLE | DATA NOT AVAILABLE | 44034
1700000000000 | [5 empty] | 1700000000000 | GREENSPAN ELECTRIC CAIRNMORE LIMITED | CAIRNMORE WIND PARK | CAIRNMORE WIND PARK | CAIRNMORE | ABERDEEN | ABERDEENSHIRE | AB54 4NA | SCOTLAND | 351350 | 825047 | TARLAND | DATA NOT APPLICABLE | TARLAND GRID | 33 | SCOTTISH HYDRO ELECTRIC POWER DISTRIBUTION PLC | WIND | ONSHORE WIND TURBINES | NO | DATA NOT AVAILABLE | DATA NOT AVAILABLE | 7.268 | DATA NOT AVAILABLE | DATA NOT AVAILABLE | DATA NOT AVAILABLE | DATA NOT AVAILABLE | DATA NOT AVAILABLE | DATA NOT AVAILABLE | DATA NOT AVAILABLE | DATA NOT AVAILABLE | DATA NOT AVAILABLE | DATA NOT AVAILABLE | DATA NOT AVAILABLE | DATA NOT AVAILABLE | NO | CONNECTED | 7.268 | 7.268 | 7.65 | DATA NOT AVAILABLE | DATA NOT AVAILABLE | DATA NOT AVAILABLE | DATA NOT AVAILABLE | DATA NOT AVAILABLE | DATA NOT AVAILABLE | DATA NOT AVAILABLE | DATA NOT AVAILABLE | DATA NOT AVAILABLE | DATA NOT AVAILABLE | N | DATA NOT AVAILABLE | DATA NOT AVAILABLE | DATA NOT AVAILABLE | DATA NOT AVAILABLE | DATA NOT AVAILABLE | 44034
1700000000000 | [5 empty] | 1700000000000 | DATA NOT AVAILABLE | LOCHEBANK WINDFARM | LOCHEBANK WINDFARM | DATA NOT AVAILABLE | PERTH | PERTHSHIRE AND KINROSS | PH2 9QQ | SCOTLAND | 313595 | 712563 | ABERNETHY | DATA NOT APPLICABLE | ABERNETHY GRID | 33 | SCOTTISH HYDRO ELECTRIC POWER DISTRIBUTION PLC | WIND | ONSHORE WIND TURBINES | NO | DATA NOT AVAILABLE | DATA NOT AVAILABLE | 9.453 | DATA NOT AVAILABLE | DATA NOT AVAILABLE | DATA NOT AVAILABLE | DATA NOT AVAILABLE | DATA NOT AVAILABLE | DATA NOT AVAILABLE | DATA NOT AVAILABLE | DATA NOT AVAILABLE | DATA NOT AVAILABLE | DATA NOT AVAILABLE | DATA NOT AVAILABLE | DATA NOT AVAILABLE | NO | CONNECTED | 9.453 | 9.453 | 9.95 | DATA NOT AVAILABLE | DATA NOT AVAILABLE | DATA NOT AVAILABLE | DATA NOT AVAILABLE | DATA NOT AVAILABLE | DATA NOT AVAILABLE | DATA NOT AVAILABLE | DATA NOT AVAILABLE | DATA NOT AVAILABLE | DATA NOT AVAILABLE | N | DATA NOT AVAILABLE | DATA NOT AVAILABLE | DATA NOT AVAILABLE | DATA NOT AVAILABLE | DATA NOT AVAILABLE | 44034
1700000000000 | [5 empty] | 1700000000000 | SSE GENERATION LTD | ACHANY WIND FARM | EXPORT SUPPLY | ACHANY WIND FARM | LAIRG | HIGHLAND | IV27 4BD | SCOTLAND | 248071 | 901853 | LAIRG | DATA NOT APPLICABLE | LAIRG GRID | 33 | SCOTTISH HYDRO ELECTRIC POWER DISTRIBUTION PLC | WIND | ONSHORE WIND TURBINES | NO | DATA NOT AVAILABLE | DATA NOT AVAILABLE | 49.875 | DATA NOT AVAILABLE | DATA NOT AVAILABLE | DATA NOT AVAILABLE | DATA NOT AVAILABLE | DATA NOT AVAILABLE | DATA NOT AVAILABLE | DATA NOT AVAILABLE | DATA NOT AVAILABLE | DATA NOT AVAILABLE | DATA NOT AVAILABLE | DATA NOT AVAILABLE | DATA NOT AVAILABLE | NO | CONNECTED | 49.875 | 49.875 | 52.5 | DATA NOT AVAILABLE | DATA NOT AVAILABLE | DATA NOT AVAILABLE | DATA NOT AVAILABLE | DATA NOT AVAILABLE | DATA NOT AVAILABLE | DATA NOT AVAILABLE | DATA NOT AVAILABLE | DATA NOT AVAILABLE | DATA NOT AVAILABLE | N | DATA NOT AVAILABLE | DATA NOT AVAILABLE | DATA NOT AVAILABLE | DATA NOT AVAILABLE | DATA NOT AVAILABLE | 44034
1700000000000 | [5 empty] | 1700000000000 | HAMMARS HILL ENERGY LIMITED | HAMMARS HILL WINDFARM | HAMMARS HILL WINDFARM | HAMMARS HILL | ORKNEY | ORKNEY ISLANDS | KW17 2PH | SCOTLAND | 337109 | 1025337 | THURSO SOUTH GRID | DATA NOT APPLICABLE | THURSO SOUTH GRID | 33 | SCOTTISH HYDRO ELECTRIC POWER DISTRIBUTION PLC | WIND | ONSHORE WIND TURBINES | NO | DATA NOT AVAILABLE | DATA NOT AVAILABLE | 4.275 | DATA NOT AVAILABLE | DATA NOT AVAILABLE | DATA NOT AVAILABLE | DATA NOT AVAILABLE | DATA NOT AVAILABLE | DATA NOT AVAILABLE | DATA NOT AVAILABLE | DATA NOT AVAILABLE | DATA NOT AVAILABLE | DATA NOT AVAILABLE | DATA NOT AVAILABLE | DATA NOT AVAILABLE | NO | CONNECTED | 4.275 | 4.275 | 4.5 | DATA NOT AVAILABLE | DATA NOT AVAILABLE | DATA NOT AVAILABLE | DATA NOT AVAILABLE | DATA NOT AVAILABLE | DATA NOT AVAILABLE | DATA NOT AVAILABLE | DATA NOT AVAILABLE | DATA NOT AVAILABLE | DATA NOT AVAILABLE | N | DATA NOT AVAILABLE | DATA NOT AVAILABLE | DATA NOT AVAILABLE | DATA NOT AVAILABLE | DATA NOT AVAILABLE | 44034
1700000000000 | [5 empty] | 1700000000000 | ARDGRAIN RENEWABLES | UPPER ARDGRAIN WINDFARM | UPPER ARDGRAIN WINDFARM | UPPER ARDGRAIN | ELLON | ABERDEENSHIRE | AB41 8RA | SCOTLAND | 395551 | 834118 | STRICHEN | DATA NOT APPLICABLE | STRICHEN GRID | 33 | SCOTTISH HYDRO ELECTRIC POWER DISTRIBUTION PLC | WIND | ONSHORE WIND TURBINES | NO | DATA NOT AVAILABLE | DATA NOT AVAILABLE | 2.28 | DATA NOT AVAILABLE | DATA NOT AVAILABLE | DATA NOT AVAILABLE | DATA NOT AVAILABLE | DATA NOT AVAILABLE | DATA NOT AVAILABLE | DATA NOT AVAILABLE | DATA NOT AVAILABLE | DATA NOT AVAILABLE | DATA NOT AVAILABLE | DATA NOT AVAILABLE | DATA NOT AVAILABLE | NO | CONNECTED | 2.28 | 2.28 | 2.4 | DATA NOT AVAILABLE | DATA NOT AVAILABLE | DATA NOT AVAILABLE | DATA NOT AVAILABLE | DATA NOT AVAILABLE | DATA NOT AVAILABLE | DATA NOT AVAILABLE | DATA NOT AVAILABLE | DATA NOT AVAILABLE | DATA NOT AVAILABLE | N | DATA NOT AVAILABLE | DATA NOT AVAILABLE | DATA NOT AVAILABLE | DATA NOT AVAILABLE | DATA NOT AVAILABLE | 44034
1700000000000 | [5 empty] | 1700000000000 | DATA NOT AVAILABLE | NOVAR 2 WIND FARM | NOVAR 2 WIND FARM | DATA NOT AVAILABLE | DINGWALL | HIGHLAND | IV16 9XW | SCOTLAND | 256926 | 867221 | ALNESS | DATA NOT APPLICABLE | ALNESS GRID | 33 | SCOTTISH HYDRO ELECTRIC POWER DISTRIBUTION PLC | WIND | ONSHORE WIND TURBINES | NO | DATA NOT AVAILABLE | DATA NOT AVAILABLE | 36.803 | DATA NOT AVAILABLE | DATA NOT AVAILABLE | DATA NOT AVAILABLE | DATA NOT AVAILABLE | DATA NOT AVAILABLE | DATA NOT AVAILABLE | DATA NOT AVAILABLE | DATA NOT AVAILABLE | DATA NOT AVAILABLE | DATA NOT AVAILABLE | DATA NOT AVAILABLE | DATA NOT AVAILABLE | NO | CONNECTED | 36.803 | 36.803 | 38.74 | DATA NOT AVAILABLE | DATA NOT AVAILABLE | DATA NOT AVAILABLE | DATA NOT AVAILABLE | DATA NOT AVAILABLE | DATA NOT AVAILABLE | DATA NOT AVAILABLE | DATA NOT AVAILABLE | DATA NOT AVAILABLE | DATA NOT AVAILABLE | N | DATA NOT AVAILABLE | DATA NOT AVAILABLE | DATA NOT AVAILABLE | DATA NOT AVAILABLE | DATA NOT AVAILABLE | 44034
1700000000000 | [5 empty] | 1700000000000 | LAIRG WINDFARM LIMITED | CNOC NA-INGHINN WIND | CNOC NA-INGHINN WIND | LAIRG WIND GENERATION STATION | LAIRG | HIGHLAND | IV27 4DQ | SCOTLAND | 259546 | 904899 | LAIRG | DATA NOT APPLICABLE | LAIRG GRID | 33 | SCOTTISH HYDRO ELECTRIC POWER DISTRIBUTION PLC | WIND | ONSHORE WIND TURBINES | NO | DATA NOT AVAILABLE | DATA NOT AVAILABLE | 4.749 | DATA NOT AVAILABLE | DATA NOT AVAILABLE | DATA NOT AVAILABLE | DATA NOT AVAILABLE | DATA NOT AVAILABLE | DATA NOT AVAILABLE | DATA NOT AVAILABLE | DATA NOT AVAILABLE | DATA NOT AVAILABLE | DATA NOT AVAILABLE | DATA NOT AVAILABLE | DATA NOT AVAILABLE | NO | CONNECTED | 4.749 | 4.749 | 4.999 | DATA NOT AVAILABLE | DATA NOT AVAILABLE | DATA NOT AVAILABLE | DATA NOT AVAILABLE | DATA NOT AVAILABLE | DATA NOT AVAILABLE | DATA NOT AVAILABLE | DATA NOT AVAILABLE | DATA NOT AVAILABLE | DATA NOT AVAILABLE | N | DATA NOT AVAILABLE | DATA NOT AVAILABLE | DATA NOT AVAILABLE | DATA NOT AVAILABLE | DATA NOT AVAILABLE | 44034
1700000000000 | [5 empty] | 1700000000000 | GREENHILL RENEWABLES LIMITED | GREENHILL CROFT WINDFARM | GREENHILL CROFT WINDFARM | DATA NOT AVAILABLE | FRASERBURGH | ABERDEENSHIRE | AB43 6PN | SCOTLAND | 385357 | 853445 | STRICHEN | DATA NOT APPLICABLE | STRICHEN GRID | 33 | SCOTTISH HYDRO ELECTRIC POWER DISTRIBUTION PLC | WIND | ONSHORE WIND TURBINES | NO | DATA NOT AVAILABLE | DATA NOT AVAILABLE | 2.185 | DATA NOT AVAILABLE | DATA NOT AVAILABLE | DATA NOT AVAILABLE | DATA NOT AVAILABLE | DATA NOT AVAILABLE | DATA NOT AVAILABLE | DATA NOT AVAILABLE | DATA NOT AVAILABLE | DATA NOT AVAILABLE | DATA NOT AVAILABLE | DATA NOT AVAILABLE | DATA NOT AVAILABLE | NO | CONNECTED | 2.185 | 2.185 | 2.3 | DATA NOT AVAILABLE | DATA NOT AVAILABLE | DATA NOT AVAILABLE | DATA NOT AVAILABLE | DATA NOT AVAILABLE | DATA NOT AVAILABLE | DATA NOT AVAILABLE | DATA NOT AVAILABLE | DATA NOT AVAILABLE | DATA NOT AVAILABLE | N | DATA NOT AVAILABLE | DATA NOT AVAILABLE | DATA NOT AVAILABLE | DATA NOT AVAILABLE | DATA NOT AVAILABLE | 44034
1700000000000 | [5 empty] | 1700000000000 | RWE RENEWABLES UK DEVELOPMENTS LIMITED | ROSEHALL WINDFARM | ROSEHALL WINDFARM | DATA NOT AVAILABLE | LAIRG | HIGHLAND | IV27 4BD | SCOTLAND | 248071 | 901853 | SHIN | DATA NOT APPLICABLE | SHIN GRID | 33 | SCOTTISH HYDRO ELECTRIC POWER DISTRIBUTION PLC | WIND | ONSHORE WIND TURBINES | NO | DATA NOT AVAILABLE | DATA NOT AVAILABLE | 23.465 | DATA NOT AVAILABLE | DATA NOT AVAILABLE | DATA NOT AVAILABLE | DATA NOT AVAILABLE | DATA NOT AVAILABLE | DATA NOT AVAILABLE | DATA NOT AVAILABLE | DATA NOT AVAILABLE | DATA NOT AVAILABLE | DATA NOT AVAILABLE | DATA NOT AVAILABLE | DATA NOT AVAILABLE | NO | CONNECTED | 23.465 | 23.465 | 24.7 | DATA NOT AVAILABLE | DATA NOT AVAILABLE | DATA NOT AVAILABLE | DATA NOT AVAILABLE | DATA NOT AVAILABLE | DATA NOT AVAILABLE | DATA NOT AVAILABLE | DATA NOT AVAILABLE | DATA NOT AVAILABLE | DATA NOT AVAILABLE | N | DATA NOT AVAILABLE | DATA NOT AVAILABLE | DATA NOT AVAILABLE | DATA NOT AVAILABLE | DATA NOT AVAILABLE | 44034
1700000000000 | [5 empty] | 1700000000000 | RWE RENEWABLES UK DEVELOPMENTS LTD | CAMSTER WINDFARM | CAMSTER WINDFARM | DATA NOT AVAILABLE | WICK | HIGHLAND | KW1 5UQ | SCOTLAND | 325493 | 952092 | MYBSTER | DATA NOT APPLICABLE | MYBSTER GRID | 33 | SCOTTISH HYDRO ELECTRIC POWER DISTRIBUTION PLC | WIND | ONSHORE WIND TURBINES | YES | DATA NOT AVAILABLE | DATA NOT AVAILABLE | 47.5 | DATA NOT AVAILABLE | DATA NOT AVAILABLE | DATA NOT AVAILABLE | DATA NOT AVAILABLE | DATA NOT AVAILABLE | DATA NOT AVAILABLE | DATA NOT AVAILABLE | DATA NOT AVAILABLE | DATA NOT AVAILABLE | DATA NOT AVAILABLE | DATA NOT AVAILABLE | DATA NOT AVAILABLE | NO | CONNECTED | 47.5 | 47.5 | 50 | DATA NOT AVAILABLE | DATA NOT AVAILABLE | DATA NOT AVAILABLE | DATA NOT AVAILABLE | DATA NOT AVAILABLE | DATA NOT AVAILABLE | DATA NOT AVAILABLE | DATA NOT AVAILABLE | DATA NOT AVAILABLE | DATA NOT AVAILABLE | N | DATA NOT AVAILABLE | DATA NOT AVAILABLE | DATA NOT AVAILABLE | DATA NOT AVAILABLE | DATA NOT AVAILABLE | 44034
1700000000000 | [5 empty] | 1700000000000 | MUIRAKE WIND FARM LIMITED | MUIRAKE WINDFARM | MUIRAKE WINDFARM | DATA NOT AVAILABLE | KEITH | ABERDEENSHIRE | AB45 2BQ | SCOTLAND | 356817 | 858161 | KEITH | DATA NOT APPLICABLE | KEITH GRID | 33 | SCOTTISH HYDRO ELECTRIC POWER DISTRIBUTION PLC | WIND | ONSHORE WIND TURBINES | NO | DATA NOT AVAILABLE | DATA NOT AVAILABLE | 4.37 | DATA NOT AVAILABLE | DATA NOT AVAILABLE | DATA NOT AVAILABLE | DATA NOT AVAILABLE | DATA NOT AVAILABLE | DATA NOT AVAILABLE | DATA NOT AVAILABLE | DATA NOT AVAILABLE | DATA NOT AVAILABLE | DATA NOT AVAILABLE | DATA NOT AVAILABLE | DATA NOT AVAILABLE | NO | CONNECTED | 4.37 | 4.37 | 4.6 | DATA NOT AVAILABLE | DATA NOT AVAILABLE | DATA NOT AVAILABLE | DATA NOT AVAILABLE | DATA NOT AVAILABLE | DATA NOT AVAILABLE | DATA NOT AVAILABLE | DATA NOT AVAILABLE | DATA NOT AVAILABLE | DATA NOT AVAILABLE | N | DATA NOT AVAILABLE | DATA NOT AVAILABLE | DATA NOT AVAILABLE | DATA NOT AVAILABLE | DATA NOT AVAILABLE | 44034
1700000000000 | [5 empty] | 1700000000000 | PENTLAND ROAD WIND FARM LTD | DATA NOT AVAILABLE | WINDFARM | PENTLAND ROAD | ISLE OF LEWIS | EILEAN SIAR | HS2 0DJ | SCOTLAND | 140476 | 933999 | ARDMORE GRID | DATA NOT APPLICABLE | STORNOWAY GRID | 33 | SCOTTISH HYDRO ELECTRIC POWER DISTRIBUTION PLC | WIND | ONSHORE WIND TURBINES | NO | DATA NOT AVAILABLE | DATA NOT AVAILABLE | 13.775 | DATA NOT AVAILABLE | DATA NOT AVAILABLE | DATA NOT AVAILABLE | DATA NOT AVAILABLE | DATA NOT AVAILABLE | DATA NOT AVAILABLE | DATA NOT AVAILABLE | DATA NOT AVAILABLE | DATA NOT AVAILABLE | DATA NOT AVAILABLE | DATA NOT AVAILABLE | DATA NOT AVAILABLE | NO | CONNECTED | 13.775 | 13.775 | 14.5 | DATA NOT AVAILABLE | DATA NOT AVAILABLE | DATA NOT AVAILABLE | DATA NOT AVAILABLE | DATA NOT AVAILABLE | DATA NOT AVAILABLE | DATA NOT AVAILABLE | DATA NOT AVAILABLE | DATA NOT AVAILABLE | DATA NOT AVAILABLE | N | DATA NOT AVAILABLE | DATA NOT AVAILABLE | DATA NOT AVAILABLE | DATA NOT AVAILABLE | DATA NOT AVAILABLE | 44034
1700000000000 | [5 empty] | 1700000000000 | BETTYHILL WIND ENERGY LTD | BETTYHILL WIND FARM | BETTYHILL WIND FARM | DATA NOT AVAILABLE | THURSO | HIGHLAND | KW14 7TA | SCOTLAND | 272326 | 962920 | DOUNREAY | DATA NOT APPLICABLE | DOUNREAY | 11 | SCOTTISH HYDRO ELECTRIC POWER DISTRIBUTION PLC | WIND | ONSHORE WIND TURBINES | NO | DATA NOT AVAILABLE | DATA NOT AVAILABLE | 5 | DATA NOT AVAILABLE | DATA NOT AVAILABLE | DATA NOT AVAILABLE | DATA NOT AVAILABLE | DATA NOT AVAILABLE | DATA NOT AVAILABLE | DATA NOT AVAILABLE | DATA NOT AVAILABLE | DATA NOT AVAILABLE | DATA NOT AVAILABLE | DATA NOT AVAILABLE | DATA NOT AVAILABLE | NO | CONNECTED | 5 | 5 | 5.263 | DATA NOT AVAILABLE | DATA NOT AVAILABLE | DATA NOT AVAILABLE | DATA NOT AVAILABLE | DATA NOT AVAILABLE | DATA NOT AVAILABLE | DATA NOT AVAILABLE | DATA NOT AVAILABLE | DATA NOT AVAILABLE | DATA NOT AVAILABLE | N | DATA NOT AVAILABLE | DATA NOT AVAILABLE | DATA NOT AVAILABLE | DATA NOT AVAILABLE | DATA NOT AVAILABLE | 44034
1700000000000 | [5 empty] | 1700000000000 | GALSON WINDFARM (EXPORT) | GALSON WINDFARM | GALSON WINDFARM | DATA NOT AVAILABLE | STORNOWAY | EILEAN SIAR | HS2 0RA | SCOTLAND | 135816 | 948797 | ARDMORE GRID | DATA NOT APPLICABLE | STORNOWAY GRID | 33 | SCOTTISH HYDRO ELECTRIC POWER DISTRIBUTION PLC | WIND | ONSHORE WIND TURBINES | NO | DATA NOT AVAILABLE | DATA NOT AVAILABLE | 2.565 | DATA NOT AVAILABLE | DATA NOT AVAILABLE | DATA NOT AVAILABLE | DATA NOT AVAILABLE | DATA NOT AVAILABLE | DATA NOT AVAILABLE | DATA NOT AVAILABLE | DATA NOT AVAILABLE | DATA NOT AVAILABLE | DATA NOT AVAILABLE | DATA NOT AVAILABLE | DATA NOT AVAILABLE | NO | CONNECTED | 2.565 | 2.565 | 2.7 | DATA NOT AVAILABLE | DATA NOT AVAILABLE | DATA NOT AVAILABLE | DATA NOT AVAILABLE | DATA NOT AVAILABLE | DATA NOT AVAILABLE | DATA NOT AVAILABLE | DATA NOT AVAILABLE | DATA NOT AVAILABLE | DATA NOT AVAILABLE | N | DATA NOT AVAILABLE | DATA NOT AVAILABLE | DATA NOT AVAILABLE | DATA NOT AVAILABLE | DATA NOT AVAILABLE | 44034
1700000000000 | [5 empty] | 1700000000000 | ARK HILL WIND FARM LIMITED | ARKHILL WINDFARM | ARKHILL WINDFARM | DATA NOT AVAILABLE | FORFAR | ANGUS | DD8 1UP | SCOTLAND | 337147 | 743143 | COUPAR ANGUS | DATA NOT APPLICABLE | COUPAR ANGUS GRID | 33 | SCOTTISH HYDRO ELECTRIC POWER DISTRIBUTION PLC | WIND | ONSHORE WIND TURBINES | NO | DATA NOT AVAILABLE | DATA NOT AVAILABLE | 6.08 | DATA NOT AVAILABLE | DATA NOT AVAILABLE | DATA NOT AVAILABLE | DATA NOT AVAILABLE | DATA NOT AVAILABLE | DATA NOT AVAILABLE | DATA NOT AVAILABLE | DATA NOT AVAILABLE | DATA NOT AVAILABLE | DATA NOT AVAILABLE | DATA NOT AVAILABLE | DATA NOT AVAILABLE | NO | CONNECTED | 6.08 | 6.08 | 6.4 | DATA NOT AVAILABLE | DATA NOT AVAILABLE | DATA NOT AVAILABLE | DATA NOT AVAILABLE | DATA NOT AVAILABLE | DATA NOT AVAILABLE | DATA NOT AVAILABLE | DATA NOT AVAILABLE | DATA NOT AVAILABLE | DATA NOT AVAILABLE | N | DATA NOT AVAILABLE | DATA NOT AVAILABLE | DATA NOT AVAILABLE | DATA NOT AVAILABLE | DATA NOT AVAILABLE | 44034
1700000000000 | [5 empty] | 1700000000000 | WATHEGAR WIND FARM LLP | WATHEGAR WINDFARM | WATHEGAR WINDFARM | DATA NOT AVAILABLE | WICK | HIGHLAND | KW1 5TB | SCOTLAND | 328074 | 953301 | MYBSTER | DATA NOT APPLICABLE | MYBSTER GRID | 33 | SCOTTISH HYDRO ELECTRIC POWER DISTRIBUTION PLC | WIND | ONSHORE WIND TURBINES | NO | DATA NOT AVAILABLE | DATA NOT AVAILABLE | 9.405 | DATA NOT AVAILABLE | DATA NOT AVAILABLE | DATA NOT AVAILABLE | DATA NOT AVAILABLE | DATA NOT AVAILABLE | DATA NOT AVAILABLE | DATA NOT AVAILABLE | DATA NOT AVAILABLE | DATA NOT AVAILABLE | DATA NOT AVAILABLE | DATA NOT AVAILABLE | DATA NOT AVAILABLE | NO | CONNECTED | 9.405 | 9.405 | 9.9 | DATA NOT AVAILABLE | DATA NOT AVAILABLE | DATA NOT AVAILABLE | DATA NOT AVAILABLE | DATA NOT AVAILABLE | DATA NOT AVAILABLE | DATA NOT AVAILABLE | DATA NOT AVAILABLE | DATA NOT AVAILABLE | DATA NOT AVAILABLE | N | DATA NOT AVAILABLE | DATA NOT AVAILABLE | DATA NOT AVAILABLE | DATA NOT AVAILABLE | DATA NOT AVAILABLE | 44034
1700000000000 | [5 empty] | 1700000000000 | RES UK LTD | MEIKLE CAREWE WINDFARM | MEIKLE CAREWE WINDFARM | DATA NOT AVAILABLE | STONEHAVEN | ABERDEENSHIRE | AB39 3QH | SCOTLAND | 386173 | 791042 | REDMOSS | DATA NOT APPLICABLE | REDMOSS GRID | 33 | SCOTTISH HYDRO ELECTRIC POWER DISTRIBUTION PLC | WIND | ONSHORE WIND TURBINES | NO | DATA NOT AVAILABLE | DATA NOT AVAILABLE | 9.499 | DATA NOT AVAILABLE | DATA NOT AVAILABLE | DATA NOT AVAILABLE | DATA NOT AVAILABLE | DATA NOT AVAILABLE | DATA NOT AVAILABLE | DATA NOT AVAILABLE | DATA NOT AVAILABLE | DATA NOT AVAILABLE | DATA NOT AVAILABLE | DATA NOT AVAILABLE | DATA NOT AVAILABLE | NO | CONNECTED | 9.499 | 9.499 | 9.999 | DATA NOT AVAILABLE | DATA NOT AVAILABLE | DATA NOT AVAILABLE | DATA NOT AVAILABLE | DATA NOT AVAILABLE | DATA NOT AVAILABLE | DATA NOT AVAILABLE | DATA NOT AVAILABLE | DATA NOT AVAILABLE | DATA NOT AVAILABLE | N | DATA NOT AVAILABLE | DATA NOT AVAILABLE | DATA NOT AVAILABLE | DATA NOT AVAILABLE | DATA NOT AVAILABLE | 44034
1700000000000 | [5 empty] | 1700000000000 | AYRENERGY LIMITED | BARNS OF AYRE WINDFARM | BARNS OF AYRE WINDFARM | DATA NOT AVAILABLE | ORKNEY | ORKNEY ISLANDS | KW17 2SA | SCOTLAND | 348098 | 1003118 | THURSO | DATA NOT APPLICABLE | SCORRADALE | 0.4 | SCOTTISH HYDRO ELECTRIC POWER DISTRIBUTION PLC | WIND | ONSHORE WIND TURBINES | NO | DATA NOT AVAILABLE | DATA NOT AVAILABLE | 2.565 | DATA NOT AVAILABLE | DATA NOT AVAILABLE | DATA NOT AVAILABLE | DATA NOT AVAILABLE | DATA NOT AVAILABLE | DATA NOT AVAILABLE | DATA NOT AVAILABLE | DATA NOT AVAILABLE | DATA NOT AVAILABLE | DATA NOT AVAILABLE | DATA NOT AVAILABLE | DATA NOT AVAILABLE | NO | CONNECTED | 2.565 | 2.565 | 2.7 | DATA NOT AVAILABLE | DATA NOT AVAILABLE | DATA NOT AVAILABLE | DATA NOT AVAILABLE | DATA NOT AVAILABLE | DATA NOT AVAILABLE | DATA NOT AVAILABLE | DATA NOT AVAILABLE | DATA NOT AVAILABLE | DATA NOT AVAILABLE | N | DATA NOT AVAILABLE | DATA NOT AVAILABLE | DATA NOT AVAILABLE | DATA NOT AVAILABLE | DATA NOT AVAILABLE | 44034
1700000000000 | [5 empty] | 1700000000000 | FORTRIE RENWABLE LLP | NEWTON OF FORTRIE WINDFARM | WINDFARM NEWTON OF FORTRIE | DATA NOT AVAILABLE | TURRIFF | ABERDEENSHIRE | AB53 4HL | SCOTLAND | 367880 | 845995 | MACDUFF | DATA NOT APPLICABLE | MACDUFF GRID | 33 | SCOTTISH HYDRO ELECTRIC POWER DISTRIBUTION PLC | WIND | ONSHORE WIND TURBINES | NO | DATA NOT AVAILABLE | DATA NOT AVAILABLE | 6.555 | DATA NOT AVAILABLE | DATA NOT AVAILABLE | DATA NOT AVAILABLE | DATA NOT AVAILABLE | DATA NOT AVAILABLE | DATA NOT AVAILABLE | DATA NOT AVAILABLE | DATA NOT AVAILABLE | DATA NOT AVAILABLE | DATA NOT AVAILABLE | DATA NOT AVAILABLE | DATA NOT AVAILABLE | NO | CONNECTED | 6.555 | 6.555 | 6.9 | DATA NOT AVAILABLE | DATA NOT AVAILABLE | DATA NOT AVAILABLE | DATA NOT AVAILABLE | DATA NOT AVAILABLE | DATA NOT AVAILABLE | DATA NOT AVAILABLE | DATA NOT AVAILABLE | DATA NOT AVAILABLE | DATA NOT AVAILABLE | N | DATA NOT AVAILABLE | DATA NOT AVAILABLE | DATA NOT AVAILABLE | DATA NOT AVAILABLE | DATA NOT AVAILABLE | 44034
1700000000000 | [5 empty] | 1700000000000 | BOGANLEA RENEWABLE ENERGY LIMITED | BOGENLEA WIND GENERATION | WIND GENERATING STATION BOGENLEA | DATA NOT AVAILABLE | TURRIFF | ABERDEENSHIRE | AB53 5UY | SCOTLAND | 382155 | 852949 | STRICHEN | DATA NOT APPLICABLE | STRICHEN GRID | 33 | SCOTTISH HYDRO ELECTRIC POWER DISTRIBUTION PLC | WIND | ONSHORE WIND TURBINES | NO | DATA NOT AVAILABLE | DATA NOT AVAILABLE | 2.185 | DATA NOT AVAILABLE | DATA NOT AVAILABLE | DATA NOT AVAILABLE | DATA NOT AVAILABLE | DATA NOT AVAILABLE | DATA NOT AVAILABLE | DATA NOT AVAILABLE | DATA NOT AVAILABLE | DATA NOT AVAILABLE | DATA NOT AVAILABLE | DATA NOT AVAILABLE | DATA NOT AVAILABLE | NO | CONNECTED | 2.185 | 2.185 | 2.3 | DATA NOT AVAILABLE | DATA NOT AVAILABLE | DATA NOT AVAILABLE | DATA NOT AVAILABLE | DATA NOT AVAILABLE | DATA NOT AVAILABLE | DATA NOT AVAILABLE | DATA NOT AVAILABLE | DATA NOT AVAILABLE | DATA NOT AVAILABLE | N | DATA NOT AVAILABLE | DATA NOT AVAILABLE | DATA NOT AVAILABLE | DATA NOT AVAILABLE | DATA NOT AVAILABLE | 44034
1700000000000 | [5 empty] | 1700000000000 | EAST COAST VINERS RENEWABLES LTD | BROADWOOD | BROADWOOD EAST COAST VINERS | DATA NOT AVAILABLE | STONEHAVEN | ABERDEENSHIRE | AB39 3XA | SCOTLAND | 379582 | 782265 | FIDDES | DATA NOT APPLICABLE | FIDDES | 33 | SCOTTISH HYDRO ELECTRIC POWER DISTRIBUTION PLC | WIND | ONSHORE WIND TURBINES | NO | DATA NOT AVAILABLE | DATA NOT AVAILABLE | 6.555 | DATA NOT AVAILABLE | DATA NOT AVAILABLE | DATA NOT AVAILABLE | DATA NOT AVAILABLE | DATA NOT AVAILABLE | DATA NOT AVAILABLE | DATA NOT AVAILABLE | DATA NOT AVAILABLE | DATA NOT AVAILABLE | DATA NOT AVAILABLE | DATA NOT AVAILABLE | DATA NOT AVAILABLE | NO | CONNECTED | 6.555 | 6.555 | 6.9 | DATA NOT AVAILABLE | DATA NOT AVAILABLE | DATA NOT AVAILABLE | DATA NOT AVAILABLE | DATA NOT AVAILABLE | DATA NOT AVAILABLE | DATA NOT AVAILABLE | DATA NOT AVAILABLE | DATA NOT AVAILABLE | DATA NOT AVAILABLE | N | DATA NOT AVAILABLE | DATA NOT AVAILABLE | DATA NOT AVAILABLE | DATA NOT AVAILABLE | DATA NOT AVAILABLE | 44034
1700000000000 | [5 empty] | 1700000000000 | MID HILL WIND LIMITED | MID HILL WIND FARM | OPERATIONS CENTRE MID HILL WIND FARM | IMPORT EHV | BANCHORY | ABERDEENSHIRE | AB30 1UD | SCOTLAND | 373262 | 782401 | FETTERSSO GRID | DATA NOT APPLICABLE | FETTERSSO GRID | 33 | SCOTTISH HYDRO ELECTRIC POWER DISTRIBUTION PLC | WIND | ONSHORE WIND TURBINES | NO | DATA NOT AVAILABLE | DATA NOT AVAILABLE | 71.25 | DATA NOT AVAILABLE | DATA NOT AVAILABLE | DATA NOT AVAILABLE | DATA NOT AVAILABLE | DATA NOT AVAILABLE | DATA NOT AVAILABLE | DATA NOT AVAILABLE | DATA NOT AVAILABLE | DATA NOT AVAILABLE | DATA NOT AVAILABLE | DATA NOT AVAILABLE | DATA NOT AVAILABLE | NO | CONNECTED | 71.25 | 71.25 | 75 | DATA NOT AVAILABLE | DATA NOT AVAILABLE | DATA NOT AVAILABLE | DATA NOT AVAILABLE | DATA NOT AVAILABLE | DATA NOT AVAILABLE | DATA NOT AVAILABLE | DATA NOT AVAILABLE | DATA NOT AVAILABLE | DATA NOT AVAILABLE | N | DATA NOT AVAILABLE | DATA NOT AVAILABLE | DATA NOT AVAILABLE | DATA NOT AVAILABLE | DATA NOT AVAILABLE | 44034
1700000000000 | [5 empty] | 1700000000000 | STRATHDEE PROPERTIES LTD | NETHERTON OF WINDYHILLS | WINDFARM NETHERTON OF WINDYHILLS | CROSSROADS | KEITH | MORAY | AB55 6NL | SCOTLAND | 348948 | 857294 | KEITH | DATA NOT APPLICABLE | KEITH GRID | 33 | SCOTTISH HYDRO ELECTRIC POWER DISTRIBUTION PLC | WIND | ONSHORE WIND TURBINES | NO | DATA NOT AVAILABLE | DATA NOT AVAILABLE | 4.37 | DATA NOT AVAILABLE | DATA NOT AVAILABLE | DATA NOT AVAILABLE | DATA NOT AVAILABLE | DATA NOT AVAILABLE | DATA NOT AVAILABLE | DATA NOT AVAILABLE | DATA NOT AVAILABLE | DATA NOT AVAILABLE | DATA NOT AVAILABLE | DATA NOT AVAILABLE | DATA NOT AVAILABLE | NO | CONNECTED | 4.37 | 4.37 | 4.6 | DATA NOT AVAILABLE | DATA NOT AVAILABLE | 41900 | DATA NOT AVAILABLE | DATA NOT AVAILABLE | DATA NOT AVAILABLE | DATA NOT AVAILABLE | DATA NOT AVAILABLE | DATA NOT AVAILABLE | DATA NOT AVAILABLE | N | DATA NOT AVAILABLE | DATA NOT AVAILABLE | DATA NOT AVAILABLE | DATA NOT AVAILABLE | DATA NOT AVAILABLE | 44034
1700000000000 | [5 empty] | 1700000000000 | MONAN WIND COMPANY LIMITED | MONAN WIND | MONAN WIND | DATA NOT AVAILABLE | ISLE OF HARRIS | EILEAN SIAR | HS3 3AL | SCOTLAND | 113108 | 904181 | ARDMORE GRID | DATA NOT APPLICABLE | HARRIS GRID | 33 | SCOTTISH HYDRO ELECTRIC POWER DISTRIBUTION PLC | WIND | ONSHORE WIND TURBINES | NO | DATA NOT AVAILABLE | DATA NOT AVAILABLE | 1.425 | DATA NOT AVAILABLE | DATA NOT AVAILABLE | DATA NOT AVAILABLE | DATA NOT AVAILABLE | DATA NOT AVAILABLE | DATA NOT AVAILABLE | DATA NOT AVAILABLE | DATA NOT AVAILABLE | DATA NOT AVAILABLE | DATA NOT AVAILABLE | DATA NOT AVAILABLE | DATA NOT AVAILABLE | NO | CONNECTED | 1.425 | 1.425 | 1.5 | 0.038 | 0.04 | 42072 | DATA NOT AVAILABLE | DATA NOT AVAILABLE | DATA NOT AVAILABLE | DATA NOT AVAILABLE | DATA NOT AVAILABLE | DATA NOT AVAILABLE | DATA NOT AVAILABLE | N | DATA NOT AVAILABLE | DATA NOT AVAILABLE | DATA NOT AVAILABLE | DATA NOT AVAILABLE | DATA NOT AVAILABLE | 44034
1700000000000 | [5 empty] | 1700000000000 | A & J WILSON | WHEEDLEMONT WIND | UPPER WHEEDLEMONT FARM | DATA NOT AVAILABLE | HUNTLY | ABERDEENSHIRE | AB54 4LL | SCOTLAND | 347883 | 826592 | TARLAND | DATA NOT APPLICABLE | TARLAND GRID | 33 | SCOTTISH HYDRO ELECTRIC POWER DISTRIBUTION PLC | WIND | ONSHORE WIND TURBINES | NO | DATA NOT AVAILABLE | DATA NOT AVAILABLE | 1.615 | DATA NOT AVAILABLE | DATA NOT AVAILABLE | DATA NOT AVAILABLE | DATA NOT AVAILABLE | DATA NOT AVAILABLE | DATA NOT AVAILABLE | DATA NOT AVAILABLE | DATA NOT AVAILABLE | DATA NOT AVAILABLE | DATA NOT AVAILABLE | DATA NOT AVAILABLE | DATA NOT AVAILABLE | NO | CONNECTED | 1.615 | 1.615 | 1.7 | DATA NOT AVAILABLE | DATA NOT AVAILABLE | 42149 | DATA NOT AVAILABLE | DATA NOT AVAILABLE | DATA NOT AVAILABLE | DATA NOT AVAILABLE | DATA NOT AVAILABLE | DATA NOT AVAILABLE | DATA NOT AVAILABLE | N | DATA NOT AVAILABLE | DATA NOT AVAILABLE | DATA NOT AVAILABLE | DATA NOT AVAILABLE | DATA NOT AVAILABLE | 44034
1700000000000 | [5 empty] | 1700000000000 | POINT AND SANDWICK POWER LIMITED | BEINN GREIDAIG WIND | WIND GENERATING STATION BEINN GREIDAIG | DATA NOT AVAILABLE | STORNOWAY | EILEAN SIAR | HS2 0DL | SCOTLAND | 140749 | 934247 | ARDMORE GRID | DATA NOT APPLICABLE | STORNOWAY GRID | 33 | SCOTTISH HYDRO ELECTRIC POWER DISTRIBUTION PLC | WIND | ONSHORE WIND TURBINES | NO | DATA NOT AVAILABLE | DATA NOT AVAILABLE | 9.025 | DATA NOT AVAILABLE | DATA NOT AVAILABLE | DATA NOT AVAILABLE | DATA NOT AVAILABLE | DATA NOT AVAILABLE | DATA NOT AVAILABLE | DATA NOT AVAILABLE | DATA NOT AVAILABLE | DATA NOT AVAILABLE | DATA NOT AVAILABLE | DATA NOT AVAILABLE | DATA NOT AVAILABLE | NO | CONNECTED | 9.025 | 9.025 | 9.5 | DATA NOT AVAILABLE | DATA NOT AVAILABLE | 42153 | DATA NOT AVAILABLE | DATA NOT AVAILABLE | DATA NOT AVAILABLE | DATA NOT AVAILABLE | DATA NOT AVAILABLE | DATA NOT AVAILABLE | DATA NOT AVAILABLE | N | DATA NOT AVAILABLE | DATA NOT AVAILABLE | DATA NOT AVAILABLE | DATA NOT AVAILABLE | DATA NOT AVAILABLE | 44034
1700000000000 | [5 empty] | 1700000000000 | MILWIND LTD | MILTON OF FISHERIE WIND | WIND GENERATING STATION MILTON OF FISHERIE | DATA NOT AVAILABLE | BANFF | ABERDEENSHIRE | AB45 3PX | SCOTLAND | 375118 | 858605 | MACDUFF | DATA NOT APPLICABLE | MACDUFF GRID | 33 | SCOTTISH HYDRO ELECTRIC POWER DISTRIBUTION PLC | WIND | ONSHORE WIND TURBINES | NO | DATA NOT AVAILABLE | DATA NOT AVAILABLE | 4.37 | DATA NOT AVAILABLE | DATA NOT AVAILABLE | DATA NOT AVAILABLE | DATA NOT AVAILABLE | DATA NOT AVAILABLE | DATA NOT AVAILABLE | DATA NOT AVAILABLE | DATA NOT AVAILABLE | DATA NOT AVAILABLE | DATA NOT AVAILABLE | DATA NOT AVAILABLE | DATA NOT AVAILABLE | NO | CONNECTED | 4.37 | 4.37 | 4.6 | 0.01 | 0.01 | 42416 | DATA NOT AVAILABLE | DATA NOT AVAILABLE | DATA NOT AVAILABLE | DATA NOT AVAILABLE | DATA NOT AVAILABLE | DATA NOT AVAILABLE | DATA NOT AVAILABLE | N | DATA NOT AVAILABLE | DATA NOT AVAILABLE | DATA NOT AVAILABLE | DATA NOT AVAILABLE | DATA NOT AVAILABLE | 44034
1700000000000 | [5 empty] | 1700000000000 | RINGLINK (SCOTLAND) LIMITED | HILL OF EASTERTON EXTENSION | WIND GENERATING STATION HILL OF EASTERTON | DATA NOT AVAILABLE | INVERURIE | ABERDEENSHIRE | AB51 8US | SCOTLAND | 375959 | 831423 | KINTORE | DATA NOT APPLICABLE | KINTORE GRID | 33 | SCOTTISH HYDRO ELECTRIC POWER DISTRIBUTION PLC | WIND | ONSHORE WIND TURBINES | NO | DATA NOT AVAILABLE | DATA NOT AVAILABLE | 2.185 | DATA NOT AVAILABLE | DATA NOT AVAILABLE | DATA NOT AVAILABLE | DATA NOT AVAILABLE | DATA NOT AVAILABLE | DATA NOT AVAILABLE | DATA NOT AVAILABLE | DATA NOT AVAILABLE | DATA NOT AVAILABLE | DATA NOT AVAILABLE | DATA NOT AVAILABLE | DATA NOT AVAILABLE | NO | CONNECTED | 2.185 | 2.185 | 2.3 | DATA NOT AVAILABLE | DATA NOT AVAILABLE | DATA NOT AVAILABLE | DATA NOT AVAILABLE | DATA NOT AVAILABLE | DATA NOT AVAILABLE | DATA NOT AVAILABLE | DATA NOT AVAILABLE | DATA NOT AVAILABLE | DATA NOT AVAILABLE | N | DATA NOT AVAILABLE | DATA NOT AVAILABLE | DATA NOT AVAILABLE | DATA NOT AVAILABLE | DATA NOT AVAILABLE | 44034
1700000000000 | [5 empty] | 1700000000000 | CAIRNBORROW WIND FARM ENERGY | CAIRNBORROW | CAIRNBORROW WIND | CAIRNBORROW ESTATE | HUNTLY | ABERDEENSHIRE | AB54 4XP | SCOTLAND | 345953 | 840797 | KEITH | DATA NOT APPLICABLE | KEITH GRID | 33 | SCOTTISH HYDRO ELECTRIC POWER DISTRIBUTION PLC | WIND | ONSHORE WIND TURBINES | NO | DATA NOT AVAILABLE | DATA NOT AVAILABLE | 9.491 | DATA NOT AVAILABLE | DATA NOT AVAILABLE | DATA NOT AVAILABLE | DATA NOT AVAILABLE | DATA NOT AVAILABLE | DATA NOT AVAILABLE | DATA NOT AVAILABLE | DATA NOT AVAILABLE | DATA NOT AVAILABLE | DATA NOT AVAILABLE | DATA NOT AVAILABLE | DATA NOT AVAILABLE | NO | CONNECTED | 9.491 | 9.491 | 9.99 | DATA NOT AVAILABLE | DATA NOT AVAILABLE | DATA NOT AVAILABLE | DATA NOT AVAILABLE | DATA NOT AVAILABLE | DATA NOT AVAILABLE | DATA NOT AVAILABLE | DATA NOT AVAILABLE | DATA NOT AVAILABLE | DATA NOT AVAILABLE | N | DATA NOT AVAILABLE | DATA NOT AVAILABLE | DATA NOT AVAILABLE | DATA NOT AVAILABLE | DATA NOT AVAILABLE | 44034
1700000000000 | [5 empty] | 1700000000000 | EDINTORE WIND FARM LTD | EDINTORE INTERTRIP | EDINTORE WIND FARM LTD | DATA NOT AVAILABLE | KEITH | MORAY | AB55 5PJ | SCOTLAND | 342730 | 845749 | KEITH | DATA NOT APPLICABLE | KEITH GRID | 33 | SCOTTISH HYDRO ELECTRIC POWER DISTRIBUTION PLC | WIND | ONSHORE WIND TURBINES | NO | DATA NOT AVAILABLE | DATA NOT AVAILABLE | 13.395 | DATA NOT AVAILABLE | DATA NOT AVAILABLE | DATA NOT AVAILABLE | DATA NOT AVAILABLE | DATA NOT AVAILABLE | DATA NOT AVAILABLE | DATA NOT AVAILABLE | DATA NOT AVAILABLE | DATA NOT AVAILABLE | DATA NOT AVAILABLE | DATA NOT AVAILABLE | DATA NOT AVAILABLE | NO | CONNECTED | 13.395 | 13.395 | 14.1 | DATA NOT AVAILABLE | DATA NOT AVAILABLE | 42550 | DATA NOT AVAILABLE | DATA NOT AVAILABLE | DATA NOT AVAILABLE | DATA NOT AVAILABLE | DATA NOT AVAILABLE | DATA NOT AVAILABLE | DATA NOT AVAILABLE | N | DATA NOT AVAILABLE | DATA NOT AVAILABLE | DATA NOT AVAILABLE | DATA NOT AVAILABLE | DATA NOT AVAILABLE | 44034
1700000000000 | [5 empty] | 1700000000000 | GARTH WIND LTD | GARTH WIND FARM | GARTH WIND FARM | DATA NOT AVAILABLE | SHETLAND | SHETLAND ISLANDS | ZE2 9BG | SCOTLAND | 445677 | 1182697 | GREMISTA | DATA NOT APPLICABLE | GREMISTA | 11 | SCOTTISH HYDRO ELECTRIC POWER DISTRIBUTION PLC | WIND | ONSHORE WIND TURBINES | NO | DATA NOT AVAILABLE | DATA NOT AVAILABLE | 4.275 | DATA NOT AVAILABLE | DATA NOT AVAILABLE | DATA NOT AVAILABLE | DATA NOT AVAILABLE | DATA NOT AVAILABLE | DATA NOT AVAILABLE | DATA NOT AVAILABLE | DATA NOT AVAILABLE | DATA NOT AVAILABLE | DATA NOT AVAILABLE | DATA NOT AVAILABLE | DATA NOT AVAILABLE | NO | CONNECTED | 4.275 | 4.275 | 4.5 | DATA NOT AVAILABLE | DATA NOT AVAILABLE | 42793 | DATA NOT AVAILABLE | DATA NOT AVAILABLE | DATA NOT AVAILABLE | DATA NOT AVAILABLE | DATA NOT AVAILABLE | DATA NOT AVAILABLE | DATA NOT AVAILABLE | N | DATA NOT AVAILABLE | DATA NOT AVAILABLE | DATA NOT AVAILABLE | DATA NOT AVAILABLE | DATA NOT AVAILABLE | 44034
1700000000000 | [5 empty] | 1700000000000 | FRANK A SMART & SON LTD | EASTER TOLMAUDS WIND 3X8DATA NOT AVAILABLEDATA NOT AVAILABLEKW | EASTER TOLMAUDS WIND | TORPHINS | BANCHORY | ABERDEENSHIRE | AB31 4PP | SCOTLAND | 362236 | 807141 | KINTORE | DATA NOT APPLICABLE | KINTORE GRID | 33 | SCOTTISH HYDRO ELECTRIC POWER DISTRIBUTION PLC | WIND | ONSHORE WIND TURBINES | NO | DATA NOT AVAILABLE | DATA NOT AVAILABLE | 2.28 | DATA NOT AVAILABLE | DATA NOT AVAILABLE | DATA NOT AVAILABLE | DATA NOT AVAILABLE | DATA NOT AVAILABLE | DATA NOT AVAILABLE | DATA NOT AVAILABLE | DATA NOT AVAILABLE | DATA NOT AVAILABLE | DATA NOT AVAILABLE | DATA NOT AVAILABLE | DATA NOT AVAILABLE | NO | CONNECTED | 2.28 | 2.28 | 2.4 | DATA NOT AVAILABLE | DATA NOT AVAILABLE | 42599 | DATA NOT AVAILABLE | DATA NOT AVAILABLE | DATA NOT AVAILABLE | DATA NOT AVAILABLE | DATA NOT AVAILABLE | DATA NOT AVAILABLE | DATA NOT AVAILABLE | N | DATA NOT AVAILABLE | DATA NOT AVAILABLE | DATA NOT AVAILABLE | DATA NOT AVAILABLE | DATA NOT AVAILABLE | 44034
1700000000000 | [5 empty] | 1700000000000 | CULSALMOND AIR LIMITED | KIRKTON FARM WIND TURBINE PROJECT | KIRKTON FARM | DATA NOT AVAILABLE | INSCH | ABERDEENSHIRE | AB52 6TT | SCOTLAND | 364970 | 831773 | KINTORE | DATA NOT APPLICABLE | KINTORE GRID | 33 | SCOTTISH HYDRO ELECTRIC POWER DISTRIBUTION PLC | WIND | ONSHORE WIND TURBINES | NO | DATA NOT AVAILABLE | DATA NOT AVAILABLE | 6.555 | DATA NOT AVAILABLE | DATA NOT AVAILABLE | DATA NOT AVAILABLE | DATA NOT AVAILABLE | DATA NOT AVAILABLE | DATA NOT AVAILABLE | DATA NOT AVAILABLE | DATA NOT AVAILABLE | DATA NOT AVAILABLE | DATA NOT AVAILABLE | DATA NOT AVAILABLE | DATA NOT AVAILABLE | NO | CONNECTED | 6.555 | 6.555 | 6.9 | 0.095 | 0.1 | 42713 | DATA NOT AVAILABLE | DATA NOT AVAILABLE | DATA NOT AVAILABLE | DATA NOT AVAILABLE | DATA NOT AVAILABLE | DATA NOT AVAILABLE | DATA NOT AVAILABLE | N | DATA NOT AVAILABLE | DATA NOT AVAILABLE | DATA NOT AVAILABLE | DATA NOT AVAILABLE | DATA NOT AVAILABLE | 44034
1700000000000 | [5 empty] | 1700000000000 | LOCHEND WIND ENERGY LIMITED | LOCHEND WIND | LOCHEND WIND GENERATING STATION | DUNNET | THURSO | HIGHLAND | KW14 8TA | SCOTLAND | 326683 | 968129 | THURSO SOUTH GRID | DATA NOT APPLICABLE | THURSO SOUTH GRID | 33 | SCOTTISH HYDRO ELECTRIC POWER DISTRIBUTION PLC | WIND | ONSHORE WIND TURBINES | NO | DATA NOT AVAILABLE | DATA NOT AVAILABLE | 8.74 | DATA NOT AVAILABLE | DATA NOT AVAILABLE | DATA NOT AVAILABLE | DATA NOT AVAILABLE | DATA NOT AVAILABLE | DATA NOT AVAILABLE | DATA NOT AVAILABLE | DATA NOT AVAILABLE | DATA NOT AVAILABLE | DATA NOT AVAILABLE | DATA NOT AVAILABLE | DATA NOT AVAILABLE | NO | CONNECTED | 8.74 | 8.74 | 9.2 | 0.008 | 0.008 | 42866 | DATA NOT AVAILABLE | DATA NOT AVAILABLE | DATA NOT AVAILABLE | DATA NOT AVAILABLE | DATA NOT AVAILABLE | DATA NOT AVAILABLE | DATA NOT AVAILABLE | N | DATA NOT AVAILABLE | DATA NOT AVAILABLE | DATA NOT AVAILABLE | DATA NOT AVAILABLE | DATA NOT AVAILABLE | 44034
1700000000000 | [5 empty] | 1700000000000 | GAWNSMOSS ENERGY C.I.C | GAWNSMOSS FARM WIND | GAWNSMOSS WIND GENERATING STATION | DATA NOT AVAILABLE | BANFF | ABERDEENSHIRE | AB45 3BS | SCOTLAND | 363484 | 859315 | MACDUFF | DATA NOT APPLICABLE | MACDUFF GRID | 33 | SCOTTISH HYDRO ELECTRIC POWER DISTRIBUTION PLC | WIND | ONSHORE WIND TURBINES | NO | DATA NOT AVAILABLE | DATA NOT AVAILABLE | 2.28 | DATA NOT AVAILABLE | DATA NOT AVAILABLE | DATA NOT AVAILABLE | DATA NOT AVAILABLE | DATA NOT AVAILABLE | DATA NOT AVAILABLE | DATA NOT AVAILABLE | DATA NOT AVAILABLE | DATA NOT AVAILABLE | DATA NOT AVAILABLE | DATA NOT AVAILABLE | DATA NOT AVAILABLE | NO | CONNECTED | 2.28 | 2.28 | 2.4 | 0.029 | 0.03 | 42815 | DATA NOT AVAILABLE | DATA NOT AVAILABLE | DATA NOT AVAILABLE | DATA NOT AVAILABLE | DATA NOT AVAILABLE | DATA NOT AVAILABLE | DATA NOT AVAILABLE | N | DATA NOT AVAILABLE | DATA NOT AVAILABLE | DATA NOT AVAILABLE | DATA NOT AVAILABLE | DATA NOT AVAILABLE | 44034
1700000000000 | [5 empty] | 1700000000000 | ACHLACHAN WIND FARM LLP | ACHLACHAN WIND | ACHLACHAN WIND | WESTERDALE | HALKIRK | HIGHLAND | KW1 5XU | SCOTLAND | 316677 | 952911 | MYBSTER | DATA NOT APPLICABLE | MYBSTER GRID | 33 | SCOTTISH HYDRO ELECTRIC POWER DISTRIBUTION PLC | WIND | ONSHORE WIND TURBINES | NO | DATA NOT AVAILABLE | DATA NOT AVAILABLE | 19 | DATA NOT AVAILABLE | DATA NOT AVAILABLE | DATA NOT AVAILABLE | DATA NOT AVAILABLE | DATA NOT AVAILABLE | DATA NOT AVAILABLE | DATA NOT AVAILABLE | DATA NOT AVAILABLE | DATA NOT AVAILABLE | DATA NOT AVAILABLE | DATA NOT AVAILABLE | DATA NOT AVAILABLE | NO | CONNECTED | 19 | 19 | 20 | 1.854 | 1.952 | DATA NOT AVAILABLE | DATA NOT AVAILABLE | DATA NOT AVAILABLE | DATA NOT AVAILABLE | DATA NOT AVAILABLE | DATA NOT AVAILABLE | DATA NOT AVAILABLE | DATA NOT AVAILABLE | N | DATA NOT AVAILABLE | DATA NOT AVAILABLE | DATA NOT AVAILABLE | DATA NOT AVAILABLE | DATA NOT AVAILABLE | 44034
1700000000000 | [5 empty] | 1700000000000 | FYNE ENERGY LIMITED | AUCHADADUIE WIND | AUCHADADUIE WIND FARM | DATA NOT AVAILABLE | TARBERT | ARGYLL AND BUTE | PA29 6UZ | SCOTLAND | 169348 | 637643 | CARRADALE | DATA NOT APPLICABLE | CARRADALE GRID | 33 | SCOTTISH HYDRO ELECTRIC POWER DISTRIBUTION PLC | WIND | ONSHORE WIND TURBINES | NO | DATA NOT AVAILABLE | DATA NOT AVAILABLE | 6.555 | DATA NOT AVAILABLE | DATA NOT AVAILABLE | DATA NOT AVAILABLE | DATA NOT AVAILABLE | DATA NOT AVAILABLE | DATA NOT AVAILABLE | DATA NOT AVAILABLE | DATA NOT AVAILABLE | DATA NOT AVAILABLE | DATA NOT AVAILABLE | DATA NOT AVAILABLE | DATA NOT AVAILABLE | NO | CONNECTED | 6.555 | 6.555 | 6.9 | 0.029 | 0.03 | 43399 | DATA NOT AVAILABLE | DATA NOT AVAILABLE | DATA NOT AVAILABLE | DATA NOT AVAILABLE | DATA NOT AVAILABLE | DATA NOT AVAILABLE | DATA NOT AVAILABLE | N | DATA NOT AVAILABLE | DATA NOT AVAILABLE | DATA NOT AVAILABLE | DATA NOT AVAILABLE | DATA NOT AVAILABLE | 44034
1700000000000 | [5 empty] | 1700000000000 | NANCLACH LIMITED | TOM NAN CLACH FARM WIND | TOM NAN CLAH FARM WIND EXPORT | OFF THE B9DATA NOT AVAILABLEDATA NOT AVAILABLE7 | INVERNESS | HIGHLAND | IV12 5UR | SCOTLAND | 293346 | 841162 | BOAT OF GARTEN | DATA NOT APPLICABLE | BOAT OF GARTEN GRID | 33 | SCOTTISH HYDRO ELECTRIC POWER DISTRIBUTION PLC | WIND | ONSHORE WIND TURBINES | NO | DATA NOT AVAILABLE | DATA NOT AVAILABLE | 37.145 | DATA NOT AVAILABLE | DATA NOT AVAILABLE | DATA NOT AVAILABLE | DATA NOT AVAILABLE | DATA NOT AVAILABLE | DATA NOT AVAILABLE | DATA NOT AVAILABLE | DATA NOT AVAILABLE | DATA NOT AVAILABLE | DATA NOT AVAILABLE | DATA NOT AVAILABLE | DATA NOT AVAILABLE | NO | CONNECTED | 37.145 | 37.145 | 39.1 | 0.988 | 1.04 | 43523 | DATA NOT AVAILABLE | DATA NOT AVAILABLE | DATA NOT AVAILABLE | DATA NOT AVAILABLE | DATA NOT AVAILABLE | DATA NOT AVAILABLE | DATA NOT AVAILABLE | N | DATA NOT AVAILABLE | DATA NOT AVAILABLE | DATA NOT AVAILABLE | DATA NOT AVAILABLE | DATA NOT AVAILABLE | 44034
1700000000000 | [5 empty] | 1700000000000 | GREEN CAT RENEWABLES LTD | BINN FARM WIND FARM | BINN FARM BIN FARM WIND TURBINE | DATA NOT AVAILABLE | PERTH | PERTHSHIRE AND KINROSS | PH2 9PX | SCOTLAND | 317233 | 713295 | ABERNETHY | DATA NOT APPLICABLE | ABERNETHY GRID | 33 | SCOTTISH HYDRO ELECTRIC POWER DISTRIBUTION PLC | WIND | ONSHORE WIND TURBINES | NO | DATA NOT AVAILABLE | DATA NOT AVAILABLE | 6.698 | DATA NOT AVAILABLE | DATA NOT AVAILABLE | DATA NOT AVAILABLE | DATA NOT AVAILABLE | DATA NOT AVAILABLE | DATA NOT AVAILABLE | DATA NOT AVAILABLE | DATA NOT AVAILABLE | DATA NOT AVAILABLE | DATA NOT AVAILABLE | DATA NOT AVAILABLE | DATA NOT AVAILABLE | NO | CONNECTED | 6.698 | 6.698 | 7.05 | 0.048 | 0.05 | 43798 | DATA NOT AVAILABLE | DATA NOT AVAILABLE | DATA NOT AVAILABLE | DATA NOT AVAILABLE | DATA NOT AVAILABLE | DATA NOT AVAILABLE | DATA NOT AVAILABLE | N | DATA NOT AVAILABLE | DATA NOT AVAILABLE | DATA NOT AVAILABLE | DATA NOT AVAILABLE | DATA NOT AVAILABLE | 44034
1700000000000 | [5 empty] | 1700000000000 | DATA NOT AVAILABLE | GREENHEAD LERWICK | LUGGIES KNOWE WIND | DATA NOT AVAILABLE | SHETLAND | SHETLAND ISLANDS | ZE1 0PY | SCOTLAND | 446853 | 1143910 | GREMISTA | DATA NOT APPLICABLE | GREMISTA 11KV SWITCHROOM | 11 | SCOTTISH HYDRO ELECTRIC POWER DISTRIBUTION PLC | WIND | ONSHORE WIND TURBINES | NO | DATA NOT AVAILABLE | DATA NOT AVAILABLE | 3 | DATA NOT AVAILABLE | DATA NOT AVAILABLE | DATA NOT AVAILABLE | DATA NOT AVAILABLE | DATA NOT AVAILABLE | DATA NOT AVAILABLE | DATA NOT AVAILABLE | DATA NOT AVAILABLE | DATA NOT AVAILABLE | DATA NOT AVAILABLE | DATA NOT AVAILABLE | DATA NOT AVAILABLE | NO | CONNECTED | 3 | 3 | 3.158 | 0.143 | 0.15 | DATA NOT AVAILABLE | DATA NOT AVAILABLE | DATA NOT AVAILABLE | DATA NOT AVAILABLE | DATA NOT AVAILABLE | DATA NOT AVAILABLE | DATA NOT AVAILABLE | DATA NOT AVAILABLE | N | DATA NOT AVAILABLE | DATA NOT AVAILABLE | DATA NOT AVAILABLE | DATA NOT AVAILABLE | DATA NOT AVAILABLE | 44084
1700000000000 | [5 empty] | 1700000000000 | DATA NOT AVAILABLE | GAMRIE | EASTER MELROSE WINDFARM | DATA NOT AVAILABLE | BANFF | ABERDEENSHIRE | AB45 3EN | SCOTLAND | 373745 | 864180 | MACDUFF | DATA NOT APPLICABLE | MACDUFF | 11 | SCOTTISH HYDRO ELECTRIC POWER DISTRIBUTION PLC | WIND | ONSHORE WIND TURBINES | NO | DATA NOT AVAILABLE | DATA NOT AVAILABLE | 1.65 | DATA NOT AVAILABLE | DATA NOT AVAILABLE | DATA NOT AVAILABLE | DATA NOT AVAILABLE | DATA NOT AVAILABLE | DATA NOT AVAILABLE | DATA NOT AVAILABLE | DATA NOT AVAILABLE | DATA NOT AVAILABLE | DATA NOT AVAILABLE | DATA NOT AVAILABLE | DATA NOT AVAILABLE | NO | CONNECTED | 1.65 | 1.65 | 1.737 | 0.048 | 0.05 | 42296 | DATA NOT AVAILABLE | DATA NOT AVAILABLE | DATA NOT AVAILABLE | DATA NOT AVAILABLE | DATA NOT AVAILABLE | DATA NOT AVAILABLE | DATA NOT AVAILABLE | N | DATA NOT AVAILABLE | DATA NOT AVAILABLE | DATA NOT AVAILABLE | DATA NOT AVAILABLE | DATA NOT AVAILABLE | 44084
1700000000000 | [5 empty] | 1700000000000 | KEMPSTONE HILL WIND ENERGY LTD | DATA NOT AVAILABLE | KEMPSTONE HILL WIND | DATA NOT AVAILABLE | STONEHAVEN | KINCARDINESHIRE | AB39 3QE | SCOTLAND | 387089 | 789481 | REDMOSS | DATA NOT APPLICABLE | NEWTONHILL | 11 | SCOTTISH HYDRO ELECTRIC POWER DISTRIBUTION PLC | WIND | ONSHORE WIND TURBINES | NO | DATA NOT AVAILABLE | DATA NOT AVAILABLE | 2.4 | DATA NOT AVAILABLE | DATA NOT AVAILABLE | DATA NOT AVAILABLE | DATA NOT AVAILABLE | DATA NOT AVAILABLE | DATA NOT AVAILABLE | DATA NOT AVAILABLE | DATA NOT AVAILABLE | DATA NOT AVAILABLE | DATA NOT AVAILABLE | DATA NOT AVAILABLE | DATA NOT AVAILABLE | NO | CONNECTED | 2.4 | 2.4 | 2.526 | DATA NOT AVAILABLE | DATA NOT AVAILABLE | 42608 | DATA NOT AVAILABLE | DATA NOT AVAILABLE | DATA NOT AVAILABLE | DATA NOT AVAILABLE | DATA NOT AVAILABLE | DATA NOT AVAILABLE | DATA NOT AVAILABLE | N | DATA NOT AVAILABLE | DATA NOT AVAILABLE | DATA NOT AVAILABLE | DATA NOT AVAILABLE | DATA NOT AVAILABLE | 44084
1700000000000 | [5 empty] | 1700000000000 | DATA NOT AVAILABLE | CLADDACH ILLERAY COMMON GRAZINGS NORTH UIST | DATA NOT AVAILABLE | NORTH UIST COMMUNITY WIND GENERATING STA | ISLE OF NORTH UIST | Comhairle nan Eilean Siar | HS6 5EP | SCOTLAND | 78170 | 865588 | ARDMORE GRID | DATA NOT APPLICABLE | CLACHAN | 11 | SCOTTISH HYDRO ELECTRIC POWER DISTRIBUTION PLC | WIND | ONSHORE WIND TURBINES | NO | DATA NOT AVAILABLE | DATA NOT AVAILABLE | 1.8 | DATA NOT AVAILABLE | DATA NOT AVAILABLE | DATA NOT AVAILABLE | DATA NOT AVAILABLE | DATA NOT AVAILABLE | DATA NOT AVAILABLE | DATA NOT AVAILABLE | DATA NOT AVAILABLE | DATA NOT AVAILABLE | DATA NOT AVAILABLE | DATA NOT AVAILABLE | DATA NOT AVAILABLE | NO | CONNECTED | 1.8 | 1.8 | 1.895 | 0.005 | 0.005 | 43642 | DATA NOT AVAILABLE | DATA NOT AVAILABLE | DATA NOT AVAILABLE | DATA NOT AVAILABLE | DATA NOT AVAILABLE | DATA NOT AVAILABLE | DATA NOT AVAILABLE | N | DATA NOT AVAILABLE | DATA NOT AVAILABLE | DATA NOT AVAILABLE | DATA NOT AVAILABLE | DATA NOT AVAILABLE | 44084
1700000000000 | [5 empty] | 1700000000000 | ROTHES WIND LIMITED | ROTHES WIND LTD | DATA NOT AVAILABLE | GEDLOCH QUARRY | ELGIN | MORAYSHIRE | IV30 8SN | SCOTLAND | 323558 | 855288 | DALLAS | DATA NOT APPLICABLE | DALLAS | 0.4 | SCOTTISH HYDRO ELECTRIC POWER DISTRIBUTION PLC | WIND | ENGINE (COMBUSTION / RECIPROCATING) | NO | DATA NOT AVAILABLE | DATA NOT AVAILABLE | 48.07 | DATA NOT AVAILABLE | DATA NOT AVAILABLE | DATA NOT AVAILABLE | DATA NOT AVAILABLE | DATA NOT AVAILABLE | DATA NOT AVAILABLE | DATA NOT AVAILABLE | DATA NOT AVAILABLE | DATA NOT AVAILABLE | DATA NOT AVAILABLE | DATA NOT AVAILABLE | DATA NOT AVAILABLE | NO | CONNECTED | 48.07 | 48.07 | 50.6 | DATA NOT AVAILABLE | DATA NOT AVAILABLE | DATA NOT AVAILABLE | DATA NOT AVAILABLE | DATA NOT AVAILABLE | DATA NOT AVAILABLE | DATA NOT AVAILABLE | DATA NOT AVAILABLE | DATA NOT AVAILABLE | DATA NOT AVAILABLE | N | DATA NOT AVAILABLE | DATA NOT AVAILABLE | DATA NOT AVAILABLE | DATA NOT AVAILABLE | DATA NOT AVAILABLE | 44105
1700000000000 | [5 empty] | 1700000000000 | DATA NOT AVAILABLE | CAUSEYMIRE WINDFARM | DATA NOT AVAILABLE | MYBSTER | WICK | CAITHNESS | KW1 5XU | SCOTLAND | 316677 | 952911 | MYBSTER | DATA NOT APPLICABLE | MYBSTER GRID | 33 | SCOTTISH HYDRO ELECTRIC POWER DISTRIBUTION PLC | WIND | ENGINE (COMBUSTION / RECIPROCATING) | NO | DATA NOT AVAILABLE | DATA NOT AVAILABLE | 22.8 | DATA NOT AVAILABLE | DATA NOT AVAILABLE | DATA NOT AVAILABLE | DATA NOT AVAILABLE | DATA NOT AVAILABLE | DATA NOT AVAILABLE | DATA NOT AVAILABLE | DATA NOT AVAILABLE | DATA NOT AVAILABLE | DATA NOT AVAILABLE | DATA NOT AVAILABLE | DATA NOT AVAILABLE | NO | CONNECTED | 22.8 | 22.8 | 24 | DATA NOT AVAILABLE | DATA NOT AVAILABLE | DATA NOT AVAILABLE | DATA NOT AVAILABLE | DATA NOT AVAILABLE | DATA NOT AVAILABLE | DATA NOT AVAILABLE | DATA NOT AVAILABLE | DATA NOT AVAILABLE | DATA NOT AVAILABLE | N | DATA NOT AVAILABLE | DATA NOT AVAILABLE | DATA NOT AVAILABLE | DATA NOT AVAILABLE | DATA NOT AVAILABLE | 44105
1700000000000 | [5 empty] | 1700000000000 | CAUSEYMIRE WIND FARM LTD | DATA NOT AVAILABLE | CAUSEYMIRE WINDFARM A | MYBSTER | WICK | CAITHNESS | KW1 5XU | SCOTLAND | 316677 | 952911 | MYBSTER | DATA NOT APPLICABLE | MYBSTER GRID | 33 | SCOTTISH HYDRO ELECTRIC POWER DISTRIBUTION PLC | WIND | ENGINE (COMBUSTION / RECIPROCATING) | NO | DATA NOT AVAILABLE | DATA NOT AVAILABLE | 22.8 | DATA NOT AVAILABLE | DATA NOT AVAILABLE | DATA NOT AVAILABLE | DATA NOT AVAILABLE | DATA NOT AVAILABLE | DATA NOT AVAILABLE | DATA NOT AVAILABLE | DATA NOT AVAILABLE | DATA NOT AVAILABLE | DATA NOT AVAILABLE | DATA NOT AVAILABLE | DATA NOT AVAILABLE | NO | CONNECTED | 22.8 | 22.8 | 24 | DATA NOT AVAILABLE | DATA NOT AVAILABLE | DATA NOT AVAILABLE | DATA NOT AVAILABLE | DATA NOT AVAILABLE | DATA NOT AVAILABLE | DATA NOT AVAILABLE | DATA NOT AVAILABLE | DATA NOT AVAILABLE | DATA NOT AVAILABLE | N | DATA NOT AVAILABLE | DATA NOT AVAILABLE | DATA NOT AVAILABLE | DATA NOT AVAILABLE | DATA NOT AVAILABLE | 44105
1700000000000 | [5 empty] | 1700000000000 | RINGLINK (SCOTLAND) LIMITED | ST JOHNS WELLS WIND | GENERATING STATION | DATA NOT AVAILABLE | TURRIFF | ABERDEENSHIRE | AB53 8PX | SCOTLAND | 379880 | 836435 | KINTORE | DATA NOT APPLICABLE | FYVIE | 11 | SCOTTISH HYDRO ELECTRIC POWER DISTRIBUTION PLC | WIND | ENGINE (COMBUSTION / RECIPROCATING) | NO | DATA NOT AVAILABLE | DATA NOT AVAILABLE | 2.28 | DATA NOT AVAILABLE | DATA NOT AVAILABLE | DATA NOT AVAILABLE | DATA NOT AVAILABLE | DATA NOT AVAILABLE | DATA NOT AVAILABLE | DATA NOT AVAILABLE | DATA NOT AVAILABLE | DATA NOT AVAILABLE | DATA NOT AVAILABLE | DATA NOT AVAILABLE | DATA NOT AVAILABLE | NO | CONNECTED | 2.28 | 2.28 | 2.4 | DATA NOT AVAILABLE | DATA NOT AVAILABLE | DATA NOT AVAILABLE | DATA NOT AVAILABLE | DATA NOT AVAILABLE | DATA NOT AVAILABLE | DATA NOT AVAILABLE | DATA NOT AVAILABLE | DATA NOT AVAILABLE | DATA NOT AVAILABLE | N | DATA NOT AVAILABLE | DATA NOT AVAILABLE | DATA NOT AVAILABLE | DATA NOT AVAILABLE | DATA NOT AVAILABLE | 44105
1700000000000 | [5 empty] | 1700000000000 | DATA NOT AVAILABLE | BRUXIEHILL WIND GENERATING | STATION | DATA NOT AVAILABLE | PETERHEAD | ABERDEENSHIRE | AB42 3DA | SCOTLAND | 408618 | 851679 | ST FERGUS GAS | DATA NOT APPLICABLE | ST FERGUS GAS TERM | 11 | SCOTTISH HYDRO ELECTRIC POWER DISTRIBUTION PLC | WIND | ENGINE (COMBUSTION / RECIPROCATING) | NO | DATA NOT AVAILABLE | DATA NOT AVAILABLE | 2.85 | DATA NOT AVAILABLE | DATA NOT AVAILABLE | DATA NOT AVAILABLE | DATA NOT AVAILABLE | DATA NOT AVAILABLE | DATA NOT AVAILABLE | DATA NOT AVAILABLE | DATA NOT AVAILABLE | DATA NOT AVAILABLE | DATA NOT AVAILABLE | DATA NOT AVAILABLE | DATA NOT AVAILABLE | NO | CONNECTED | 2.85 | 2.85 | 3 | DATA NOT AVAILABLE | DATA NOT AVAILABLE | DATA NOT AVAILABLE | DATA NOT AVAILABLE | DATA NOT AVAILABLE | DATA NOT AVAILABLE | DATA NOT AVAILABLE | DATA NOT AVAILABLE | DATA NOT AVAILABLE | DATA NOT AVAILABLE | N | DATA NOT AVAILABLE | DATA NOT AVAILABLE | DATA NOT AVAILABLE | DATA NOT AVAILABLE | DATA NOT AVAILABLE | 44105
1700000000000 | [5 empty] | 1700000000000 | HOUSE O'HILL WIND ENERGY LTD | DATA NOT AVAILABLE | HOUSE O'HILL WINDFARM | HOUSE O'HILL FARM | ABERDEEN | ABERDEENSHIRE | AB43 7AU | SCOTLAND | 398081 | 858161 | STRICHEN | DATA NOT APPLICABLE | STRICHEN | 11 | SCOTTISH HYDRO ELECTRIC POWER DISTRIBUTION PLC | WIND | ENGINE (COMBUSTION / RECIPROCATING) | NO | DATA NOT AVAILABLE | DATA NOT AVAILABLE | 2.28 | DATA NOT AVAILABLE | DATA NOT AVAILABLE | DATA NOT AVAILABLE | DATA NOT AVAILABLE | DATA NOT AVAILABLE | DATA NOT AVAILABLE | DATA NOT AVAILABLE | DATA NOT AVAILABLE | DATA NOT AVAILABLE | DATA NOT AVAILABLE | DATA NOT AVAILABLE | DATA NOT AVAILABLE | NO | CONNECTED | 2.28 | 2.28 | 2.4 | DATA NOT AVAILABLE | DATA NOT AVAILABLE | DATA NOT AVAILABLE | DATA NOT AVAILABLE | DATA NOT AVAILABLE | DATA NOT AVAILABLE | DATA NOT AVAILABLE | DATA NOT AVAILABLE | DATA NOT AVAILABLE | DATA NOT AVAILABLE | N | DATA NOT AVAILABLE | DATA NOT AVAILABLE | DATA NOT AVAILABLE | DATA NOT AVAILABLE | DATA NOT AVAILABLE | 44105
1700000000000 | [5 empty] | 1700000000000 | FLOTTA WIND POWER LIMITED | WINDFARM IMPORT/EXPORT | DATA NOT AVAILABLE | DATA NOT AVAILABLE | ORKNEY | ORKNEY ISLANDS | KW16 3NP | SCOTLAND | 336349 | 993692 | THURSO | DATA NOT APPLICABLE | FLOTTA | 11 | SCOTTISH HYDRO ELECTRIC POWER DISTRIBUTION PLC | WIND | ENGINE (COMBUSTION / RECIPROCATING) | NO | DATA NOT AVAILABLE | DATA NOT AVAILABLE | 2.07 | DATA NOT AVAILABLE | DATA NOT AVAILABLE | DATA NOT AVAILABLE | DATA NOT AVAILABLE | DATA NOT AVAILABLE | DATA NOT AVAILABLE | DATA NOT AVAILABLE | DATA NOT AVAILABLE | DATA NOT AVAILABLE | DATA NOT AVAILABLE | DATA NOT AVAILABLE | DATA NOT AVAILABLE | NO | CONNECTED | 2.07 | 2.07 | 2.179 | DATA NOT AVAILABLE | DATA NOT AVAILABLE | DATA NOT AVAILABLE | DATA NOT AVAILABLE | DATA NOT AVAILABLE | DATA NOT AVAILABLE | DATA NOT AVAILABLE | DATA NOT AVAILABLE | DATA NOT AVAILABLE | DATA NOT AVAILABLE | N | DATA NOT AVAILABLE | DATA NOT AVAILABLE | DATA NOT AVAILABLE | DATA NOT AVAILABLE | DATA NOT AVAILABLE | 44105
1700000000000 | [5 empty] | 1700000000000 | BENZIES | DATA NOT AVAILABLE | GAIRNIESTON | DATA NOT AVAILABLE | TURRIFF | ABERDEENSHIRE | AB53 5RP | SCOTLAND | 374541 | 855398 | MACDUFF | DATA NOT APPLICABLE | TURRIFF | 11 | SCOTTISH HYDRO ELECTRIC POWER DISTRIBUTION PLC | WIND | ONSHORE WIND TURBINES | NO | DATA NOT AVAILABLE | DATA NOT AVAILABLE | 1.9 | DATA NOT AVAILABLE | DATA NOT AVAILABLE | DATA NOT AVAILABLE | DATA NOT AVAILABLE | DATA NOT AVAILABLE | DATA NOT AVAILABLE | DATA NOT AVAILABLE | DATA NOT AVAILABLE | DATA NOT AVAILABLE | DATA NOT AVAILABLE | DATA NOT AVAILABLE | DATA NOT AVAILABLE | NO | CONNECTED | 1.9 | 1.9 | 2 | DATA NOT AVAILABLE | DATA NOT AVAILABLE | DATA NOT AVAILABLE | DATA NOT AVAILABLE | DATA NOT AVAILABLE | DATA NOT AVAILABLE | DATA NOT AVAILABLE | DATA NOT AVAILABLE | DATA NOT AVAILABLE | DATA NOT AVAILABLE | N | DATA NOT AVAILABLE | DATA NOT AVAILABLE | DATA NOT AVAILABLE | DATA NOT AVAILABLE | DATA NOT AVAILABLE | 44105
1700000000000 | [5 empty] | 1700000000000 | UDNY COMMUNITY WIND TURBINE COMPANY LTD | UDNY COMMUNITY | WIND GENERATING STATION | TILLYMAUD | ELLON | ABERDEENSHIRE | AB41 6RX | SCOTLAND | 389074 | 825230 | DYCE | DATA NOT APPLICABLE | KINGSEAT | 11 | SCOTTISH HYDRO ELECTRIC POWER DISTRIBUTION PLC | WIND | ENGINE (COMBUSTION / RECIPROCATING) | NO | DATA NOT AVAILABLE | DATA NOT AVAILABLE | 1.069 | DATA NOT AVAILABLE | DATA NOT AVAILABLE | DATA NOT AVAILABLE | DATA NOT AVAILABLE | DATA NOT AVAILABLE | DATA NOT AVAILABLE | DATA NOT AVAILABLE | DATA NOT AVAILABLE | DATA NOT AVAILABLE | DATA NOT AVAILABLE | DATA NOT AVAILABLE | DATA NOT AVAILABLE | NO | CONNECTED | 1.069 | 1.069 | 1.125 | DATA NOT AVAILABLE | DATA NOT AVAILABLE | DATA NOT AVAILABLE | DATA NOT AVAILABLE | DATA NOT AVAILABLE | DATA NOT AVAILABLE | DATA NOT AVAILABLE | DATA NOT AVAILABLE | DATA NOT AVAILABLE | DATA NOT AVAILABLE | N | DATA NOT AVAILABLE | DATA NOT AVAILABLE | DATA NOT AVAILABLE | DATA NOT AVAILABLE | DATA NOT AVAILABLE | 44105
1700000000000 | [5 empty] | 1700000000000 | 4L ENERGY LIMITED | LITTLE BYTH | WIND GENERATING STATION | LITTLE BYTH | FRASERBURGH | ABERDEENSHIRE | AB53 5XR | SCOTLAND | 382588 | 856744 | STRICHEN | DATA NOT APPLICABLE | NEW PITSLIGO | 11 | SCOTTISH HYDRO ELECTRIC POWER DISTRIBUTION PLC | WIND | ENGINE (COMBUSTION / RECIPROCATING) | NO | DATA NOT AVAILABLE | DATA NOT AVAILABLE | 2.565 | DATA NOT AVAILABLE | DATA NOT AVAILABLE | DATA NOT AVAILABLE | DATA NOT AVAILABLE | DATA NOT AVAILABLE | DATA NOT AVAILABLE | DATA NOT AVAILABLE | DATA NOT AVAILABLE | DATA NOT AVAILABLE | DATA NOT AVAILABLE | DATA NOT AVAILABLE | DATA NOT AVAILABLE | NO | CONNECTED | 2.565 | 2.565 | 2.7 | DATA NOT AVAILABLE | DATA NOT AVAILABLE | DATA NOT AVAILABLE | DATA NOT AVAILABLE | DATA NOT AVAILABLE | DATA NOT AVAILABLE | DATA NOT AVAILABLE | DATA NOT AVAILABLE | DATA NOT AVAILABLE | DATA NOT AVAILABLE | N | DATA NOT AVAILABLE | DATA NOT AVAILABLE | DATA NOT AVAILABLE | DATA NOT AVAILABLE | DATA NOT AVAILABLE | 44105
1700000000000 | [5 empty] | 1700000000000 | STUARTFIELD WIND POWER LIMITED | DATA NOT AVAILABLE | WEST KNOCK WINDFARM | DATA NOT AVAILABLE | PETERHEAD | ABERDEENSHIRE | AB42 5DJ | SCOTLAND | 398370 | 845589 | STRICHEN | DATA NOT APPLICABLE | MINTLAW | 11 | SCOTTISH HYDRO ELECTRIC POWER DISTRIBUTION PLC | WIND | ENGINE (COMBUSTION / RECIPROCATING) | NO | DATA NOT AVAILABLE | DATA NOT AVAILABLE | 2.28 | DATA NOT AVAILABLE | DATA NOT AVAILABLE | DATA NOT AVAILABLE | DATA NOT AVAILABLE | DATA NOT AVAILABLE | DATA NOT AVAILABLE | DATA NOT AVAILABLE | DATA NOT AVAILABLE | DATA NOT AVAILABLE | DATA NOT AVAILABLE | DATA NOT AVAILABLE | DATA NOT AVAILABLE | NO | CONNECTED | 2.28 | 2.28 | 2.4 | DATA NOT AVAILABLE | DATA NOT AVAILABLE | DATA NOT AVAILABLE | DATA NOT AVAILABLE | DATA NOT AVAILABLE | DATA NOT AVAILABLE | DATA NOT AVAILABLE | DATA NOT AVAILABLE | DATA NOT AVAILABLE | DATA NOT AVAILABLE | N | DATA NOT AVAILABLE | DATA NOT AVAILABLE | DATA NOT AVAILABLE | DATA NOT AVAILABLE | DATA NOT AVAILABLE | 44105
1700000000000 | [5 empty] | 1700000000000 | WESTRAY WIND POWER LIMITED | DATA NOT AVAILABLE | TUQUOY WINDFARM | DATA NOT AVAILABLE | ORKNEY | ORKNEY ISLANDS | KW17 2DR | SCOTLAND | 344130 | 1043726 | THURSO | DATA NOT APPLICABLE | WESTRAY | 11 | SCOTTISH HYDRO ELECTRIC POWER DISTRIBUTION PLC | WIND | ENGINE (COMBUSTION / RECIPROCATING) | NO | DATA NOT AVAILABLE | DATA NOT AVAILABLE | 1.71 | DATA NOT AVAILABLE | DATA NOT AVAILABLE | DATA NOT AVAILABLE | DATA NOT AVAILABLE | DATA NOT AVAILABLE | DATA NOT AVAILABLE | DATA NOT AVAILABLE | DATA NOT AVAILABLE | DATA NOT AVAILABLE | DATA NOT AVAILABLE | DATA NOT AVAILABLE | DATA NOT AVAILABLE | NO | CONNECTED | 1.71 | 1.71 | 1.8 | DATA NOT AVAILABLE | DATA NOT AVAILABLE | DATA NOT AVAILABLE | DATA NOT AVAILABLE | DATA NOT AVAILABLE | DATA NOT AVAILABLE | DATA NOT AVAILABLE | DATA NOT AVAILABLE | DATA NOT AVAILABLE | DATA NOT AVAILABLE | N | DATA NOT AVAILABLE | DATA NOT AVAILABLE | DATA NOT AVAILABLE | DATA NOT AVAILABLE | DATA NOT AVAILABLE | 44105
1700000000000 | [5 empty] | 1700000000000 | DATA NOT AVAILABLE | DATA NOT AVAILABLE | DATA NOT AVAILABLE | DATA NOT AVAILABLE | DATA NOT AVAILABLE | DATA NOT AVAILABLE | DATA NOT AVAILABLE | SCOTLAND | DATA NOT AVAILABLE | DATA NOT AVAILABLE | DATA NOT AVAILABLE | DATA NOT APPLICABLE | DATA NOT AVAILABLE | DATA NOT AVAILABLE | SCOTTISH HYDRO ELECTRIC POWER DISTRIBUTION PLC | WIND | ONSHORE WIND TURBINES | NO | DATA NOT AVAILABLE | DATA NOT AVAILABLE | 6.555 | DATA NOT AVAILABLE | DATA NOT AVAILABLE | DATA NOT AVAILABLE | DATA NOT AVAILABLE | DATA NOT AVAILABLE | DATA NOT AVAILABLE | DATA NOT AVAILABLE | DATA NOT AVAILABLE | DATA NOT AVAILABLE | DATA NOT AVAILABLE | DATA NOT AVAILABLE | DATA NOT AVAILABLE | NO | CONNECTED | 6.555 | 6.555 | 6.9 | DATA NOT AVAILABLE | DATA NOT AVAILABLE | DATA NOT AVAILABLE | DATA NOT AVAILABLE | DATA NOT AVAILABLE | DATA NOT AVAILABLE | DATA NOT AVAILABLE | DATA NOT AVAILABLE | DATA NOT AVAILABLE | DATA NOT AVAILABLE | N | DATA NOT AVAILABLE | DATA NOT AVAILABLE | DATA NOT AVAILABLE | DATA NOT AVAILABLE | DATA NOT AVAILABLE | 44105
1700000000000 | [5 empty] | 1700000000000 | GWEL OPERATING COMPANY LIMITED | DATA NOT AVAILABLE | GREENSIDE WINDFARM | DATA NOT AVAILABLE | PETERHEAD | ABERDEENSHIRE | AB42 3HL | SCOTLAND | 406656 | 853649 | ST FERGUS GAS | DATA NOT APPLICABLE | ST FERGUS GAS TERM | 11 | SCOTTISH HYDRO ELECTRIC POWER DISTRIBUTION PLC | WIND | ENGINE (COMBUSTION / RECIPROCATING) | NO | DATA NOT AVAILABLE | DATA NOT AVAILABLE | 8.74 | DATA NOT AVAILABLE | DATA NOT AVAILABLE | DATA NOT AVAILABLE | DATA NOT AVAILABLE | DATA NOT AVAILABLE | DATA NOT AVAILABLE | DATA NOT AVAILABLE | DATA NOT AVAILABLE | DATA NOT AVAILABLE | DATA NOT AVAILABLE | DATA NOT AVAILABLE | DATA NOT AVAILABLE | NO | CONNECTED | 8.74 | 8.74 | 9.2 | DATA NOT AVAILABLE | DATA NOT AVAILABLE | DATA NOT AVAILABLE | DATA NOT AVAILABLE | DATA NOT AVAILABLE | DATA NOT AVAILABLE | DATA NOT AVAILABLE | DATA NOT AVAILABLE | DATA NOT AVAILABLE | DATA NOT AVAILABLE | N | DATA NOT AVAILABLE | DATA NOT AVAILABLE | DATA NOT AVAILABLE | DATA NOT AVAILABLE | DATA NOT AVAILABLE | 44105
1700000000000 | [5 empty] | 1700000000000 | HILTON GREEN ENERGY LTD | LITTLE HILTON WINDFARM | WOOD WRAE | DATA NOT AVAILABLE | TURRIFF | ABERDEENSHIRE | AB53 5QT | SCOTLAND | 373626 | 851564 | MACDUFF | DATA NOT APPLICABLE | TURRIFF | 11 | SCOTTISH HYDRO ELECTRIC POWER DISTRIBUTION PLC | WIND | ONSHORE WIND TURBINES | NO | DATA NOT AVAILABLE | DATA NOT AVAILABLE | 2.185 | DATA NOT AVAILABLE | DATA NOT AVAILABLE | DATA NOT AVAILABLE | DATA NOT AVAILABLE | DATA NOT AVAILABLE | DATA NOT AVAILABLE | DATA NOT AVAILABLE | DATA NOT AVAILABLE | DATA NOT AVAILABLE | DATA NOT AVAILABLE | DATA NOT AVAILABLE | DATA NOT AVAILABLE | NO | CONNECTED | 2.185 | 2.185 | 2.3 | DATA NOT AVAILABLE | DATA NOT AVAILABLE | 41905 | DATA NOT AVAILABLE | DATA NOT AVAILABLE | DATA NOT AVAILABLE | DATA NOT AVAILABLE | DATA NOT AVAILABLE | DATA NOT AVAILABLE | DATA NOT AVAILABLE | N | DATA NOT AVAILABLE | DATA NOT AVAILABLE | DATA NOT AVAILABLE | DATA NOT AVAILABLE | DATA NOT AVAILABLE | 44105
1700000000000 | [5 empty] | DATA NOT AVAILABLE | ORKNEY WIND TURBINE NM15DATA NOT AVAILABLEDATA NOT AVAILABLE | THORFINN A WIND ENERGY PROJECT | THORFINN A WIND ENERGY PROJECT | DATA NOT AVAILABLE | ORKNEY | ORKNEY ISLANDS | KW17 2PJ | SCOTLAND | 336017 | 1026101 | THURSO | DATA NOT APPLICABLE | BURGARHILL | 11 | SCOTTISH HYDRO ELECTRIC POWER DISTRIBUTION PLC | WIND | ENGINE (COMBUSTION / RECIPROCATING) | NO | DATA NOT AVAILABLE | DATA NOT AVAILABLE | 1.425 | DATA NOT AVAILABLE | DATA NOT AVAILABLE | DATA NOT AVAILABLE | DATA NOT AVAILABLE | DATA NOT AVAILABLE | DATA NOT AVAILABLE | DATA NOT AVAILABLE | DATA NOT AVAILABLE | DATA NOT AVAILABLE | DATA NOT AVAILABLE | DATA NOT AVAILABLE | DATA NOT AVAILABLE | NO | CONNECTED | 1.425 | 1.425 | 1.5 | DATA NOT AVAILABLE | DATA NOT AVAILABLE | DATA NOT AVAILABLE | DATA NOT AVAILABLE | DATA NOT AVAILABLE | DATA NOT AVAILABLE | DATA NOT AVAILABLE | DATA NOT AVAILABLE | DATA NOT AVAILABLE | DATA NOT AVAILABLE | N | DATA NOT AVAILABLE | DATA NOT AVAILABLE | DATA NOT AVAILABLE | DATA NOT AVAILABLE | DATA NOT AVAILABLE | 44137
1700000000000 | [5 empty] | 1700000000000 | BURGAR HILL | DATA NOT AVAILABLE | BURGAR HILL TURBINES | DATA NOT AVAILABLE | EVIE | ORKNEY ISLANDS | KW17 2PJ | SCOTLAND | 336017 | 1026101 | THURSO | DATA NOT APPLICABLE | BURGARHILL | 11 | SCOTTISH HYDRO ELECTRIC POWER DISTRIBUTION PLC | WIND | ONSHORE WIND TURBINES | NO | DATA NOT AVAILABLE | DATA NOT AVAILABLE | 1.425 | DATA NOT AVAILABLE | DATA NOT AVAILABLE | DATA NOT AVAILABLE | DATA NOT AVAILABLE | DATA NOT AVAILABLE | DATA NOT AVAILABLE | DATA NOT AVAILABLE | DATA NOT AVAILABLE | DATA NOT AVAILABLE | DATA NOT AVAILABLE | DATA NOT AVAILABLE | DATA NOT AVAILABLE | NO | CONNECTED | 1.425 | 1.425 | 1.5 | DATA NOT AVAILABLE | DATA NOT AVAILABLE | DATA NOT AVAILABLE | DATA NOT AVAILABLE | DATA NOT AVAILABLE | DATA NOT AVAILABLE | DATA NOT AVAILABLE | DATA NOT AVAILABLE | DATA NOT AVAILABLE | DATA NOT AVAILABLE | N | DATA NOT AVAILABLE | DATA NOT AVAILABLE | DATA NOT AVAILABLE | DATA NOT AVAILABLE | DATA NOT AVAILABLE | 44137
1700000000000 | [5 empty] | 1700000000000 | DATA NOT AVAILABLE | BEINN TURIC 2 WINDFARM | DATA NOT AVAILABLE | DATA NOT AVAILABLE | CAMPBELTOWN | ARGYLL | PA28 6QG | SCOTLAND | 179886 | 638063 | CARRADALE | DATA NOT APPLICABLE | CARRADALE GRID | 33 | SCOTTISH HYDRO ELECTRIC POWER DISTRIBUTION PLC | WIND | ONSHORE WIND TURBINES | NO | DATA NOT AVAILABLE | DATA NOT AVAILABLE | 14.25 | DATA NOT AVAILABLE | DATA NOT AVAILABLE | DATA NOT AVAILABLE | DATA NOT AVAILABLE | DATA NOT AVAILABLE | DATA NOT AVAILABLE | DATA NOT AVAILABLE | DATA NOT AVAILABLE | DATA NOT AVAILABLE | DATA NOT AVAILABLE | DATA NOT AVAILABLE | DATA NOT AVAILABLE | NO | CONNECTED | 14.25 | 14.25 | 15 | DATA NOT AVAILABLE | DATA NOT AVAILABLE | DATA NOT AVAILABLE | DATA NOT AVAILABLE | DATA NOT AVAILABLE | DATA NOT AVAILABLE | DATA NOT AVAILABLE | DATA NOT AVAILABLE | DATA NOT AVAILABLE | DATA NOT AVAILABLE | N | DATA NOT AVAILABLE | DATA NOT AVAILABLE | DATA NOT AVAILABLE | DATA NOT AVAILABLE | DATA NOT AVAILABLE | 44137
1700000000000 | [5 empty] | 1700000000000 | DATA NOT AVAILABLE | BEN AKETIL WINDFARM | BEN AKETIL WINDFARM | DUNVEGAN | ISLE OF SKYE | HIGHLAND | IV55 8GT | SCOTLAND | 125840 | 847513 | DUNVEGAN GRID | DATA NOT APPLICABLE | DUNVEGAN GRID | 33 | SCOTTISH HYDRO ELECTRIC POWER DISTRIBUTION PLC | WIND | ONSHORE WIND TURBINES | NO | DATA NOT AVAILABLE | DATA NOT AVAILABLE | 28.025 | DATA NOT AVAILABLE | DATA NOT AVAILABLE | DATA NOT AVAILABLE | DATA NOT AVAILABLE | DATA NOT AVAILABLE | DATA NOT AVAILABLE | DATA NOT AVAILABLE | DATA NOT AVAILABLE | DATA NOT AVAILABLE | DATA NOT AVAILABLE | DATA NOT AVAILABLE | DATA NOT AVAILABLE | YES | CONNECTED | 28.025 | 28.025 | 29.5 | DATA NOT AVAILABLE | DATA NOT AVAILABLE | DATA NOT AVAILABLE | DATA NOT AVAILABLE | DATA NOT AVAILABLE | DATA NOT AVAILABLE | DATA NOT AVAILABLE | DATA NOT AVAILABLE | DATA NOT AVAILABLE | DATA NOT AVAILABLE | Y | DATA NOT AVAILABLE | DATA NOT AVAILABLE | DATA NOT AVAILABLE | DATA NOT AVAILABLE | DATA NOT AVAILABLE | 44160
1700000000000 | [5 empty] | 1700000000000 | ALLT DEARG WIND FARMERS LLP | WIND GENERATING STATION | WIND GENERATING STATION ALLT DEARG | STRONACHULLIN FARM | LOCHGILPHEAD | ARGYLL AND BUTE | PA30 8ET | SCOTLAND | 184973 | 679758 | PORT ANN | DATA NOT APPLICABLE | LOCHGILPHEAD | 11 | SCOTTISH HYDRO ELECTRIC POWER DISTRIBUTION PLC | WIND | ONSHORE WIND TURBINES | NO | DATA NOT AVAILABLE | DATA NOT AVAILABLE | 9.453 | DATA NOT AVAILABLE | DATA NOT AVAILABLE | DATA NOT AVAILABLE | DATA NOT AVAILABLE | DATA NOT AVAILABLE | DATA NOT AVAILABLE | DATA NOT AVAILABLE | DATA NOT AVAILABLE | DATA NOT AVAILABLE | DATA NOT AVAILABLE | DATA NOT AVAILABLE | DATA NOT AVAILABLE | YES | CONNECTED | 9.453 | 9.453 | 9.95 | DATA NOT AVAILABLE | DATA NOT AVAILABLE | DATA NOT AVAILABLE | DATA NOT AVAILABLE | DATA NOT AVAILABLE | DATA NOT AVAILABLE | DATA NOT AVAILABLE | DATA NOT AVAILABLE | DATA NOT AVAILABLE | DATA NOT AVAILABLE | Y | DATA NOT AVAILABLE | DATA NOT AVAILABLE | DATA NOT AVAILABLE | DATA NOT AVAILABLE | DATA NOT AVAILABLE | 44160
1700000000000 | [5 empty] | 1700000000000 | SRONDOIRE RENEWABLES LTD | SRONDOIRE WIND AND HYDRO | STRONACHUILLIN FARM SRONDOIRE WIND & HYDRO | ARDRISHAIG | LOCHGILPHEAD | ARGYLL AND BUTE | PA30 8ET | SCOTLAND | 184973 | 679758 | PORT ANN | DATA NOT APPLICABLE | LOCHGILPHEAD | 11 | SCOTTISH HYDRO ELECTRIC POWER DISTRIBUTION PLC | WIND | ONSHORE WIND TURBINES | NO | DATA NOT AVAILABLE | DATA NOT AVAILABLE | 5.605 | DATA NOT AVAILABLE | DATA NOT AVAILABLE | DATA NOT AVAILABLE | DATA NOT AVAILABLE | DATA NOT AVAILABLE | DATA NOT AVAILABLE | DATA NOT AVAILABLE | DATA NOT AVAILABLE | DATA NOT AVAILABLE | DATA NOT AVAILABLE | DATA NOT AVAILABLE | DATA NOT AVAILABLE | YES | CONNECTED | 5.605 | 5.605 | 5.9 | 0.014 | 0.015 | 42242 | DATA NOT AVAILABLE | DATA NOT AVAILABLE | DATA NOT AVAILABLE | DATA NOT AVAILABLE | DATA NOT AVAILABLE | DATA NOT AVAILABLE | DATA NOT AVAILABLE | Y | DATA NOT AVAILABLE | DATA NOT AVAILABLE | DATA NOT AVAILABLE | DATA NOT AVAILABLE | DATA NOT AVAILABLE | 44160
1700000000000 | [5 empty] | 1700000000000 | DATA NOT AVAILABLE | MID BACKHILL | BONNYKELLY | DATA NOT AVAILABLE | FRASERBURGH | ABERDEENSHIRE | AB43 6PN | SCOTLAND | 385357 | 853445 | STRICHEN | DATA NOT APPLICABLE | STRICHEN GRID | 33 | SCOTTISH HYDRO ELECTRIC POWER DISTRIBUTION PLC | WIND | ONSHORE WIND TURBINES | NO | DATA NOT AVAILABLE | DATA NOT AVAILABLE | 2.233 | DATA NOT AVAILABLE | DATA NOT AVAILABLE | DATA NOT AVAILABLE | DATA NOT AVAILABLE | DATA NOT AVAILABLE | DATA NOT AVAILABLE | DATA NOT AVAILABLE | DATA NOT AVAILABLE | DATA NOT AVAILABLE | DATA NOT AVAILABLE | DATA NOT AVAILABLE | DATA NOT AVAILABLE | NO | CONNECTED | 2.233 | 2.233 | 2.35 | DATA NOT AVAILABLE | DATA NOT AVAILABLE | DATA NOT AVAILABLE | DATA NOT AVAILABLE | DATA NOT AVAILABLE | DATA NOT AVAILABLE | DATA NOT AVAILABLE | DATA NOT AVAILABLE | DATA NOT AVAILABLE | DATA NOT AVAILABLE | N | DATA NOT AVAILABLE | DATA NOT AVAILABLE | DATA NOT AVAILABLE | DATA NOT AVAILABLE | DATA NOT AVAILABLE | 44186
1700000000000 | [5 empty] | 1700000000000 | SHETLAND AEROGENERATORS LTD | BURRADALE HILL WINDFARM | DATA NOT AVAILABLE | DATA NOT AVAILABLE | SHETLAND | SHETLAND ISLANDS | ZE2 9SR | SCOTLAND | 435967 | 1168443 | GREMISTA | DATA NOT APPLICABLE | GREMISTA | 11 | SCOTTISH HYDRO ELECTRIC POWER DISTRIBUTION PLC | WIND | ONSHORE WIND TURBINES | NO | DATA NOT AVAILABLE | DATA NOT AVAILABLE | 1.748 | DATA NOT AVAILABLE | DATA NOT AVAILABLE | DATA NOT AVAILABLE | DATA NOT AVAILABLE | DATA NOT AVAILABLE | DATA NOT AVAILABLE | DATA NOT AVAILABLE | DATA NOT AVAILABLE | DATA NOT AVAILABLE | DATA NOT AVAILABLE | DATA NOT AVAILABLE | DATA NOT AVAILABLE | NO | CONNECTED | 1.748 | 1.748 | 1.84 | DATA NOT AVAILABLE | DATA NOT AVAILABLE | DATA NOT AVAILABLE | DATA NOT AVAILABLE | DATA NOT AVAILABLE | DATA NOT AVAILABLE | DATA NOT AVAILABLE | DATA NOT AVAILABLE | DATA NOT AVAILABLE | DATA NOT AVAILABLE | N | DATA NOT AVAILABLE | DATA NOT AVAILABLE | DATA NOT AVAILABLE | DATA NOT AVAILABLE | DATA NOT AVAILABLE | 44245
1700000000000 | [5 empty] | 1700000000000 | DATA NOT AVAILABLE | BURRADALE HILL 2 | DATA NOT AVAILABLE | BURRADALE | SHETLAND | SHETLAND ISLANDS | ZE2 9SR | SCOTLAND | 435967 | 1168443 | GREMISTA | DATA NOT APPLICABLE | GREMISTA | 11 | SCOTTISH HYDRO ELECTRIC POWER DISTRIBUTION PLC | WIND | ONSHORE WIND TURBINES | NO | DATA NOT AVAILABLE | DATA NOT AVAILABLE | 1.748 | DATA NOT AVAILABLE | DATA NOT AVAILABLE | DATA NOT AVAILABLE | DATA NOT AVAILABLE | DATA NOT AVAILABLE | DATA NOT AVAILABLE | DATA NOT AVAILABLE | DATA NOT AVAILABLE | DATA NOT AVAILABLE | DATA NOT AVAILABLE | DATA NOT AVAILABLE | DATA NOT AVAILABLE | NO | CONNECTED | 1.748 | 1.748 | 1.84 | DATA NOT AVAILABLE | DATA NOT AVAILABLE | DATA NOT AVAILABLE | DATA NOT AVAILABLE | DATA NOT AVAILABLE | DATA NOT AVAILABLE | DATA NOT AVAILABLE | DATA NOT AVAILABLE | DATA NOT AVAILABLE | DATA NOT AVAILABLE | N | DATA NOT AVAILABLE | DATA NOT AVAILABLE | DATA NOT AVAILABLE | DATA NOT AVAILABLE | DATA NOT AVAILABLE | 44245
1700000000000 | [5 empty] | 1700000000000 | BOULFRUICH LTD | BOULFRUICH WINDFARM | BOULFRUICH LIMITED | HOUSTRY | DUNBEATH | CAITHNESS | KW6 6EN | SCOTLAND | 315491 | 934291 | DUDHOPE | DATA NOT APPLICABLE | DUNBEATH GRID | 33 | SCOTTISH HYDRO ELECTRIC POWER DISTRIBUTION PLC | WIND | ONSHORE WIND TURBINES | NO | DATA NOT AVAILABLE | DATA NOT AVAILABLE | 14.25 | DATA NOT AVAILABLE | DATA NOT AVAILABLE | DATA NOT AVAILABLE | DATA NOT AVAILABLE | DATA NOT AVAILABLE | DATA NOT AVAILABLE | DATA NOT AVAILABLE | DATA NOT AVAILABLE | DATA NOT AVAILABLE | DATA NOT AVAILABLE | DATA NOT AVAILABLE | DATA NOT AVAILABLE | NO | CONNECTED | 14.25 | 14.25 | 15 | DATA NOT AVAILABLE | DATA NOT AVAILABLE | DATA NOT AVAILABLE | DATA NOT AVAILABLE | DATA NOT AVAILABLE | DATA NOT AVAILABLE | DATA NOT AVAILABLE | DATA NOT AVAILABLE | DATA NOT AVAILABLE | DATA NOT AVAILABLE | N | DATA NOT AVAILABLE | DATA NOT AVAILABLE | DATA NOT AVAILABLE | DATA NOT AVAILABLE | DATA NOT AVAILABLE | 44245
1700000000000 | [5 empty] | 1700000000000 | HILL OF FIDDES WIND FARM LIMITED | HILL OF FIDDES WINDFARM | PRIVATE GENERATOR | DATA NOT AVAILABLE | ABERDEEN | ABERDEEN | AB41 6QR | SCOTLAND | 393457 | 824136 | DYCE | DATA NOT APPLICABLE | DYCE GRID | 33 | SCOTTISH HYDRO ELECTRIC POWER DISTRIBUTION PLC | WIND | ONSHORE WIND TURBINES | NO | DATA NOT AVAILABLE | DATA NOT AVAILABLE | 7.125 | DATA NOT AVAILABLE | DATA NOT AVAILABLE | DATA NOT AVAILABLE | DATA NOT AVAILABLE | DATA NOT AVAILABLE | DATA NOT AVAILABLE | DATA NOT AVAILABLE | DATA NOT AVAILABLE | DATA NOT AVAILABLE | DATA NOT AVAILABLE | DATA NOT AVAILABLE | DATA NOT AVAILABLE | NO | CONNECTED | 7.125 | 7.125 | 7.5 | DATA NOT AVAILABLE | DATA NOT AVAILABLE | DATA NOT AVAILABLE | DATA NOT AVAILABLE | DATA NOT AVAILABLE | DATA NOT AVAILABLE | DATA NOT AVAILABLE | DATA NOT AVAILABLE | DATA NOT AVAILABLE | DATA NOT AVAILABLE | N | DATA NOT AVAILABLE | DATA NOT AVAILABLE | DATA NOT AVAILABLE | DATA NOT AVAILABLE | DATA NOT AVAILABLE | 44245
1700000000000 | [5 empty] | 1700000000000 | SKELMONAE WINDFARM LTD | SKELMONAE WINDFARM | DATA NOT AVAILABLE | DATA NOT AVAILABLE | ELLON | ABERDEENSHIRE | AB41 7JR | SCOTLAND | 388680 | 839340 | DYCE | DATA NOT APPLICABLE | DYCE GRID | 33 | SCOTTISH HYDRO ELECTRIC POWER DISTRIBUTION PLC | WIND | ONSHORE WIND TURBINES | NO | DATA NOT AVAILABLE | DATA NOT AVAILABLE | 9.405 | DATA NOT AVAILABLE | DATA NOT AVAILABLE | DATA NOT AVAILABLE | DATA NOT AVAILABLE | DATA NOT AVAILABLE | DATA NOT AVAILABLE | DATA NOT AVAILABLE | DATA NOT AVAILABLE | DATA NOT AVAILABLE | DATA NOT AVAILABLE | DATA NOT AVAILABLE | DATA NOT AVAILABLE | NO | CONNECTED | 9.405 | 9.405 | 9.9 | DATA NOT AVAILABLE | DATA NOT AVAILABLE | DATA NOT AVAILABLE | DATA NOT AVAILABLE | DATA NOT AVAILABLE | DATA NOT AVAILABLE | DATA NOT AVAILABLE | DATA NOT AVAILABLE | DATA NOT AVAILABLE | DATA NOT AVAILABLE | N | DATA NOT AVAILABLE | DATA NOT AVAILABLE | DATA NOT AVAILABLE | DATA NOT AVAILABLE | DATA NOT AVAILABLE | 44245
1700000000000 | [5 empty] | 1700000000000 | KINGSBURN WIND ENERGY LTD | GENERATING STATION | KINGSBURN WIND | DATA NOT AVAILABLE | GLASGOW | ARGYLL | G63 0XH | SCOTLAND | 266717 | 686040 | STRATHLEVEN | DATA NOT APPLICABLE | STRATHLEVEN | 33 | SCOTTISH HYDRO ELECTRIC POWER DISTRIBUTION PLC | WIND | ONSHORE WIND TURBINES | NO | DATA NOT AVAILABLE | DATA NOT AVAILABLE | 21.375 | DATA NOT AVAILABLE | DATA NOT AVAILABLE | DATA NOT AVAILABLE | DATA NOT AVAILABLE | DATA NOT AVAILABLE | DATA NOT AVAILABLE | DATA NOT AVAILABLE | DATA NOT AVAILABLE | DATA NOT AVAILABLE | DATA NOT AVAILABLE | DATA NOT AVAILABLE | DATA NOT AVAILABLE | NO | CONNECTED | 21.375 | 21.375 | 22.5 | DATA NOT AVAILABLE | DATA NOT AVAILABLE | DATA NOT AVAILABLE | DATA NOT AVAILABLE | DATA NOT AVAILABLE | DATA NOT AVAILABLE | DATA NOT AVAILABLE | DATA NOT AVAILABLE | DATA NOT AVAILABLE | DATA NOT AVAILABLE | N | DATA NOT AVAILABLE | DATA NOT AVAILABLE | DATA NOT AVAILABLE | DATA NOT AVAILABLE | DATA NOT AVAILABLE | 44245
1700000000000 | [5 empty] | 1700000000000 | KEITHFIELD ENERGY LIMITED | DENHILL WIND TURBINE | DATA NOT AVAILABLE | DATA NOT AVAILABLE | ST KATHERINES | ABERDEENSHIRE | AB51 8SU | SCOTLAND | 379946 | 835509 | KINTORE | DATA NOT APPLICABLE | KINTORE GRID | 33 | SCOTTISH HYDRO ELECTRIC POWER DISTRIBUTION PLC | WIND | ONSHORE WIND TURBINES | NO | DATA NOT AVAILABLE | DATA NOT AVAILABLE | 2.185 | DATA NOT AVAILABLE | DATA NOT AVAILABLE | DATA NOT AVAILABLE | DATA NOT AVAILABLE | DATA NOT AVAILABLE | DATA NOT AVAILABLE | DATA NOT AVAILABLE | DATA NOT AVAILABLE | DATA NOT AVAILABLE | DATA NOT AVAILABLE | DATA NOT AVAILABLE | DATA NOT AVAILABLE | NO | CONNECTED | 2.185 | 2.185 | 2.3 | DATA NOT AVAILABLE | DATA NOT AVAILABLE | DATA NOT AVAILABLE | DATA NOT AVAILABLE | DATA NOT AVAILABLE | DATA NOT AVAILABLE | DATA NOT AVAILABLE | DATA NOT AVAILABLE | DATA NOT AVAILABLE | DATA NOT AVAILABLE | N | DATA NOT AVAILABLE | DATA NOT AVAILABLE | DATA NOT AVAILABLE | DATA NOT AVAILABLE | DATA NOT AVAILABLE | 44245
1700000000000 | [5 empty] | 1700000000000 | KEITHFIELD ENERGY LIMITED | COURTSTONE WINDFARM | DATA NOT AVAILABLE | METHLICK | ELLON | ABERDEENSHIRE | AB41 7HH | SCOTLAND | 384414 | 833545 | KINTORE | DATA NOT APPLICABLE | KINTORE GRID | 33 | SCOTTISH HYDRO ELECTRIC POWER DISTRIBUTION PLC | WIND | ONSHORE WIND TURBINES | NO | DATA NOT AVAILABLE | DATA NOT AVAILABLE | 2.185 | DATA NOT AVAILABLE | DATA NOT AVAILABLE | DATA NOT AVAILABLE | DATA NOT AVAILABLE | DATA NOT AVAILABLE | DATA NOT AVAILABLE | DATA NOT AVAILABLE | DATA NOT AVAILABLE | DATA NOT AVAILABLE | DATA NOT AVAILABLE | DATA NOT AVAILABLE | DATA NOT AVAILABLE | NO | CONNECTED | 2.185 | 2.185 | 2.3 | DATA NOT AVAILABLE | DATA NOT AVAILABLE | DATA NOT AVAILABLE | DATA NOT AVAILABLE | DATA NOT AVAILABLE | DATA NOT AVAILABLE | DATA NOT AVAILABLE | DATA NOT AVAILABLE | DATA NOT AVAILABLE | DATA NOT AVAILABLE | N | DATA NOT AVAILABLE | DATA NOT AVAILABLE | DATA NOT AVAILABLE | DATA NOT AVAILABLE | DATA NOT AVAILABLE | 44245
1700000000000 | [5 empty] | 1700000000000 | HADDO ENERGY LIMITED | HADDO WINDFARM | DATA NOT AVAILABLE | METHLICK | ELLON | ABERDEENSHIRE | AB41 7DX | SCOTLAND | 383410 | 837660 | KINTORE | DATA NOT APPLICABLE | KINTORE GRID | 33 | SCOTTISH HYDRO ELECTRIC POWER DISTRIBUTION PLC | WIND | ONSHORE WIND TURBINES | NO | DATA NOT AVAILABLE | DATA NOT AVAILABLE | 4.37 | DATA NOT AVAILABLE | DATA NOT AVAILABLE | DATA NOT AVAILABLE | DATA NOT AVAILABLE | DATA NOT AVAILABLE | DATA NOT AVAILABLE | DATA NOT AVAILABLE | DATA NOT AVAILABLE | DATA NOT AVAILABLE | DATA NOT AVAILABLE | DATA NOT AVAILABLE | DATA NOT AVAILABLE | NO | CONNECTED | 4.37 | 4.37 | 4.6 | DATA NOT AVAILABLE | DATA NOT AVAILABLE | DATA NOT AVAILABLE | DATA NOT AVAILABLE | DATA NOT AVAILABLE | DATA NOT AVAILABLE | DATA NOT AVAILABLE | DATA NOT AVAILABLE | DATA NOT AVAILABLE | DATA NOT AVAILABLE | N | DATA NOT AVAILABLE | DATA NOT AVAILABLE | DATA NOT AVAILABLE | DATA NOT AVAILABLE | DATA NOT AVAILABLE | 44245
1700000000000 | [5 empty] | 1700000000000 | WIND ENERGY RENEWABLES LLP | MAINS OF HATTON WINDFARM | DATA NOT AVAILABLE | DATA NOT AVAILABLE | TURRIFF | ABERDEENSHIRE | AB53 8AP | SCOTLAND | 369466 | 843565 | MACDUFF | DATA NOT APPLICABLE | MACDUFF GRID | 33 | SCOTTISH HYDRO ELECTRIC POWER DISTRIBUTION PLC | WIND | ONSHORE WIND TURBINES | NO | DATA NOT AVAILABLE | DATA NOT AVAILABLE | 2.4 | DATA NOT AVAILABLE | DATA NOT AVAILABLE | DATA NOT AVAILABLE | DATA NOT AVAILABLE | DATA NOT AVAILABLE | DATA NOT AVAILABLE | DATA NOT AVAILABLE | DATA NOT AVAILABLE | DATA NOT AVAILABLE | DATA NOT AVAILABLE | DATA NOT AVAILABLE | DATA NOT AVAILABLE | NO | CONNECTED | 2.4 | 2.4 | 2.526 | DATA NOT AVAILABLE | DATA NOT AVAILABLE | DATA NOT AVAILABLE | DATA NOT AVAILABLE | DATA NOT AVAILABLE | DATA NOT AVAILABLE | DATA NOT AVAILABLE | DATA NOT AVAILABLE | DATA NOT AVAILABLE | DATA NOT AVAILABLE | N | DATA NOT AVAILABLE | DATA NOT AVAILABLE | DATA NOT AVAILABLE | DATA NOT AVAILABLE | DATA NOT AVAILABLE | 44245
1700000000000 | [5 empty] | 1700000000000 | HILL OF BLAIRFOWL WIND FARM LIMITED | PHASE 2 WINDFARM | ST JOHNS WELLS FARM | DATA NOT AVAILABLE | TURRIFF | ABERDEENSHIRE | AB53 8PX | SCOTLAND | 379880 | 836435 | KINTORE | DATA NOT APPLICABLE | KINTORE GRID | 33 | SCOTTISH HYDRO ELECTRIC POWER DISTRIBUTION PLC | WIND | ONSHORE WIND TURBINES | NO | DATA NOT AVAILABLE | DATA NOT AVAILABLE | 2.28 | DATA NOT AVAILABLE | DATA NOT AVAILABLE | DATA NOT AVAILABLE | DATA NOT AVAILABLE | DATA NOT AVAILABLE | DATA NOT AVAILABLE | DATA NOT AVAILABLE | DATA NOT AVAILABLE | DATA NOT AVAILABLE | DATA NOT AVAILABLE | DATA NOT AVAILABLE | DATA NOT AVAILABLE | NO | CONNECTED | 2.28 | 2.28 | 2.4 | DATA NOT AVAILABLE | DATA NOT AVAILABLE | DATA NOT AVAILABLE | DATA NOT AVAILABLE | DATA NOT AVAILABLE | DATA NOT AVAILABLE | DATA NOT AVAILABLE | DATA NOT AVAILABLE | DATA NOT AVAILABLE | DATA NOT AVAILABLE | N | DATA NOT AVAILABLE | DATA NOT AVAILABLE | DATA NOT AVAILABLE | DATA NOT AVAILABLE | DATA NOT AVAILABLE | 44245
1700000000000 | [5 empty] | 1700000000000 | GREENCOAT CAPITAL | STROUPSTER WIND FARM | DATA NOT AVAILABLE | DATA NOT AVAILABLE | LYBSTER | CAITHNESS | KW1 4UG | SCOTLAND | 329037 | 965055 | THURSO SOUTH GRID | DATA NOT APPLICABLE | THURSO SOUTH GRID | 33 | SCOTTISH HYDRO ELECTRIC POWER DISTRIBUTION PLC | WIND | ONSHORE WIND TURBINES | NO | DATA NOT AVAILABLE | DATA NOT AVAILABLE | 28.5 | DATA NOT AVAILABLE | DATA NOT AVAILABLE | DATA NOT AVAILABLE | DATA NOT AVAILABLE | DATA NOT AVAILABLE | DATA NOT AVAILABLE | DATA NOT AVAILABLE | DATA NOT AVAILABLE | DATA NOT AVAILABLE | DATA NOT AVAILABLE | DATA NOT AVAILABLE | DATA NOT AVAILABLE | NO | CONNECTED | 28.5 | 28.5 | 30 | DATA NOT AVAILABLE | DATA NOT AVAILABLE | DATA NOT AVAILABLE | DATA NOT AVAILABLE | DATA NOT AVAILABLE | DATA NOT AVAILABLE | DATA NOT AVAILABLE | DATA NOT AVAILABLE | DATA NOT AVAILABLE | DATA NOT AVAILABLE | N | DATA NOT AVAILABLE | DATA NOT AVAILABLE | DATA NOT AVAILABLE | DATA NOT AVAILABLE | DATA NOT AVAILABLE | 44245
1700000000000 | [5 empty] | 1700000000000 | MEWSTEAD (FRASERBURGH) LLP | GOWANFOLD WINDFARM | DATA NOT AVAILABLE | DATA NOT AVAILABLE | FRASERBURGH | ABERDEENSHIRE | AB43 8TR | SCOTLAND | 402179 | 863035 | FRASERBURGH | DATA NOT APPLICABLE | FRASERBURGH | 11 | SCOTTISH HYDRO ELECTRIC POWER DISTRIBUTION PLC | WIND | ONSHORE WIND TURBINES | NO | DATA NOT AVAILABLE | DATA NOT AVAILABLE | 1.235 | DATA NOT AVAILABLE | DATA NOT AVAILABLE | DATA NOT AVAILABLE | DATA NOT AVAILABLE | DATA NOT AVAILABLE | DATA NOT AVAILABLE | DATA NOT AVAILABLE | DATA NOT AVAILABLE | DATA NOT AVAILABLE | DATA NOT AVAILABLE | DATA NOT AVAILABLE | DATA NOT AVAILABLE | NO | CONNECTED | 1.235 | 1.235 | 1.3 | DATA NOT AVAILABLE | DATA NOT AVAILABLE | DATA NOT AVAILABLE | DATA NOT AVAILABLE | DATA NOT AVAILABLE | DATA NOT AVAILABLE | DATA NOT AVAILABLE | DATA NOT AVAILABLE | DATA NOT AVAILABLE | DATA NOT AVAILABLE | N | DATA NOT AVAILABLE | DATA NOT AVAILABLE | DATA NOT AVAILABLE | DATA NOT AVAILABLE | DATA NOT AVAILABLE | 44245
1700000000000 | [5 empty] | 1700000000000 | KILDRUMMY WIND FARM LIMITED | KILDRUMMY WINDFARM | DATA NOT AVAILABLE | DATA NOT AVAILABLE | STRATHDON | ABERDEENSHIRE | AB54 4LA | SCOTLAND | 345139 | 819455 | TARLAND | DATA NOT APPLICABLE | TARLAND GRID | 33 | SCOTTISH HYDRO ELECTRIC POWER DISTRIBUTION PLC | WIND | ONSHORE WIND TURBINES | NO | DATA NOT AVAILABLE | DATA NOT AVAILABLE | 17.48 | DATA NOT AVAILABLE | DATA NOT AVAILABLE | DATA NOT AVAILABLE | DATA NOT AVAILABLE | DATA NOT AVAILABLE | DATA NOT AVAILABLE | DATA NOT AVAILABLE | DATA NOT AVAILABLE | DATA NOT AVAILABLE | DATA NOT AVAILABLE | DATA NOT AVAILABLE | DATA NOT AVAILABLE | NO | CONNECTED | 17.48 | 17.48 | 18.4 | DATA NOT AVAILABLE | DATA NOT AVAILABLE | DATA NOT AVAILABLE | DATA NOT AVAILABLE | DATA NOT AVAILABLE | DATA NOT AVAILABLE | DATA NOT AVAILABLE | DATA NOT AVAILABLE | DATA NOT AVAILABLE | DATA NOT AVAILABLE | N | DATA NOT AVAILABLE | DATA NOT AVAILABLE | DATA NOT AVAILABLE | DATA NOT AVAILABLE | DATA NOT AVAILABLE | 44245
1700000000000 | [5 empty] | 1700000000000 | GREENSPAN ELECTRIC ST FERGUS LTD | BLACKHILLS FARM | ST FERGUS MOSS WINDFARM | DATA NOT AVAILABLE | PETERHEAD | ABERDEENSHIRE | AB42 3LP | SCOTLAND | 408187 | 843184 | ST FERGUS GAS | DATA NOT APPLICABLE | ST FERGUS GAS TERM | 11 | SCOTTISH HYDRO ELECTRIC POWER DISTRIBUTION PLC | WIND | ONSHORE WIND TURBINES | NO | DATA NOT AVAILABLE | DATA NOT AVAILABLE | 6.555 | DATA NOT AVAILABLE | DATA NOT AVAILABLE | DATA NOT AVAILABLE | DATA NOT AVAILABLE | DATA NOT AVAILABLE | DATA NOT AVAILABLE | DATA NOT AVAILABLE | DATA NOT AVAILABLE | DATA NOT AVAILABLE | DATA NOT AVAILABLE | DATA NOT AVAILABLE | DATA NOT AVAILABLE | NO | CONNECTED | 6.555 | 6.555 | 6.9 | DATA NOT AVAILABLE | DATA NOT AVAILABLE | DATA NOT AVAILABLE | DATA NOT AVAILABLE | DATA NOT AVAILABLE | DATA NOT AVAILABLE | DATA NOT AVAILABLE | DATA NOT AVAILABLE | DATA NOT AVAILABLE | DATA NOT AVAILABLE | N | DATA NOT AVAILABLE | DATA NOT AVAILABLE | DATA NOT AVAILABLE | DATA NOT AVAILABLE | DATA NOT AVAILABLE | 44245
1700000000000 | [5 empty] | 1700000000000 | ST. JOHNS HILL WIND LTD | WINDFARM | ST JOHN HILL | DATA NOT AVAILABLE | STONEHAVEN | KINCARDINESHIRE | AB39 2UE | SCOTLAND | 383502 | 778054 | FIDDES | DATA NOT APPLICABLE | FIDDES | 33 | SCOTTISH HYDRO ELECTRIC POWER DISTRIBUTION PLC | WIND | ONSHORE WIND TURBINES | NO | DATA NOT AVAILABLE | DATA NOT AVAILABLE | 9.405 | DATA NOT AVAILABLE | DATA NOT AVAILABLE | DATA NOT AVAILABLE | DATA NOT AVAILABLE | DATA NOT AVAILABLE | DATA NOT AVAILABLE | DATA NOT AVAILABLE | DATA NOT AVAILABLE | DATA NOT AVAILABLE | DATA NOT AVAILABLE | DATA NOT AVAILABLE | DATA NOT AVAILABLE | NO | CONNECTED | 9.405 | 9.405 | 9.9 | DATA NOT AVAILABLE | DATA NOT AVAILABLE | DATA NOT AVAILABLE | DATA NOT AVAILABLE | DATA NOT AVAILABLE | DATA NOT AVAILABLE | DATA NOT AVAILABLE | DATA NOT AVAILABLE | DATA NOT AVAILABLE | DATA NOT AVAILABLE | N | DATA NOT AVAILABLE | DATA NOT AVAILABLE | DATA NOT AVAILABLE | DATA NOT AVAILABLE | DATA NOT AVAILABLE | 44245
1700000000000 | [5 empty] | 1700000000000 | REDBOG RENEWABLES LTD | REDBOG WINDFARM | DATA NOT AVAILABLE | DATA NOT AVAILABLE | FRASERBURGH | ABERDEENSHIRE | AB43 6RP | SCOTLAND | 398363 | 854311 | STRICHEN | DATA NOT APPLICABLE | STRICHEN GRID | 33 | SCOTTISH HYDRO ELECTRIC POWER DISTRIBUTION PLC | WIND | ONSHORE WIND TURBINES | NO | DATA NOT AVAILABLE | DATA NOT AVAILABLE | 1.52 | DATA NOT AVAILABLE | DATA NOT AVAILABLE | DATA NOT AVAILABLE | DATA NOT AVAILABLE | DATA NOT AVAILABLE | DATA NOT AVAILABLE | DATA NOT AVAILABLE | DATA NOT AVAILABLE | DATA NOT AVAILABLE | DATA NOT AVAILABLE | DATA NOT AVAILABLE | DATA NOT AVAILABLE | NO | CONNECTED | 1.52 | 1.52 | 1.6 | DATA NOT AVAILABLE | DATA NOT AVAILABLE | DATA NOT AVAILABLE | DATA NOT AVAILABLE | DATA NOT AVAILABLE | DATA NOT AVAILABLE | DATA NOT AVAILABLE | DATA NOT AVAILABLE | DATA NOT AVAILABLE | DATA NOT AVAILABLE | N | DATA NOT AVAILABLE | DATA NOT AVAILABLE | DATA NOT AVAILABLE | DATA NOT AVAILABLE | DATA NOT AVAILABLE | 44245
1700000000000 | [5 empty] | 1700000000000 | RUBISLAW (XXXI) LIMITED | WIND GENERATING STATION | CASTLE OF AUCHRY | DATA NOT AVAILABLE | TURRIFF | ABERDEENSHIRE | DATA NOT AVAILABLE | SCOTLAND | DATA NOT AVAILABLE | DATA NOT AVAILABLE | STRICHEN | DATA NOT APPLICABLE | STRICHEN GRID | 33 | SCOTTISH HYDRO ELECTRIC POWER DISTRIBUTION PLC | WIND | ONSHORE WIND TURBINES | NO | DATA NOT AVAILABLE | DATA NOT AVAILABLE | 2.28 | DATA NOT AVAILABLE | DATA NOT AVAILABLE | DATA NOT AVAILABLE | DATA NOT AVAILABLE | DATA NOT AVAILABLE | DATA NOT AVAILABLE | DATA NOT AVAILABLE | DATA NOT AVAILABLE | DATA NOT AVAILABLE | DATA NOT AVAILABLE | DATA NOT AVAILABLE | DATA NOT AVAILABLE | NO | CONNECTED | 2.28 | 2.28 | 2.4 | DATA NOT AVAILABLE | DATA NOT AVAILABLE | DATA NOT AVAILABLE | DATA NOT AVAILABLE | DATA NOT AVAILABLE | DATA NOT AVAILABLE | DATA NOT AVAILABLE | DATA NOT AVAILABLE | DATA NOT AVAILABLE | DATA NOT AVAILABLE | N | DATA NOT AVAILABLE | DATA NOT AVAILABLE | DATA NOT AVAILABLE | DATA NOT AVAILABLE | DATA NOT AVAILABLE | 44245
1700000000000 | [5 empty] | 1700000000000 | MACPHIE LIMITED | MACPHIES OF GLENBERVIE WIND | DATA NOT AVAILABLE | DATA NOT AVAILABLE | STONEHAVEN | KINCARDINESHIRE | AB39 3YG | SCOTLAND | 376611 | 780613 | FIDDES | DATA NOT APPLICABLE | FIDDES | 33 | SCOTTISH HYDRO ELECTRIC POWER DISTRIBUTION PLC | WIND | ONSHORE WIND TURBINES | NO | DATA NOT AVAILABLE | DATA NOT AVAILABLE | 4.37 | DATA NOT AVAILABLE | DATA NOT AVAILABLE | DATA NOT AVAILABLE | DATA NOT AVAILABLE | DATA NOT AVAILABLE | DATA NOT AVAILABLE | DATA NOT AVAILABLE | DATA NOT AVAILABLE | DATA NOT AVAILABLE | DATA NOT AVAILABLE | DATA NOT AVAILABLE | DATA NOT AVAILABLE | NO | CONNECTED | 4.37 | 4.37 | 4.6 | DATA NOT AVAILABLE | DATA NOT AVAILABLE | DATA NOT AVAILABLE | DATA NOT AVAILABLE | DATA NOT AVAILABLE | DATA NOT AVAILABLE | DATA NOT AVAILABLE | DATA NOT AVAILABLE | DATA NOT AVAILABLE | DATA NOT AVAILABLE | N | DATA NOT AVAILABLE | DATA NOT AVAILABLE | DATA NOT AVAILABLE | DATA NOT AVAILABLE | DATA NOT AVAILABLE | 44245
1700000000000 | [5 empty] | 1700000000000 | DATA NOT AVAILABLE | YONDERTON WIND | YONDERTON WIND | DATA NOT AVAILABLE | TURRIFF | ABERDEENSHIRE | AB53 5PT | SCOTLAND | 375598 | 855176 | MACDUFF | DATA NOT APPLICABLE | MACDUFF GRID | 33 | SCOTTISH HYDRO ELECTRIC POWER DISTRIBUTION PLC | WIND | ONSHORE WIND TURBINES | NO | DATA NOT AVAILABLE | DATA NOT AVAILABLE | 4.37 | DATA NOT AVAILABLE | DATA NOT AVAILABLE | DATA NOT AVAILABLE | DATA NOT AVAILABLE | DATA NOT AVAILABLE | DATA NOT AVAILABLE | DATA NOT AVAILABLE | DATA NOT AVAILABLE | DATA NOT AVAILABLE | DATA NOT AVAILABLE | DATA NOT AVAILABLE | DATA NOT AVAILABLE | NO | CONNECTED | 4.37 | 4.37 | 4.6 | 0.019 | 0.02 | 41977 | DATA NOT AVAILABLE | DATA NOT AVAILABLE | DATA NOT AVAILABLE | DATA NOT AVAILABLE | DATA NOT AVAILABLE | DATA NOT AVAILABLE | DATA NOT AVAILABLE | N | DATA NOT AVAILABLE | DATA NOT AVAILABLE | DATA NOT AVAILABLE | DATA NOT AVAILABLE | DATA NOT AVAILABLE | 44245
1700000000000 | [5 empty] | 1700000000000 | AUCHINDERRAN WIND CLUSTER LLP | AUCHINDERRAN WIND FARM | DATA NOT AVAILABLE | DATA NOT AVAILABLE | HUNTLY | ABERDEENSHIRE | DATA NOT AVAILABLE | SCOTLAND | DATA NOT AVAILABLE | DATA NOT AVAILABLE | KEITH | DATA NOT APPLICABLE | MARNOCH | 11 | SCOTTISH HYDRO ELECTRIC POWER DISTRIBUTION PLC | WIND | ONSHORE WIND TURBINES | NO | DATA NOT AVAILABLE | DATA NOT AVAILABLE | 2.28 | DATA NOT AVAILABLE | DATA NOT AVAILABLE | DATA NOT AVAILABLE | DATA NOT AVAILABLE | DATA NOT AVAILABLE | DATA NOT AVAILABLE | DATA NOT AVAILABLE | DATA NOT AVAILABLE | DATA NOT AVAILABLE | DATA NOT AVAILABLE | DATA NOT AVAILABLE | DATA NOT AVAILABLE | NO | CONNECTED | 2.28 | 2.28 | 2.4 | DATA NOT AVAILABLE | DATA NOT AVAILABLE | 41921 | DATA NOT AVAILABLE | DATA NOT AVAILABLE | DATA NOT AVAILABLE | DATA NOT AVAILABLE | DATA NOT AVAILABLE | DATA NOT AVAILABLE | DATA NOT AVAILABLE | N | DATA NOT AVAILABLE | DATA NOT AVAILABLE | DATA NOT AVAILABLE | DATA NOT AVAILABLE | DATA NOT AVAILABLE | 44245
1700000000000 | [5 empty] | 1700000000000 | DATA NOT AVAILABLE | DATA NOT AVAILABLE | DATA NOT AVAILABLE | DATA NOT AVAILABLE | DATA NOT AVAILABLE | DATA NOT AVAILABLE | DATA NOT AVAILABLE | SCOTLAND | DATA NOT AVAILABLE | DATA NOT AVAILABLE | DATA NOT AVAILABLE | DATA NOT APPLICABLE | DATA NOT AVAILABLE | DATA NOT AVAILABLE | SCOTTISH HYDRO ELECTRIC POWER DISTRIBUTION PLC | WIND | ONSHORE WIND TURBINES | NO | DATA NOT AVAILABLE | DATA NOT AVAILABLE | 19.95 | DATA NOT AVAILABLE | DATA NOT AVAILABLE | DATA NOT AVAILABLE | DATA NOT AVAILABLE | DATA NOT AVAILABLE | DATA NOT AVAILABLE | DATA NOT AVAILABLE | DATA NOT AVAILABLE | DATA NOT AVAILABLE | DATA NOT AVAILABLE | DATA NOT AVAILABLE | DATA NOT AVAILABLE | NO | CONNECTED | 19.95 | 19.95 | 21 | DATA NOT AVAILABLE | DATA NOT AVAILABLE | DATA NOT AVAILABLE | DATA NOT AVAILABLE | DATA NOT AVAILABLE | DATA NOT AVAILABLE | DATA NOT AVAILABLE | DATA NOT AVAILABLE | DATA NOT AVAILABLE | DATA NOT AVAILABLE | N | DATA NOT AVAILABLE | DATA NOT AVAILABLE | DATA NOT AVAILABLE | DATA NOT AVAILABLE | DATA NOT AVAILABLE | 44294
1700000000000 | [5 empty] | 1700000000000 | BRADLEY WIND ENERGY 2 LIMITED | DATA NOT AVAILABLE | DEUCHRIES EXTENSION WIND FARM | ABERCHIRDER | HUNTLEY | ABERDEENSHIRE | AB54 7TX | SCOTLAND | 363791 | 853250 | KEITH | DATA NOT APPLICABLE | KEITH GRID | 33 | SCOTTISH HYDRO ELECTRIC POWER DISTRIBUTION PLC | WIND | ONSHORE WIND TURBINES | NO | DATA NOT AVAILABLE | DATA NOT AVAILABLE | 4.465 | DATA NOT AVAILABLE | DATA NOT AVAILABLE | DATA NOT AVAILABLE | DATA NOT AVAILABLE | DATA NOT AVAILABLE | DATA NOT AVAILABLE | DATA NOT AVAILABLE | DATA NOT AVAILABLE | DATA NOT AVAILABLE | DATA NOT AVAILABLE | DATA NOT AVAILABLE | DATA NOT AVAILABLE | NO | CONNECTED | 4.465 | 4.465 | 4.7 | DATA NOT AVAILABLE | DATA NOT AVAILABLE | DATA NOT AVAILABLE | DATA NOT AVAILABLE | DATA NOT AVAILABLE | DATA NOT AVAILABLE | DATA NOT AVAILABLE | DATA NOT AVAILABLE | DATA NOT AVAILABLE | DATA NOT AVAILABLE | N | DATA NOT AVAILABLE | DATA NOT AVAILABLE | DATA NOT AVAILABLE | DATA NOT AVAILABLE | DATA NOT AVAILABLE | 44719
1700000000000 | [5 empty] | 1700000000000 | BARRAN CALTUM CO-OPERATIVE WIND LIMITED | BARRAN CALTUM WIND | DATA NOT AVAILABLE | DATA NOT AVAILABLE | APPIN | ARGYLL AND BUTE | PA38 4BB | SCOTLAND | 193596 | 747037 | TAYNUILT | DATA NOT APPLICABLE | TAYNUILT GRID | 33 | SCOTTISH HYDRO ELECTRIC POWER DISTRIBUTION PLC | WIND | ONSHORE WIND TURBINES | NO | DATA NOT AVAILABLE | DATA NOT AVAILABLE | 1.14 | DATA NOT AVAILABLE | DATA NOT AVAILABLE | DATA NOT AVAILABLE | DATA NOT AVAILABLE | DATA NOT AVAILABLE | DATA NOT AVAILABLE | DATA NOT AVAILABLE | DATA NOT AVAILABLE | DATA NOT AVAILABLE | DATA NOT AVAILABLE | DATA NOT AVAILABLE | DATA NOT AVAILABLE | DATA NOT AVAILABLE | CONNECTED | 1.14 | 1.14 | 1.2 | 0.01425 | 0.015 | 41789 | DATA NOT AVAILABLE | DATA NOT AVAILABLE | DATA NOT AVAILABLE | DATA NOT AVAILABLE | DATA NOT AVAILABLE | DATA NOT AVAILABLE | DATA NOT AVAILABLE | N | DATA NOT AVAILABLE | DATA NOT AVAILABLE | DATA NOT AVAILABLE | DATA NOT AVAILABLE | DATA NOT AVAILABLE | 45176
1700000000000 | [5 empty] | 1700000000000 | LOCHABER HYDRO LIMITED | ABHAINN RATH & ALLT NA LAIRIGE HYDRO | DATA NOT AVAILABLE | WEST HIGHLAND WAY | KINLOCHLEVEN | HIGHLAND | PH50 4SF | SCOTLAND | 219047 | 761819 | KINLOCHLEVEN | DATA NOT APPLICABLE | KINLOCHLEVEN | 11 | SCOTTISH HYDRO ELECTRIC POWER DISTRIBUTION PLC | WIND | ONSHORE WIND TURBINES | NO | DATA NOT AVAILABLE | DATA NOT AVAILABLE | 4.7491 | DATA NOT AVAILABLE | DATA NOT AVAILABLE | DATA NOT AVAILABLE | DATA NOT AVAILABLE | DATA NOT AVAILABLE | DATA NOT AVAILABLE | DATA NOT AVAILABLE | DATA NOT AVAILABLE | DATA NOT AVAILABLE | DATA NOT AVAILABLE | DATA NOT AVAILABLE | DATA NOT AVAILABLE | DATA NOT AVAILABLE | CONNECTED | 4.7491 | 4.7491 | 4.999 | 0.19 | 0.2 | 42865 | DATA NOT AVAILABLE | DATA NOT AVAILABLE | DATA NOT AVAILABLE | DATA NOT AVAILABLE | DATA NOT AVAILABLE | DATA NOT AVAILABLE | DATA NOT AVAILABLE | N | DATA NOT AVAILABLE | DATA NOT AVAILABLE | DATA NOT AVAILABLE | DATA NOT AVAILABLE | DATA NOT AVAILABLE | 45176
1700000000000 | [5 empty] | 1700000000000 | RENEWABLE ENERGY VENTURES (GEVENS) LTD | BROTHERTON WIND GENERATING STATION | DATA NOT AVAILABLE | JOHNSHAVEN | MONTROSE | ANGUS | DD10 0HZ | SCOTLAND | 378324 | 769108 | FIDDES | DATA NOT APPLICABLE | FIDDES | 33 | SCOTTISH HYDRO ELECTRIC POWER DISTRIBUTION PLC | WIND | ONSHORE WIND TURBINES | NO | DATA NOT AVAILABLE | DATA NOT AVAILABLE | 4.5999 | DATA NOT AVAILABLE | DATA NOT AVAILABLE | DATA NOT AVAILABLE | DATA NOT AVAILABLE | DATA NOT AVAILABLE | DATA NOT AVAILABLE | DATA NOT AVAILABLE | DATA NOT AVAILABLE | DATA NOT AVAILABLE | DATA NOT AVAILABLE | DATA NOT AVAILABLE | DATA NOT AVAILABLE | DATA NOT AVAILABLE | CONNECTED | 4.5999 | 4.5999 | 4.842 | 0.0475 | 0.05 | 42864 | DATA NOT AVAILABLE | DATA NOT AVAILABLE | DATA NOT AVAILABLE | DATA NOT AVAILABLE | DATA NOT AVAILABLE | DATA NOT AVAILABLE | DATA NOT AVAILABLE | N | DATA NOT AVAILABLE | DATA NOT AVAILABLE | DATA NOT AVAILABLE | DATA NOT AVAILABLE | DATA NOT AVAILABLE | 45176
1700000000000 | [5 empty] | 1700000000000 | HONISTER ENERGY LIMITED | ATTADALE HYDRO GENERATING STATION | DATA NOT AVAILABLE | ACHINTEE | STRATHCARRON | HIGHLAND | IV54 8YX | SCOTLAND | 192967 | 840414 | GRUDIE BRIDGE | DATA NOT APPLICABLE | GRUDIE BRIDGE | 33 | SCOTTISH HYDRO ELECTRIC POWER DISTRIBUTION PLC | WIND | ONSHORE WIND TURBINES | NO | DATA NOT AVAILABLE | DATA NOT AVAILABLE | 3.4998 | DATA NOT AVAILABLE | DATA NOT AVAILABLE | DATA NOT AVAILABLE | DATA NOT AVAILABLE | DATA NOT AVAILABLE | DATA NOT AVAILABLE | DATA NOT AVAILABLE | DATA NOT AVAILABLE | DATA NOT AVAILABLE | DATA NOT AVAILABLE | DATA NOT AVAILABLE | DATA NOT AVAILABLE | DATA NOT AVAILABLE | CONNECTED | 3.4998 | 3.4998 | 3.684 | 0.0285 | 0.03 | 42898 | DATA NOT AVAILABLE | DATA NOT AVAILABLE | DATA NOT AVAILABLE | DATA NOT AVAILABLE | DATA NOT AVAILABLE | DATA NOT AVAILABLE | DATA NOT AVAILABLE | N | DATA NOT AVAILABLE | DATA NOT AVAILABLE | DATA NOT AVAILABLE | DATA NOT AVAILABLE | DATA NOT AVAILABLE | 45176
1700000000000 | [5 empty] | 1700000000000 | WATHERGAR 2 WIND FARM | DATA NOT AVAILABLE | WATHEGAR 2 WIND FARM | DATA NOT AVAILABLE | WICK | HIGHLAND | KW1 5TA | SCOTLAND | 329066 | 952437 | MYBSTER | DATA NOT APPLICABLE | MYBSTER GRID | 33 | SCOTTISH HYDRO ELECTRIC POWER DISTRIBUTION PLC | WIND | ONSHORE WIND TURBINES | NO | DATA NOT AVAILABLE | DATA NOT AVAILABLE | 22.4998 | DATA NOT AVAILABLE | DATA NOT AVAILABLE | DATA NOT AVAILABLE | DATA NOT AVAILABLE | DATA NOT AVAILABLE | DATA NOT AVAILABLE | DATA NOT AVAILABLE | DATA NOT AVAILABLE | DATA NOT AVAILABLE | DATA NOT AVAILABLE | DATA NOT AVAILABLE | DATA NOT AVAILABLE | DATA NOT AVAILABLE | CONNECTED | 22.4998 | 22.4998 | 23.684 | 0.475 | 0.5 | 43424 | DATA NOT AVAILABLE | DATA NOT AVAILABLE | DATA NOT AVAILABLE | DATA NOT AVAILABLE | DATA NOT AVAILABLE | DATA NOT AVAILABLE | DATA NOT AVAILABLE | N | DATA NOT AVAILABLE | DATA NOT AVAILABLE | DATA NOT AVAILABLE | DATA NOT AVAILABLE | DATA NOT AVAILABLE | 45176
1700000000000 | [5 empty] | 1700000000000 | WELTON OF CREUCHIES WIND FARM | WELTON OF CREUCHIES WIND FARM S2 | DATA NOT AVAILABLE | ALYTH | PERTHSHIRE | ARGYLL | PH11 8LB | SCOTLAND | 321925 | 750199 | COUPAR ANGUS | DATA NOT APPLICABLE | COUPAR ANGUS GRID | 33 | SCOTTISH HYDRO ELECTRIC POWER DISTRIBUTION PLC | WIND | ONSHORE WIND TURBINES | NO | DATA NOT AVAILABLE | DATA NOT AVAILABLE | 8.74 | DATA NOT AVAILABLE | DATA NOT AVAILABLE | DATA NOT AVAILABLE | DATA NOT AVAILABLE | DATA NOT AVAILABLE | DATA NOT AVAILABLE | DATA NOT AVAILABLE | DATA NOT AVAILABLE | DATA NOT AVAILABLE | DATA NOT AVAILABLE | DATA NOT AVAILABLE | DATA NOT AVAILABLE | DATA NOT AVAILABLE | CONNECTED | 8.74 | 8.74 | 9.2 | 0 | 0 | DATA NOT AVAILABLE | DATA NOT AVAILABLE | DATA NOT AVAILABLE | DATA NOT AVAILABLE | DATA NOT AVAILABLE | DATA NOT AVAILABLE | DATA NOT AVAILABLE | DATA NOT AVAILABLE | N | DATA NOT AVAILABLE | DATA NOT AVAILABLE | DATA NOT AVAILABLE | DATA NOT AVAILABLE | DATA NOT AVAILABLE | 45176
1700000000000 | [5 empty] | 1720000000000 | MICHELIN SCOTLAND INNOVATION PARC LTD | BALDOVIE ROAD | DATA NOT AVAILABLE | DATA NOT AVAILABLE | DUNDEE | DUNDEE | DD4 8UQ | SCOTLAND | 345168 | 732569 | MILTON OF CRAIGIE | DATA NOT APPLICABLE | BALDOVIE | 11 | SCOTTISH HYDRO ELECTRIC POWER DISTRIBUTION PLC | WIND | ONSHORE WIND TURBINES | NO | DATA NOT AVAILABLE | DATA NOT AVAILABLE | 4.21 | DATA NOT AVAILABLE | DATA NOT AVAILABLE | DATA NOT AVAILABLE | DATA NOT AVAILABLE | DATA NOT AVAILABLE | DATA NOT AVAILABLE | DATA NOT AVAILABLE | DATA NOT AVAILABLE | DATA NOT AVAILABLE | DATA NOT AVAILABLE | DATA NOT AVAILABLE | DATA NOT AVAILABLE | DATA NOT AVAILABLE | CONNECTED | 4.21 | 3.9995 | 4.21 | DATA NOT AVAILABLE | DATA NOT AVAILABLE | DATA NOT AVAILABLE | DATA NOT AVAILABLE | DATA NOT AVAILABLE | DATA NOT AVAILABLE | DATA NOT AVAILABLE | DATA NOT AVAILABLE | DATA NOT AVAILABLE | DATA NOT AVAILABLE | N | DATA NOT AVAILABLE | DATA NOT AVAILABLE | DATA NOT AVAILABLE | DATA NOT AVAILABLE | DATA NOT AVAILABLE | 45420
1700000000000 | [5 empty] | DATA NOT AVAILABLE | ATKINS LTD | KINCARDINE OFFSHORE WINDFARM | DATA NOT AVAILABLE | DATA NOT AVAILABLE | ABERDEEN | ABERDEEN | AB12 3LF | SCOTLAND | 395187 | 802050 | REDMOSS | DATA NOT APPLICABLE | REDMOSS GRID | EHV | SCOTTISH HYDRO ELECTRIC POWER DISTRIBUTION PLC | WIND | ONSHORE WIND TURBINES | NO | DATA NOT AVAILABLE | DATA NOT AVAILABLE | 52.211 | DATA NOT AVAILABLE | DATA NOT AVAILABLE | DATA NOT AVAILABLE | DATA NOT AVAILABLE | DATA NOT AVAILABLE | DATA NOT AVAILABLE | DATA NOT AVAILABLE | DATA NOT AVAILABLE | DATA NOT AVAILABLE | DATA NOT AVAILABLE | DATA NOT AVAILABLE | DATA NOT AVAILABLE | DATA NOT AVAILABLE | CONNECTED | 52.211 | 49.6005 | 52.211 | DATA NOT AVAILABLE | DATA NOT AVAILABLE | DATA NOT AVAILABLE | DATA NOT AVAILABLE | DATA NOT AVAILABLE | DATA NOT AVAILABLE | DATA NOT AVAILABLE | DATA NOT AVAILABLE | DATA NOT AVAILABLE | DATA NOT AVAILABLE | N | DATA NOT AVAILABLE | DATA NOT AVAILABLE | DATA NOT AVAILABLE | DATA NOT AVAILABLE | DATA NOT AVAILABLE | 45454
1700000000000 | [5 empty] | DATA NOT AVAILABLE | COIRE NA CLOICHE WIND | STRATHRUSDALE | DATA NOT AVAILABLE | DATA NOT AVAILABLE | ALNESS | ROSS-SHIRE | IV17 0YQ | SCOTLAND | 258041 | 876181 | ALNESS | DATA NOT APPLICABLE | ALNESS GRID | EHV | SCOTTISH HYDRO ELECTRIC POWER DISTRIBUTION PLC | WIND | ONSHORE WIND TURBINES | NO | DATA NOT AVAILABLE | DATA NOT AVAILABLE | 31.579 | DATA NOT AVAILABLE | DATA NOT AVAILABLE | DATA NOT AVAILABLE | DATA NOT AVAILABLE | DATA NOT AVAILABLE | DATA NOT AVAILABLE | DATA NOT AVAILABLE | DATA NOT AVAILABLE | DATA NOT AVAILABLE | DATA NOT AVAILABLE | DATA NOT AVAILABLE | DATA NOT AVAILABLE | DATA NOT AVAILABLE | CONNECTED | 31.579 | 30.0001 | 31.579 | 0.35 | 0.36842 | 43448 | DATA NOT AVAILABLE | DATA NOT AVAILABLE | DATA NOT AVAILABLE | DATA NOT AVAILABLE | DATA NOT AVAILABLE | DATA NOT AVAILABLE | DATA NOT AVAILABLE | N | DATA NOT AVAILABLE | DATA NOT AVAILABLE | DATA NOT AVAILABLE | DATA NOT AVAILABLE | DATA NOT AVAILABLE | 45454
1700000000000 | [5 empty] | 1700000000000 | ABC WIND LTD | DATA NOT AVAILABLE | MEADAPLE WIND | ROTHIENORMAN | INVERURIE | ABERDEENSHIRE | AB51 8UH | SCOTLAND | 372035 | 834821 | DATA NOT AVAILABLE | DATA NOT APPLICABLE | DATA NOT AVAILABLE | DATA NOT AVAILABLE | SCOTTISH HYDRO ELECTRIC POWER DISTRIBUTION PLC | WIND | ONSHORE WIND TURBINES | NO | DATA NOT AVAILABLE | DATA NOT AVAILABLE | 4.526 | DATA NOT AVAILABLE | DATA NOT AVAILABLE | DATA NOT AVAILABLE | DATA NOT AVAILABLE | DATA NOT AVAILABLE | DATA NOT AVAILABLE | DATA NOT AVAILABLE | DATA NOT AVAILABLE | DATA NOT AVAILABLE | DATA NOT AVAILABLE | DATA NOT AVAILABLE | DATA NOT AVAILABLE | DATA NOT AVAILABLE | CONNECTED | 4.526 | 4.2997 | 4.526 | DATA NOT AVAILABLE | DATA NOT AVAILABLE | DATA NOT AVAILABLE | DATA NOT AVAILABLE | DATA NOT AVAILABLE | DATA NOT AVAILABLE | DATA NOT AVAILABLE | DATA NOT AVAILABLE | DATA NOT AVAILABLE | DATA NOT AVAILABLE | N | DATA NOT AVAILABLE | DATA NOT AVAILABLE | DATA NOT AVAILABLE | DATA NOT AVAILABLE | DATA NOT AVAILABLE | 45454
1700000000000 | [5 empty] | 1700000000000 | BRACO | GREENSCARES WIND | DATA NOT AVAILABLE | DUNBLANE | DUNBLANE | PERTHSHIRE AND KINROSS | FK15 9LN | SCOTLAND | 280141 | 712969 | DATA NOT AVAILABLE | DATA NOT AVAILABLE | DATA NOT AVAILABLE | EHV | SCOTTISH HYDRO ELECTRIC POWER DISTRIBUTION PLC | WIND | ONSHORE WIND TURBINES | NO | DATA NOT AVAILABLE | DATA NOT AVAILABLE | 7.6 | DATA NOT AVAILABLE | DATA NOT AVAILABLE | DATA NOT AVAILABLE | DATA NOT AVAILABLE | DATA NOT AVAILABLE | DATA NOT AVAILABLE | DATA NOT AVAILABLE | DATA NOT AVAILABLE | DATA NOT AVAILABLE | DATA NOT AVAILABLE | DATA NOT AVAILABLE | DATA NOT AVAILABLE | DATA NOT AVAILABLE | CONNECTED | 7.6 | 7.6 | 8 | 0.11 | 0.11579 | DATA NOT AVAILABLE | DATA NOT AVAILABLE | DATA NOT AVAILABLE | DATA NOT AVAILABLE | DATA NOT AVAILABLE | DATA NOT AVAILABLE | DATA NOT AVAILABLE | DATA NOT AVAILABLE | N | DATA NOT AVAILABLE | DATA NOT AVAILABLE | DATA NOT AVAILABLE | DATA NOT AVAILABLE | DATA NOT AVAILABLE | 45575
1700060000000 | [5 empty] | DATA NOT AVAILABLE | HILL OF LYBSTER WIND TURBINES LLP | DATA NOT AVAILABLE | DATA NOT AVAILABLE | DATA NOT AVAILABLE | THURSO | HIGHLAND | KW14 7UZ | SCOTLAND | 302297 | 969827 | DOUNREAY | DATA NOT APPLICABLE | DOUNREAY | EHV | SCOTTISH HYDRO ELECTRIC POWER DISTRIBUTION PLC | WIND | ONSHORE WIND TURBINES | NO | DATA NOT AVAILABLE | DATA NOT AVAILABLE | 2.3 | DATA NOT AVAILABLE | DATA NOT AVAILABLE | DATA NOT AVAILABLE | DATA NOT AVAILABLE | DATA NOT AVAILABLE | DATA NOT AVAILABLE | DATA NOT AVAILABLE | DATA NOT AVAILABLE | DATA NOT AVAILABLE | DATA NOT AVAILABLE | DATA NOT AVAILABLE | DATA NOT AVAILABLE | DATA NOT AVAILABLE | CONNECTED | 2.3503 | 2.3503 | 2.474 | 0.043 | 0.045263 | 45623 | DATA NOT AVAILABLE | DATA NOT AVAILABLE | DATA NOT AVAILABLE | DATA NOT AVAILABLE | DATA NOT AVAILABLE | DATA NOT AVAILABLE | DATA NOT AVAILABLE | N | DATA NOT AVAILABLE | DATA NOT AVAILABLE | DATA NOT AVAILABLE | DATA NOT AVAILABLE | DATA NOT AVAILABLE | 45755
1900060866082 | [5 empty] | Data not available | VIRIDOR WASTE MANAGEMENT LIMITED | NFPA | SHELFORD LANDFILL 8147 | BROAD OAK ROAD | CANTERBURY | KENT | CT2 0PR | England | 616525 | 160083 | Canterbury North | Canterbury South 33kV |  | 33 | South Eastern Power Networks (SPN) | Biofuel landfill gas | Gas turbine (OCGT) |  |  |  | 7 | [12 empty] | No | Connected | 7 | 7 | 7.368 |  |  | 1997-09-01 | [13 empty] | 2021-01-15 | 0.77329 | 51.1469 | 51.1468672649444, 0.773293601989528 | SPN-S000000009102 | Solar PV
1900061301215 | [5 empty] | Data not available | VIRIDOR WASTE MANAGEMENT LIMITED | VIRIDOR WASTE MANAGEMENT, BEDDINGTON FARM LANDFILL SITE | BEDDINGTON FARM LANDFILL SITE |  | SUTTON | LONDON | CR0 4XB | England | 530258 | 166416 | Beddington SGT | - | Beddington 11kV | 11 | South Eastern Power Networks (SPN) | Biofuel landfill gas | Gas turbine (OCGT) |  |  |  | 7 | [12 empty] | No | Connected | 7 | 7 | 7.368 |  |  | 2006-11-01 | [13 empty] | 2021-01-15 | 0.56412 | 51.4417 | 51.4416905002525, 0.564116472910853 |  | Storage
2200031824436 | [5 empty] | 2200030096563 | Viridor waste management ltd | Newton abbot supply a heathfield landfill import/export site | Viridor Waste Tipping Site Babcombe Cops | Road Past Fosterville Wood Heading Towar | Sandygate | Devon | TQ12 3GP | United Kingdom | 286080 | 76585 | Abham Sgp | Newton Abbot Bsp (Forde Road) | Chudleigh Knighton | data not available | National Grid Electricity Distribution (South West) Plc | data not available | data not available | No | data not available | data not available | 1.68 | data not applicable | data not applicable | No | data not available | data not available | 0.92 | data not applicable | data not applicable | data not applicable | data not available | data not available | data not applicable | data not available | Connected | 2.6 | 2.47 | 2.6 | 0.19 | 0.2 | 37804 | data not applicable | data not applicable | data not applicable | data not applicable | data not applicable | data not applicable | data not applicable | data not available | data not available | data not available | data not available | data not available | data not available | 45750
2200031824445 | [5 empty] | 2200041808760 | Viridor waste management ltd | Yanley landfill main import/export site | Viridor Limited Export | Bridgwater Road, Long Ashton | Bristol | North Somerset | BS13 8AF | United Kingdom | 355687 | 168952 | Iron Acton Sgp | Feeder Road 33Kv | Bower Ashton | 11 | National Grid Electricity Distribution (South West) Plc | Biofuel - Landfill gas | Gas turbine (OCGT) | No | data not available | data not available | 1.052 | data not applicable | data not applicable | data not applicable | data not available | data not available | data not applicable | data not applicable | data not applicable | data not applicable | data not available | data not available | data not applicable | data not available | Connected | 1.052 | 1.102 | 1.16 | 0.19 | 0.2 | 35278 | data not applicable | data not applicable | data not applicable | data not applicable | data not applicable | data not applicable | data not applicable | data not available | data not available | data not available | data not available | data not available | data not available | 45750
2200040278866 | [5 empty] | 2200031091895 | Viridor waste management ltd | Newton abbot supply c heathfield landfill import/export site | Valencia Waste Heathfield 'C' Power Plant | Heathfield Landfill Site, John Acres Lane, Fosterville | Sandygate | Devon | TQ12 3GP | United Kingdom | 286107 | 76077 | Abham Sgp | Newton Abbot Bsp (Forde Road) | Chudleigh Knighton | 11 | National Grid Electricity Distribution (South West) Plc | Biofuel - Sewage gas | Gas turbine (OCGT) | No | data not available | data not available | 2.3 | data not applicable | data not applicable | data not applicable | data not available | data not available | data not applicable | data not applicable | data not applicable | data not applicable | data not available | data not available | data not applicable | data not available | Connected | 2.3 | 3.325 | 3.5 | 0.1425 | 0.15 | 35947 | data not applicable | data not applicable | data not applicable | data not applicable | data not applicable | data not applicable | data not applicable | data not available | data not available | data not available | data not available | data not available | data not available | 45750
1800000000000 | [5 empty] | DATA NOT AVAILABLE | DATA NOT AVAILABLE | ABROATH BESS (MSID 8771) EXP | COUPAR SITE | PLEASANCE ROAD | BLAIRGOWRIE | PERTH AND KINROSS | PH13 9JB | SCOTLAND | 322109 | 739419 | ARBROTH | DATA NOT APPLICABLE | DATA NOT AVAILABLE | DATA NOT AVAILABLE | SCOTTISH HYDRO ELECTRIC POWER DISTRIBUTION PLC | STORED ENERGY (ALL STORED ENERGY IRRESPECTVE OF THE ORIGINAL ENERGY SOURCE) | STORAGE - ELECTROCHEMICAL (BATTERIES) | NO | DATA NOT AVAILABLE | DATA NOT AVAILABLE | 33.25 | DATA NOT AVAILABLE | DATA NOT AVAILABLE | DATA NOT AVAILABLE | DATA NOT AVAILABLE | DATA NOT AVAILABLE | DATA NOT AVAILABLE | DATA NOT AVAILABLE | DATA NOT AVAILABLE | DATA NOT AVAILABLE | DATA NOT AVAILABLE | DATA NOT AVAILABLE | DATA NOT AVAILABLE | DATA NOT AVAILABLE | CONNECTED | 33.25 | 33.25 | 35 | DATA NOT AVAILABLE | DATA NOT AVAILABLE | DATA NOT AVAILABLE | DATA NOT AVAILABLE | DATA NOT AVAILABLE | DATA NOT AVAILABLE | DATA NOT AVAILABLE | DATA NOT AVAILABLE | DATA NOT AVAILABLE | DATA NOT AVAILABLE | N | DATA NOT AVAILABLE | DATA NOT AVAILABLE | DATA NOT AVAILABLE | DATA NOT AVAILABLE | DATA NOT AVAILABLE | 45238
1800000000000 | [5 empty] | DATA NOT AVAILABLE | DATA NOT AVAILABLE | COUPAR ANGUS BATTERY STOR | PLEASANCE ROAD | DATA NOT AVAILABLE | BLAIRGOWRIE | PERTH AND KINROSS | PH13 9JB | SCOTLAND | 322109 | 739419 | COUPAR ANGUS | DATA NOT APPLICABLE | DATA NOT AVAILABLE | DATA NOT AVAILABLE | SCOTTISH HYDRO ELECTRIC POWER DISTRIBUTION PLC | STORED ENERGY (ALL STORED ENERGY IRRESPECTVE OF THE ORIGINAL ENERGY SOURCE) | STORAGE - ELECTROCHEMICAL (BATTERIES) | NO | DATA NOT AVAILABLE | DATA NOT AVAILABLE | 38 | DATA NOT AVAILABLE | DATA NOT AVAILABLE | DATA NOT AVAILABLE | DATA NOT AVAILABLE | DATA NOT AVAILABLE | DATA NOT AVAILABLE | DATA NOT AVAILABLE | DATA NOT AVAILABLE | DATA NOT AVAILABLE | DATA NOT AVAILABLE | DATA NOT AVAILABLE | DATA NOT AVAILABLE | DATA NOT AVAILABLE | CONNECTED | 38 | 38 | 40 | DATA NOT AVAILABLE | DATA NOT AVAILABLE | DATA NOT AVAILABLE | DATA NOT AVAILABLE | DATA NOT AVAILABLE | DATA NOT AVAILABLE | DATA NOT AVAILABLE | DATA NOT AVAILABLE | DATA NOT AVAILABLE | DATA NOT AVAILABLE | N | DATA NOT AVAILABLE | DATA NOT AVAILABLE | DATA NOT AVAILABLE | DATA NOT AVAILABLE | DATA NOT AVAILABLE | 45238
1800000000000 | [5 empty] | DATA NOT AVAILABLE | SWECO UK LTD | JAMESFIELD FARM BATTERY STORAGE 1 | DATA NOT AVAILABLE | DATA NOT AVAILABLE | ELLON | CUPAR | KY14 6EW | SCOTLAND | 319852 | 718014 | ABERNETHY | DATA NOT APPLICABLE | ABERNETHY GRID | EHV | SCOTTISH HYDRO ELECTRIC POWER DISTRIBUTION PLC | STORED ENERGY (ALL STORED ENERGY IRRESPECTVE OF THE ORIGINAL ENERGY SOURCE) | STORAGE - ELECTROCHEMICAL (BATTERIES) | NO | DATA NOT AVAILABLE | DATA NOT AVAILABLE | 31.579 | DATA NOT AVAILABLE | DATA NOT AVAILABLE | DATA NOT AVAILABLE | DATA NOT AVAILABLE | DATA NOT AVAILABLE | DATA NOT AVAILABLE | DATA NOT AVAILABLE | DATA NOT AVAILABLE | DATA NOT AVAILABLE | DATA NOT AVAILABLE | DATA NOT AVAILABLE | DATA NOT AVAILABLE | DATA NOT AVAILABLE | CONNECTED | 31.579 | 30.0001 | 31.579 | DATA NOT AVAILABLE | DATA NOT AVAILABLE | 45322 | DATA NOT AVAILABLE | DATA NOT AVAILABLE | DATA NOT AVAILABLE | DATA NOT AVAILABLE | DATA NOT AVAILABLE | DATA NOT AVAILABLE | DATA NOT AVAILABLE | N | DATA NOT AVAILABLE | DATA NOT AVAILABLE | DATA NOT AVAILABLE | DATA NOT AVAILABLE | DATA NOT AVAILABLE | 45454
1800000000000 | [5 empty] | DATA NOT AVAILABLE | SWECO UK LTD | JAMESFIELD FARM BATTERY STORAGE 2 | DATA NOT AVAILABLE | DATA NOT AVAILABLE | ELLON | CUPAR | KY14 6EW | SCOTLAND | 319852 | 718014 | ABERNETHY | DATA NOT APPLICABLE | ABERNETHY GRID | EHV | SCOTTISH HYDRO ELECTRIC POWER DISTRIBUTION PLC | STORED ENERGY (ALL STORED ENERGY IRRESPECTVE OF THE ORIGINAL ENERGY SOURCE) | STORAGE - ELECTROCHEMICAL (BATTERIES) | NO | DATA NOT AVAILABLE | DATA NOT AVAILABLE | 20 | DATA NOT AVAILABLE | DATA NOT AVAILABLE | DATA NOT AVAILABLE | DATA NOT AVAILABLE | DATA NOT AVAILABLE | DATA NOT AVAILABLE | DATA NOT AVAILABLE | DATA NOT AVAILABLE | DATA NOT AVAILABLE | DATA NOT AVAILABLE | DATA NOT AVAILABLE | DATA NOT AVAILABLE | DATA NOT AVAILABLE | CONNECTED | 20 | 19 | 20 | DATA NOT AVAILABLE | DATA NOT AVAILABLE | 45322 | DATA NOT AVAILABLE | DATA NOT AVAILABLE | DATA NOT AVAILABLE | DATA NOT AVAILABLE | DATA NOT AVAILABLE | DATA NOT AVAILABLE | DATA NOT AVAILABLE | N | DATA NOT AVAILABLE | DATA NOT AVAILABLE | DATA NOT AVAILABLE | DATA NOT AVAILABLE | DATA NOT AVAILABLE | 45454
1800000000000 | [5 empty] | DATA NOT AVAILABLE | DATA NOT AVAILABLE | BLARY HILL WIND GENERATING FACILITY | BELLOCHANTUY | DATA NOT AVAILABLE | CAMPBELTOWN | ARGYLL AND BUTE | PA29 6UZ | SCOTLAND | 169349 | 637643 | CARRADALE | DATA NOT APPLICABLE | CARRADALE GRID | 33 | SCOTTISH HYDRO ELECTRIC POWER DISTRIBUTION PLC | WIND | ONSHORE WIND TURBINES | NO | DATA NOT AVAILABLE | DATA NOT AVAILABLE | 33.25 | DATA NOT AVAILABLE | DATA NOT AVAILABLE | DATA NOT AVAILABLE | DATA NOT AVAILABLE | DATA NOT AVAILABLE | DATA NOT AVAILABLE | DATA NOT AVAILABLE | DATA NOT AVAILABLE | DATA NOT AVAILABLE | DATA NOT AVAILABLE | DATA NOT AVAILABLE | DATA NOT AVAILABLE | DATA NOT AVAILABLE | CONNECTED | 33.25 | 33.25 | 35 | DATA NOT AVAILABLE | DATA NOT AVAILABLE | DATA NOT AVAILABLE | DATA NOT AVAILABLE | DATA NOT AVAILABLE | DATA NOT AVAILABLE | DATA NOT AVAILABLE | DATA NOT AVAILABLE | DATA NOT AVAILABLE | DATA NOT AVAILABLE | N | DATA NOT AVAILABLE | DATA NOT AVAILABLE | DATA NOT AVAILABLE | DATA NOT AVAILABLE | DATA NOT AVAILABLE | 45238
1800000000000 | [5 empty] | DATA NOT AVAILABLE | DATA NOT AVAILABLE | CLASHINDARROCH WIND FARM EXPORT CVA | DATA NOT AVAILABLE | DATA NOT AVAILABLE | DATA NOT AVAILABLE | DATA NOT AVAILABLE | DATA NOT AVAILABLE | SCOTLAND | DATA NOT AVAILABLE | DATA NOT AVAILABLE | CAIRNFORD | DATA NOT APPLICABLE | DATA NOT AVAILABLE | DATA NOT AVAILABLE | SCOTTISH HYDRO ELECTRIC POWER DISTRIBUTION PLC | WIND | ONSHORE WIND TURBINES | NO | DATA NOT AVAILABLE | DATA NOT AVAILABLE | 36.9997 | DATA NOT AVAILABLE | DATA NOT AVAILABLE | DATA NOT AVAILABLE | DATA NOT AVAILABLE | DATA NOT AVAILABLE | DATA NOT AVAILABLE | DATA NOT AVAILABLE | DATA NOT AVAILABLE | DATA NOT AVAILABLE | DATA NOT AVAILABLE | DATA NOT AVAILABLE | DATA NOT AVAILABLE | DATA NOT AVAILABLE | CONNECTED | 36.9997 | 36.9997 | 38.947 | 0 | 0 | 41943 | DATA NOT AVAILABLE | DATA NOT AVAILABLE | DATA NOT AVAILABLE | DATA NOT AVAILABLE | DATA NOT AVAILABLE | DATA NOT AVAILABLE | DATA NOT AVAILABLE | N | DATA NOT AVAILABLE | DATA NOT AVAILABLE | DATA NOT AVAILABLE | DATA NOT AVAILABLE | DATA NOT AVAILABLE | 45238
1800000000000 | [5 empty] | DATA NOT AVAILABLE | DATA NOT AVAILABLE | MOY WIND FARM - CVA MSID 8727 EXPORT | DATA NOT AVAILABLE | DATA NOT AVAILABLE | DATA NOT AVAILABLE | DATA NOT AVAILABLE | DATA NOT AVAILABLE | SCOTLAND | DATA NOT AVAILABLE | DATA NOT AVAILABLE | INVERNESS | DATA NOT APPLICABLE | INVERNESS GRID | 33 | SCOTTISH HYDRO ELECTRIC POWER DISTRIBUTION PLC | WIND | ONSHORE WIND TURBINES | NO | DATA NOT AVAILABLE | DATA NOT AVAILABLE | 60.0001 | DATA NOT AVAILABLE | DATA NOT AVAILABLE | DATA NOT AVAILABLE | DATA NOT AVAILABLE | DATA NOT AVAILABLE | DATA NOT AVAILABLE | DATA NOT AVAILABLE | DATA NOT AVAILABLE | DATA NOT AVAILABLE | DATA NOT AVAILABLE | DATA NOT AVAILABLE | DATA NOT AVAILABLE | DATA NOT AVAILABLE | CONNECTED | 60.0001 | 60.0001 | 63.158 | 0 | 0 | 42417 | DATA NOT AVAILABLE | DATA NOT AVAILABLE | DATA NOT AVAILABLE | DATA NOT AVAILABLE | DATA NOT AVAILABLE | DATA NOT AVAILABLE | DATA NOT AVAILABLE | N | DATA NOT AVAILABLE | DATA NOT AVAILABLE | DATA NOT AVAILABLE | DATA NOT AVAILABLE | DATA NOT AVAILABLE | 45238
1800000000000 | [5 empty] | DATA NOT AVAILABLE | DATA NOT AVAILABLE | BURN OF WHILK WIND GENERATING STATION | LYBSTER CAITHNESS | DATA NOT AVAILABLE | MID CLYTH | HIGHLAND | KW3 6BA | SCOTLAND | 329309 | 937884 | MYBSTER | DATA NOT APPLICABLE | MYBSTER GRID | 33 | SCOTTISH HYDRO ELECTRIC POWER DISTRIBUTION PLC | WIND | ONSHORE WIND TURBINES | NO | DATA NOT AVAILABLE | DATA NOT AVAILABLE | 21.375 | DATA NOT AVAILABLE | DATA NOT AVAILABLE | DATA NOT AVAILABLE | DATA NOT AVAILABLE | DATA NOT AVAILABLE | DATA NOT AVAILABLE | DATA NOT AVAILABLE | DATA NOT AVAILABLE | DATA NOT AVAILABLE | DATA NOT AVAILABLE | DATA NOT AVAILABLE | DATA NOT AVAILABLE | DATA NOT AVAILABLE | CONNECTED | 21.375 | 21.375 | 22.5 | 0 | 0 | 42097 | DATA NOT AVAILABLE | DATA NOT AVAILABLE | DATA NOT AVAILABLE | DATA NOT AVAILABLE | DATA NOT AVAILABLE | DATA NOT AVAILABLE | DATA NOT AVAILABLE | N | DATA NOT AVAILABLE | DATA NOT AVAILABLE | DATA NOT AVAILABLE | DATA NOT AVAILABLE | DATA NOT AVAILABLE | 45238
1800000000000 | [5 empty] | DATA NOT AVAILABLE | DATA NOT AVAILABLE | TULLO 2 WIND FARM EXPORT CVA | DATA NOT AVAILABLE | DATA NOT AVAILABLE | DATA NOT AVAILABLE | DATA NOT AVAILABLE | DATA NOT AVAILABLE | SCOTLAND | DATA NOT AVAILABLE | DATA NOT AVAILABLE | FIDDES | DATA NOT APPLICABLE | FIDDES | 33 | SCOTTISH HYDRO ELECTRIC POWER DISTRIBUTION PLC | WIND | ONSHORE WIND TURBINES | NO | DATA NOT AVAILABLE | DATA NOT AVAILABLE | 25.0002 | DATA NOT AVAILABLE | DATA NOT AVAILABLE | DATA NOT AVAILABLE | DATA NOT AVAILABLE | DATA NOT AVAILABLE | DATA NOT AVAILABLE | DATA NOT AVAILABLE | DATA NOT AVAILABLE | DATA NOT AVAILABLE | DATA NOT AVAILABLE | DATA NOT AVAILABLE | DATA NOT AVAILABLE | DATA NOT AVAILABLE | CONNECTED | 25.0002 | 25.0002 | 26.316 | 0 | 0 | 41723 | DATA NOT AVAILABLE | DATA NOT AVAILABLE | DATA NOT AVAILABLE | DATA NOT AVAILABLE | DATA NOT AVAILABLE | DATA NOT AVAILABLE | DATA NOT AVAILABLE | N | DATA NOT AVAILABLE | DATA NOT AVAILABLE | DATA NOT AVAILABLE | DATA NOT AVAILABLE | DATA NOT AVAILABLE | 45238
1800000000000 | [5 empty] | DATA NOT AVAILABLE | DATA NOT AVAILABLE | GORDONSTOWN WIND FARM EXPORT CVA | DATA NOT AVAILABLE | DATA NOT AVAILABLE | DATA NOT AVAILABLE | DATA NOT AVAILABLE | DATA NOT AVAILABLE | SCOTLAND | DATA NOT AVAILABLE | DATA NOT AVAILABLE | KINTORE | DATA NOT APPLICABLE | DATA NOT AVAILABLE | DATA NOT AVAILABLE | SCOTTISH HYDRO ELECTRIC POWER DISTRIBUTION PLC | WIND | ONSHORE WIND TURBINES | NO | DATA NOT AVAILABLE | DATA NOT AVAILABLE | 12.5001 | DATA NOT AVAILABLE | DATA NOT AVAILABLE | DATA NOT AVAILABLE | DATA NOT AVAILABLE | DATA NOT AVAILABLE | DATA NOT AVAILABLE | DATA NOT AVAILABLE | DATA NOT AVAILABLE | DATA NOT AVAILABLE | DATA NOT AVAILABLE | DATA NOT AVAILABLE | DATA NOT AVAILABLE | DATA NOT AVAILABLE | CONNECTED | 12.5001 | 12.5001 | 13.158 | DATA NOT AVAILABLE | DATA NOT AVAILABLE | DATA NOT AVAILABLE | DATA NOT AVAILABLE | DATA NOT AVAILABLE | DATA NOT AVAILABLE | DATA NOT AVAILABLE | DATA NOT AVAILABLE | DATA NOT AVAILABLE | DATA NOT AVAILABLE | N | DATA NOT AVAILABLE | DATA NOT AVAILABLE | DATA NOT AVAILABLE | DATA NOT AVAILABLE | DATA NOT AVAILABLE | 45238
1800000000000 | [5 empty] | DATA NOT AVAILABLE | DATA NOT AVAILABLE | HYWIND (SCOTLAND) LIMITED | C/C STATOIL ASA | DATA NOT AVAILABLE | DATA NOT AVAILABLE | DATA NOT AVAILABLE | DATA NOT AVAILABLE | SCOTLAND | DATA NOT AVAILABLE | DATA NOT AVAILABLE | PETERHEAD GRANGE | DATA NOT APPLICABLE | PETERHEAD GRANGE 33KV | 33 | SCOTTISH HYDRO ELECTRIC POWER DISTRIBUTION PLC | WIND | ONSHORE WIND TURBINES | NO | DATA NOT AVAILABLE | DATA NOT AVAILABLE | 28.5 | DATA NOT AVAILABLE | DATA NOT AVAILABLE | DATA NOT AVAILABLE | DATA NOT AVAILABLE | DATA NOT AVAILABLE | DATA NOT AVAILABLE | DATA NOT AVAILABLE | DATA NOT AVAILABLE | DATA NOT AVAILABLE | DATA NOT AVAILABLE | DATA NOT AVAILABLE | DATA NOT AVAILABLE | DATA NOT AVAILABLE | CONNECTED | 28.5 | 28.5 | 30 | 0.475 | 0.5 | 42969 | DATA NOT AVAILABLE | DATA NOT AVAILABLE | DATA NOT AVAILABLE | DATA NOT AVAILABLE | DATA NOT AVAILABLE | DATA NOT AVAILABLE | DATA NOT AVAILABLE | N | DATA NOT AVAILABLE | DATA NOT AVAILABLE | DATA NOT AVAILABLE | DATA NOT AVAILABLE | DATA NOT AVAILABLE | 45238
1800000000000 | [5 empty] | DATA NOT AVAILABLE | DATA NOT AVAILABLE | HILL OF GASCHYLE WIND | DUNPHAIL | FORRES | TOMNAMOON | MORAYSHIRE | IV36 2QR | SCOTLAND | 304111 | 850070 | BERRYBURN GRID | DATA NOT APPLICABLE | BERRYBURN GRID | 33 | SCOTTISH HYDRO ELECTRIC POWER DISTRIBUTION PLC | WIND | ONSHORE WIND TURBINES | NO | DATA NOT AVAILABLE | DATA NOT AVAILABLE | 26.22 | DATA NOT AVAILABLE | DATA NOT AVAILABLE | DATA NOT AVAILABLE | DATA NOT AVAILABLE | DATA NOT AVAILABLE | DATA NOT AVAILABLE | DATA NOT AVAILABLE | DATA NOT AVAILABLE | DATA NOT AVAILABLE | DATA NOT AVAILABLE | DATA NOT AVAILABLE | DATA NOT AVAILABLE | DATA NOT AVAILABLE | CONNECTED | 26.22 | 26.22 | 27.6 | 0 | 0 | 42801 | DATA NOT AVAILABLE | DATA NOT AVAILABLE | DATA NOT AVAILABLE | DATA NOT AVAILABLE | DATA NOT AVAILABLE | DATA NOT AVAILABLE | DATA NOT AVAILABLE | N | DATA NOT AVAILABLE | DATA NOT AVAILABLE | DATA NOT AVAILABLE | DATA NOT AVAILABLE | DATA NOT AVAILABLE | 45238
1800000000000 | [5 empty] | DATA NOT AVAILABLE | DATA NOT AVAILABLE | BROWNIELEYS WIND | FORDOUN | DATA NOT AVAILABLE | LAURENCEKIRK | KINCARDINESHIRE | AB30 1JN | SCOTLAND | 377888 | 772107 | FIDDES | DATA NOT APPLICABLE | FIDDES | 33 | SCOTTISH HYDRO ELECTRIC POWER DISTRIBUTION PLC | WIND | ONSHORE WIND TURBINES | NO | DATA NOT AVAILABLE | DATA NOT AVAILABLE | 7.5003 | DATA NOT AVAILABLE | DATA NOT AVAILABLE | DATA NOT AVAILABLE | DATA NOT AVAILABLE | DATA NOT AVAILABLE | DATA NOT AVAILABLE | DATA NOT AVAILABLE | DATA NOT AVAILABLE | DATA NOT AVAILABLE | DATA NOT AVAILABLE | DATA NOT AVAILABLE | DATA NOT AVAILABLE | DATA NOT AVAILABLE | CONNECTED | 7.5003 | 7.5003 | 7.895 | 0 | 0 | 42921 | DATA NOT AVAILABLE | DATA NOT AVAILABLE | DATA NOT AVAILABLE | DATA NOT AVAILABLE | DATA NOT AVAILABLE | DATA NOT AVAILABLE | DATA NOT AVAILABLE | N | DATA NOT AVAILABLE | DATA NOT AVAILABLE | DATA NOT AVAILABLE | DATA NOT AVAILABLE | DATA NOT AVAILABLE | 45238
1800000000000 | [5 empty] | DATA NOT AVAILABLE | DATA NOT AVAILABLE | TULLYMURDOCH WIND EXPORT CVA | DATA NOT AVAILABLE | DATA NOT AVAILABLE | DATA NOT AVAILABLE | DATA NOT AVAILABLE | DATA NOT AVAILABLE | SCOTLAND | DATA NOT AVAILABLE | DATA NOT AVAILABLE | COUPAR ANGUS | DATA NOT APPLICABLE | COUPAR ANGUS GRID | 33 | SCOTTISH HYDRO ELECTRIC POWER DISTRIBUTION PLC | WIND | ONSHORE WIND TURBINES | NO | DATA NOT AVAILABLE | DATA NOT AVAILABLE | 17.4999 | DATA NOT AVAILABLE | DATA NOT AVAILABLE | DATA NOT AVAILABLE | DATA NOT AVAILABLE | DATA NOT AVAILABLE | DATA NOT AVAILABLE | DATA NOT AVAILABLE | DATA NOT AVAILABLE | DATA NOT AVAILABLE | DATA NOT AVAILABLE | DATA NOT AVAILABLE | DATA NOT AVAILABLE | DATA NOT AVAILABLE | CONNECTED | 17.4999 | 17.4999 | 18.421 | 0 | 0 | 43119 | DATA NOT AVAILABLE | DATA NOT AVAILABLE | DATA NOT AVAILABLE | DATA NOT AVAILABLE | DATA NOT AVAILABLE | DATA NOT AVAILABLE | DATA NOT AVAILABLE | N | DATA NOT AVAILABLE | DATA NOT AVAILABLE | DATA NOT AVAILABLE | DATA NOT AVAILABLE | DATA NOT AVAILABLE | 45238
1800000000000 | [5 empty] | DATA NOT AVAILABLE | DATA NOT AVAILABLE | BEINN AN TUIRC 3 WINDFARM | BELLOCHANTUY | DATA NOT AVAILABLE | CAMPBELTOWN | ARGYLL | DATA NOT AVAILABLE | SCOTLAND | DATA NOT AVAILABLE | DATA NOT AVAILABLE | CARRADALE | DATA NOT APPLICABLE | CARRADALE GRID | 33 | SCOTTISH HYDRO ELECTRIC POWER DISTRIBUTION PLC | WIND | ONSHORE WIND TURBINES | NO | DATA NOT AVAILABLE | DATA NOT AVAILABLE | 47.5 | DATA NOT AVAILABLE | DATA NOT AVAILABLE | DATA NOT AVAILABLE | DATA NOT AVAILABLE | DATA NOT AVAILABLE | DATA NOT AVAILABLE | DATA NOT AVAILABLE | DATA NOT AVAILABLE | DATA NOT AVAILABLE | DATA NOT AVAILABLE | DATA NOT AVAILABLE | DATA NOT AVAILABLE | DATA NOT AVAILABLE | CONNECTED | 47.5 | 47.5 | 50 | 0.3325 | 0.35 | 44301 | DATA NOT AVAILABLE | DATA NOT AVAILABLE | DATA NOT AVAILABLE | DATA NOT AVAILABLE | DATA NOT AVAILABLE | DATA NOT AVAILABLE | DATA NOT AVAILABLE | N | DATA NOT AVAILABLE | DATA NOT AVAILABLE | DATA NOT AVAILABLE | DATA NOT AVAILABLE | DATA NOT AVAILABLE | 45238
1800000000000 | [5 empty] | DATA NOT AVAILABLE | DATA NOT AVAILABLE | BAILLIE WIND FARM CVA EXPORT | DATA NOT AVAILABLE | DATA NOT AVAILABLE | DATA NOT AVAILABLE | DATA NOT AVAILABLE | DATA NOT AVAILABLE | SCOTLAND | DATA NOT AVAILABLE | DATA NOT AVAILABLE | DOUNREAY | DATA NOT APPLICABLE | DATA NOT AVAILABLE | DATA NOT AVAILABLE | SCOTTISH HYDRO ELECTRIC POWER DISTRIBUTION PLC | WIND | ONSHORE WIND TURBINES | NO | DATA NOT AVAILABLE | DATA NOT AVAILABLE | 50.065 | DATA NOT AVAILABLE | DATA NOT AVAILABLE | DATA NOT AVAILABLE | DATA NOT AVAILABLE | DATA NOT AVAILABLE | DATA NOT AVAILABLE | DATA NOT AVAILABLE | DATA NOT AVAILABLE | DATA NOT AVAILABLE | DATA NOT AVAILABLE | DATA NOT AVAILABLE | DATA NOT AVAILABLE | DATA NOT AVAILABLE | CONNECTED | 50.065 | 50.065 | 52.7 | DATA NOT AVAILABLE | DATA NOT AVAILABLE | DATA NOT AVAILABLE | DATA NOT AVAILABLE | DATA NOT AVAILABLE | DATA NOT AVAILABLE | DATA NOT AVAILABLE | DATA NOT AVAILABLE | DATA NOT AVAILABLE | DATA NOT AVAILABLE | N | DATA NOT AVAILABLE | DATA NOT AVAILABLE | DATA NOT AVAILABLE | DATA NOT AVAILABLE | DATA NOT AVAILABLE | 45238
1800000000000 | [5 empty] | DATA NOT AVAILABLE | DATA NOT AVAILABLE | BERRY BURN WIND FARM CVA EXPORT | DATA NOT AVAILABLE | DATA NOT AVAILABLE | DATA NOT AVAILABLE | DATA NOT AVAILABLE | DATA NOT AVAILABLE | SCOTLAND | DATA NOT AVAILABLE | DATA NOT AVAILABLE | DATA NOT AVAILABLE | DATA NOT APPLICABLE | DATA NOT AVAILABLE | DATA NOT AVAILABLE | SCOTTISH HYDRO ELECTRIC POWER DISTRIBUTION PLC | WIND | ONSHORE WIND TURBINES | NO | DATA NOT AVAILABLE | DATA NOT AVAILABLE | 68.875 | DATA NOT AVAILABLE | DATA NOT AVAILABLE | DATA NOT AVAILABLE | DATA NOT AVAILABLE | DATA NOT AVAILABLE | DATA NOT AVAILABLE | DATA NOT AVAILABLE | DATA NOT AVAILABLE | DATA NOT AVAILABLE | DATA NOT AVAILABLE | DATA NOT AVAILABLE | DATA NOT AVAILABLE | DATA NOT AVAILABLE | CONNECTED | 68.875 | 68.875 | 72.5 | DATA NOT AVAILABLE | DATA NOT AVAILABLE | DATA NOT AVAILABLE | DATA NOT AVAILABLE | DATA NOT AVAILABLE | DATA NOT AVAILABLE | DATA NOT AVAILABLE | DATA NOT AVAILABLE | DATA NOT AVAILABLE | DATA NOT AVAILABLE | N | DATA NOT AVAILABLE | DATA NOT AVAILABLE | DATA NOT AVAILABLE | DATA NOT AVAILABLE | DATA NOT AVAILABLE | 45238
1800000000000 | [5 empty] | DATA NOT AVAILABLE | DATA NOT AVAILABLE | HILL OF TOWIE WIND FARM EXPORT CVA | DATA NOT AVAILABLE | DATA NOT AVAILABLE | DATA NOT AVAILABLE | DATA NOT AVAILABLE | DATA NOT AVAILABLE | SCOTLAND | DATA NOT AVAILABLE | DATA NOT AVAILABLE | KEITH | DATA NOT APPLICABLE | KEITH GRID | 33 | SCOTTISH HYDRO ELECTRIC POWER DISTRIBUTION PLC | WIND | ONSHORE WIND TURBINES | NO | DATA NOT AVAILABLE | DATA NOT AVAILABLE | 48.298 | DATA NOT AVAILABLE | DATA NOT AVAILABLE | DATA NOT AVAILABLE | DATA NOT AVAILABLE | DATA NOT AVAILABLE | DATA NOT AVAILABLE | DATA NOT AVAILABLE | DATA NOT AVAILABLE | DATA NOT AVAILABLE | DATA NOT AVAILABLE | DATA NOT AVAILABLE | DATA NOT AVAILABLE | DATA NOT AVAILABLE | CONNECTED | 48.298 | 48.298 | 50.84 | DATA NOT AVAILABLE | DATA NOT AVAILABLE | DATA NOT AVAILABLE | DATA NOT AVAILABLE | DATA NOT AVAILABLE | DATA NOT AVAILABLE | DATA NOT AVAILABLE | DATA NOT AVAILABLE | DATA NOT AVAILABLE | DATA NOT AVAILABLE | N | DATA NOT AVAILABLE | DATA NOT AVAILABLE | DATA NOT AVAILABLE | DATA NOT AVAILABLE | DATA NOT AVAILABLE | 45238
2200041209989 | [5 empty] | 2200041209970 | Viridor waste management ltd | Hemyock broadpath landfill hemyock primary substation import/export | Generator Connection | Broadpath Landfill Site, Uffculme | Cullompton | Devon | EX15 3EP | United Kingdom | 312103 | 113973 | Exeter Main Sgp | Tiverton Bsp | Hemyock | data not available | National Grid Electricity Distribution (South West) Plc | data not available | data not available | No | data not available | data not available | 5.2 | data not applicable | data not applicable | data not applicable | data not available | data not available | data not applicable | data not applicable | data not applicable | data not applicable | data not available | data not available | data not applicable | data not available | Connected | 5.2 | 4.75 | 5 | 0.2375 | 0.25 | 38991 | data not applicable | data not applicable | data not applicable | data not applicable | data not applicable | data not applicable | data not applicable | data not available | data not available | data not available | data not available | data not available | data not available | 45750
2200041394261 | [5 empty] | 2200041394252 | Viridor waste management ltd | Liskeard lean quarry hv generation | Viridor Waste Man Export Unit 2 (Unit 1), Lean Quarry | Horningtops | Liskeard | Cornwall | PL14 3QD | United Kingdom | 226735 | 61284 | Landulph Sgp | St Germans Bsp | Liskeard | data not available | National Grid Electricity Distribution (South West) Plc | data not available | data not available | No | data not available | data not available | 2 | data not applicable | data not applicable | data not applicable | data not available | data not available | data not applicable | data not applicable | data not applicable | data not applicable | data not available | data not available | data not applicable | data not available | Connected | 2 | 1.9 | 2 | 0.19 | 0.2 | 39326 | data not applicable | data not applicable | data not applicable | data not applicable | data not applicable | data not applicable | data not applicable | data not available | data not available | data not available | data not available | data not available | data not available | 45750
2200041625587 | [5 empty] | 2200041625596 | Viridor waste management ltd | Newton abbot 33kv connection heathfield landfill & recycling centre | Heathfield Landfill | Fosterville, Sandygate | Newton abbot | Devon | TQ12 3GP | United Kingdom | 286134 | 76110 | Abham Sgp | Newton Abbot Bsp (Forde Road) | Chudleigh Knighton | 33 | National Grid Electricity Distribution (South West) Plc | Fossil - Gas | Engine (combustion / reciprocating) | No | data not available | data not available | 3.5 | data not applicable | data not applicable | data not applicable | data not available | data not available | data not applicable | data not applicable | data not applicable | data not applicable | data not available | data not available | data not applicable | data not available | Connected | 3.5 | 4.75 | 5 | 0.2375 | 0.25 | 39904 | data not applicable | data not applicable | data not applicable | data not applicable | data not applicable | data not applicable | data not applicable | data not available | data not available | data not available | data not available | data not available | data not available | 45750
2200042183230 | [5 empty] | 2200042183240 | Viridor waste management ltd | Bridgwater, viridor landfill, pawlett | Walpole Landfill Site | Walpole | Bridgwater | Somerset | TA6 4TF | United Kingdom | 330910 | 142652 | Bridgwater Sgp | Bridgwater Grid Bsp | Bath Road Primary | 11 | National Grid Electricity Distribution (South West) Plc | Biofuel - Landfill gas | Gas turbine (OCGT) | No | data not available | data not available | 2.088 | Solar | Photovoltaic | No | data not available | data not available | 0.154 | data not applicable | data not applicable | data not applicable | data not available | data not available | data not applicable | data not available | Connected | 2.242 | 1.235 | 1.3 | 0.6365 | 0.67 | 42522 | data not applicable | data not applicable | data not applicable | data not applicable | data not applicable | data not applicable | data not applicable | data not available | data not available | data not available | data not available | data not available | data not available | 45750
1900090107057 | [5 empty] | Data not available | Viridor Waste Management Ltd | HORTON POWER PLANT | HORTON LANDFILL SITE 2 | HENFIELD RD | SMALL DOLE | WEST SUSSEX | BN5 9XJ | England | 520581 | 112350 | Bolney SGT | Steyning Grid 33kV | Steyning 11kV | 11 | South Eastern Power Networks (SPN) | Biofuel landfill gas | Gas turbine (OCGT) |  |  |  | 1.5 | [12 empty] | No | Connected | 1.5 | 1.5 | 1.579 |  |  | 2007-08-29 | [13 empty] | 2024-01-15 | 1.1046 | 51.2987 | 51.2986792245361, 1.10457464021943 | SPN-S000000009110 | Biogas
1900060442147 | [5 empty] | Data not available | Viridor Waste Management Ltd | HORTON QUARRY GEN1 | HENFIELD ROAD | SMALL DOLE | HENFIELD | WEST SUSSEX | BN5 9XH | England | 520581 | 112350 | Bolney SGT | Steyning Grid 33kV | Steyning 11kV | 11 | South Eastern Power Networks (SPN) | Biofuel - Landfill gas | Gas turbine (OCGT) |  |  |  | 1.85 | [12 empty] | No | Connected | 1.85 | 1.85 | 1.947 |  |  | 1997-04-01 | [13 empty] | 2022-08-12 | 1.3045 | 51.2701 | 51.2700668837543, 1.30453769338327 | SPN-S000000009104 | Solar PV
1023477698961 | [5 empty] | 1014571325240 | Viridor Waste Management ltd. | OCKENDON Generation | Medebridge Road |  | Grays | ESSEX | RM16 5TZ | England | 561200 | 182120 | Warley | Purfleet Grid 33kV | Little Belhus Primary 11kV | 11 | Eastern Power Networks (EPN) | Biofuel - Landfill gas | Engine (combustion / reciprocating) |  |  |  | 4.2 | [12 empty] | No | Connected | 4.2 | 4.2 | 4.421 | 0.3 | 0.316 | 2001-02-22 | [13 empty] | 2022-09-14 | 1.1267 | 51.9335 | 51.9334769894163, 1.12672460215603 | EPN-S0000000D3048 | Solar PV
1800060402948 | [5 empty] | data not applicable | Viridor Waste Management. | Rigmuir Landfill | Rigmuir Landfill Site | Strathaven Road | Glasgow | Glasgow City | G75 0QZ | Scotland | 265436 | 652636 | East Kilbride South | data not applicable | KELVIN (11kV) | 11 | SP Distribution Ltd | Biofuel - Landfill gas | Steam-gas turbine (CCGT) | No | data not available | data not available | 2 | data not applicable | data not applicable | No | 0 | 0 | 0 | data not applicable | data not applicable | No | 0 | 0 | 0 | No | Connected | 2 | 2 | 2.1053 | 0 | 0 | 40619 | data not applicable | data not applicable | data not applicable | data not applicable | data not applicable | data not available | data not available | N | N | data not available | N | data not available | data not available | 44088 | data not available | 664
2000000000000 | [5 empty] | 2000000000000 | VITACRESS HERBS LIMITED | DATA NOT AVAILABLE | RUNCTON NURSERY | EXPORT SITE | CHICHESTER | WEST SUSSEX | PO20 1LJ | ENGLAND | 488990 | 102062 | LOVEDEAN GSP | HUNSTON | ROSE GREEN | 11 | SOUTHERN ELECTRIC POWER DISTRIBUTION PLC | OTHER | ENGINE (COMBUSTION / RECIPROCATING) | NO | DATA NOT AVAILABLE | DATA NOT AVAILABLE | 4.75 | DATA NOT AVAILABLE | DATA NOT AVAILABLE | DATA NOT AVAILABLE | DATA NOT AVAILABLE | DATA NOT AVAILABLE | DATA NOT AVAILABLE | DATA NOT AVAILABLE | DATA NOT AVAILABLE | DATA NOT AVAILABLE | DATA NOT AVAILABLE | DATA NOT AVAILABLE | DATA NOT AVAILABLE | NO | CONNECTED | 4.75 | 4.75 | 5 | DATA NOT AVAILABLE | DATA NOT AVAILABLE | DATA NOT AVAILABLE | DATA NOT AVAILABLE | DATA NOT AVAILABLE | DATA NOT AVAILABLE | DATA NOT AVAILABLE | DATA NOT AVAILABLE | DATA NOT AVAILABLE | DATA NOT AVAILABLE | N | DATA NOT AVAILABLE | DATA NOT AVAILABLE | DATA NOT AVAILABLE | DATA NOT AVAILABLE | DATA NOT AVAILABLE | 44105
1170000652018 | [5 empty] | 1170000652009 | Vital energi (drakelow) limited | Drakelow rec | Drakelow Renewable Energy Centre | Walton Road | Burton on trent | Derbyshire | DE15 9NG | United Kingdom | 423286 | 319782 | Drakelow 132Kv | Burton South 33Kv S Stn | data not available | 33 | National Grid Electricity Distribution (East Midlands) Plc | Biofuel - Landfill gas | Gas turbine (OCGT) | Yes | data not available | data not available | 23.75 | data not applicable | data not applicable | data not applicable | data not available | data not available | data not applicable | data not applicable | data not applicable | data not applicable | data not available | data not available | data not applicable | data not available | Connected | 23.75 | 18.0025 | 18.95 | 4.275 | 4.5 | 44221 | data not applicable | data not applicable | data not applicable | data not applicable | data not applicable | data not applicable | data not applicable | data not available | data not available | data not available | data not available | data not available | data not available | 45750
1640000565050 | [5 empty] | 1640000565041 | VITAL ENERGI SOLUTIONS LIMITED | CHRISTIES HOSPICE | 550 WILMSLOW ROAD |  | MANCHESTER | GREATER MANCHESTER | M20 4BX | ENGLAND | 384813 | 392579 | BREDBURY GSP | WEST DIDSBURY | PRIVATE SUBSTATION | 6.6 | ELECTRICITY NORTH WEST LIMITED | FOSSIL - GAS | ENGINE (COMBUSTION / RECIPROCATING) | NO | 0 | 0 | 1.04 |  |  |  | 0 | 0 | 0 |  |  |  | 0 | 0 | 0 | NO | CONNECTED | 1.04 | 0.7752 | 0.816 | 11.59 | 12.2 | 2004-10-04 |  |  |  | 0 | 0 |  |  | NO | NO |  |  |  |  | 2021-12-06 | 53.429776372966124, -2.230034538801337
data not available | [5 empty] | data not applicable | Vital Energi Solutions Limited | University of Edinburgh CHP | George Square | data not available | Edinburgh | City of Edinburgh | EH8 9JZ | Scotland | data not available | data not available | Whitehouse | data not applicable | GEORGE SQUARE LANE (11kV) | 11 | SP Distribution Ltd | Other | Steam-gas turbine (CCGT) | Yes | 0 | 0 | 3 | data not applicable | data not applicable | No | 0 | 0 | 0 | data not applicable | data not applicable | No | 0 | 0 | 0 | Yes | Connected | 3 | 3 | 3.1579 | 0 | 0 | data not available | data not applicable | data not applicable | data not applicable | data not applicable | data not applicable | data not available | data not available | N | N | data not available | N | 618210216 | data not available | 45625 | data not available | 772
DATA NOT AVAILABLE | [5 empty] | DATA NOT AVAILABLE | VITAL ENERGY UTILITIES LTD | ENERGY CENTRE | LOWER MOSLEY STREET | MANCHESTER | MANCHESTER | MANCHESTER | M2 3GX | ENGLAND | 383600 | 397600 | BREDBURY GSP | LONGSIGHT | - | 33 | ELECTRICITY NORTH WEST LIMITED | OTHER | OTHER | YES | 0 | 0 | 5.4 |  |  |  | 0 | 0 | 0 |  |  |  | 0 | 0 | 0 | NO | CONNECTED | 5.6842 | 5.4 | 5.6842 | 0 | 0 | 2020-11-13 |  |  |  | 0 | 0 |  |  | NO | NO |  |  |  |  | 2021-12-06 | 53.4748705024357, -2.2485539692645165
2100041330779 | [5 empty] | 2100041330760 | Volac whey nutrition ltd | Volac factory | Volac International | Felinfach | Lampeter | Dyfed | SA48 8AG | United Kingdom | 252705 | 256118 | Swansea North Grid | Lampeter Grid | Llanfihangel Ystrad | 11 | National Grid Electricity Distribution (South Wales) Plc | Biomass | Steam turbine (thermal power plant) | No | data not available | data not available | 3.5 | data not applicable | data not applicable | data not applicable | data not available | data not available | data not applicable | data not applicable | data not applicable | data not applicable | data not available | data not available | data not applicable | data not available | Connected | 3.5 | 0.94905 | 0.999 | 4.75 | 5 | 42461 | data not applicable | data not applicable | data not applicable | data not applicable | data not applicable | data not applicable | data not applicable | data not available | data not available | data not available | data not available | data not available | data not available | 45750
1200010155431 | [6 empty] | Waitrose | Waitrose | 41 THOMAS MORE STREET |  | St Katharines & Wapping | LONDON | E1W 1YY | England | 534228 | 180429 | New Cross 132kV to Wimbledon 1 and 2 132kV | - | Osborn St B 11kV | 11 | London Power Networks (LPN) | Fossil - Oil | Engine (combustion / reciprocating) |  |  |  | 1.2 | [12 empty] | No | Connected | 1.2 | 1.2 | 1.5 |  |  | 1991-04-15 | [13 empty] | 2021-12-14 | -0.10266 | 51.528 | 51.5280123906255, -0.102658705077949 | LPN-S000000000112 | Fossil fuel
1170000475388 | [5 empty] | 1100039601979 | Walkers snack foods limited | Bursom road | Pepsico Bursom Road Generation, Leicester Ad Plant;11 | Walkers Snack Food Limited, Bursom Road | Leicester | data not available | LE4 1BS | United Kingdom | 456970 | 308649 | Enderby 132Kv S Stn | Leicester North 33Kv S Stn | Beaumont Leys 33 11Kv S Stn | 11 | National Grid Electricity Distribution (East Midlands) Plc | Biomass | Steam turbine (thermal power plant) | Yes | data not available | data not available | 2 | data not applicable | data not applicable | data not applicable | data not available | data not available | data not applicable | data not applicable | data not applicable | data not applicable | data not available | data not available | data not applicable | data not available | Connected | 2 | 1.9 | 2 | 5.814 | 6.12 | 42228 | data not applicable | data not applicable | data not applicable | data not applicable | data not applicable | data not applicable | data not applicable | data not available | data not available | data not available | data not available | data not available | data not available | 45750
Data Not Available | [5 empty] | Data Not Available | Wansbeck General Hospital | Wansbeck General Hospital | Wansbeck Hospital | Woodhorn Lane | Ashington | Northumberland | NE63 9JJ | England | 428870 | 587940 | Blyth 66kV | Blyth 66kV | Ashington | 11 | Northern Powergrid (Northeast) plc | Fossil - Oil | Engine (combustion / reciprocating) | No | Data Not Applicable | Data Not Applicable | 1.65 | Data Not Available | Data Not Available | Data Not Available | Data Not Available | Data Not Available | Data Not Available | Data Not Available | Data Not Available | Data Not Available | Data Not Available | Data Not Available | Data Not Available | No | Connected | 1.65 | 1.65 | 1.737 | Data Not Available | Data Not Available | 2004-06-27 00:00:00 | Data Not Applicable | Data Not Applicable | 1.737 | Data Not Applicable | Data Not Applicable | Data Not Available | Data Not Available | Data Not Available | Data Not Available | Data Not Available | Data Not Available | Data Not Available | Data Not Available | 2022-05-13 | 55.18490882285766, -1.5481498801071487 |  | 2004-06-27 | Northumberland
DATA NOT AVAILABLE | [5 empty] | 1600000136528 | WARBURTONS LIMITED | EATMORE BAKERIES | HEREFORD STREET |  | BOLTON | GREATER MANCHESTER | BL1 8JB | ENGLAND | 371858 | 410648 | KEARSLEY 132 GSP | BOLTON | MUSGRAVE RD | 11 | ELECTRICITY NORTH WEST LIMITED | FOSSIL - GAS | ENGINE (COMBUSTION / RECIPROCATING) | YES | 0 | 0 | 1.25 |  |  |  | 0 | 0 | 0 |  |  |  | 0 | 0 | 0 | NO | CONNECTED | 1.25 | 0 | 0 | 1.33 | 1.4 | 2019-01-01 |  |  |  | 0 | 0 |  |  | NO | NO |  |  |  |  | 2021-12-06 | 53.59164807212555, -2.426635208155955
data not available | [5 empty] | data not available | Warrington North Wastewater Treatment Works | Warrington North Wastewater Treatment Works | Gatewarth Industrial Est | Off Liverpool Road | Liverpool | Cheshire | WA5 1DD | England | 358290 | 387247 | CARRINGTON / FIDDLERS FERRY | SANKEY BRIDGES GT3 / WARRINGTON GT5 | CROSSFIELDS T1 / CROSSFIELDS T2 / LEVERS CROSSFIELDS T3 / GATEWARTH SEWAGE T1 | 33 | SP Manweb plc | Biofuel - Other | Engine (combustion / reciprocating) | Yes | 0 | 0 | 1.1 | data not applicable | data not applicable | No | 0 | 0 | 0 | data not applicable | data not applicable | No | 0 | 0 | 0 | data not available | Connected | 1.1 | 1.1 | 1.1579 | data not applicable | data not applicable | 39521 | data not applicable | data not applicable | data not applicable | data not applicable | data not applicable | data not available | data not applicable | N | N | data not available | N | data not available | data not available | 45625 | data not available | 782
data not available | [5 empty] | data not available | WarriNogtoNo Power | Warrington Power | Warrington Power | 1020 Slutchers Lane | Warrington | Cheshire | WA1 1QL | England | 360214 | 387472 | CARRINGTON / FIDDLERS FERRY | SANKEY BRIDGES GT3 / WARRINGTON GT5 | data not available | 33 | SP Manweb plc | Fossil - Gas | Steam-gas turbine (CCGT) | No | 0 | 0 | 16 | data not applicable | data not applicable | No | 0 | 0 | 0 | data not applicable | data not applicable | No | 0 | 0 | 0 | data not available | Connected | 16 | 16 | 16.8421 | data not applicable | data not applicable | data not available | data not applicable | data not applicable | data not applicable | data not applicable | data not applicable | data not available | data not applicable | N | N | data not available | N | 613771535 | data not available | 44088 | data not available | 783
1170000014584 | [5 empty] | 1170000014575 | Warwick integrated generation ltd | Kirkby in ashfield mill lane | Bentinck Generating Station (Export) | Mill Lane | Kirkby in ashfield | data not available | NG17 9LG | United Kingdom | 449001 | 355153 | Chesterfield 132Kv S Stn | Annesley 33Kv S Stn | Bentinck Generation 33Kv | 33 | National Grid Electricity Distribution (East Midlands) Plc | Biofuel - Landfill gas | Gas turbine (OCGT) | No | data not available | data not available | 12.6 | data not applicable | data not applicable | data not applicable | data not available | data not available | data not applicable | data not applicable | data not applicable | data not applicable | data not available | data not available | data not applicable | data not available | Connected | 12.6 | 11.4 | 12 | 0.475 | 0.5 | 41609 | data not applicable | data not applicable | data not applicable | data not applicable | data not applicable | data not applicable | data not applicable | data not available | data not available | data not available | data not available | data not available | data not available | 45750
data not available | [5 empty] | data not available | WASTE RECYCLING GROUP LIMITED | Ruabon Landfill | Ruabon Landfill Site | Tatham Road | Ruabon | Dee Valley and Mid Wales | LL14 6RF | Wales | 330129 | 344702 | LEGACY | LEGACY LOCAL GT2 / NEWTOWN GT2 / OSWESTRY GT5 / OSWESTRY GT8 / WELSHPOOL GT1 / WHITCHURCH GT1 | RUABON T1 | 33 | SP Manweb plc | Biofuel - Landfill gas | Engine (combustion / reciprocating) | No | 0 | 0 | 2.24 | data not applicable | data not applicable | No | 0 | 0 | 0 | data not applicable | data not applicable | No | 0 | 0 | 0 | data not available | Connected | 2.24 | 2.24 | 2.3579 | data not applicable | data not applicable | data not available | data not applicable | data not applicable | data not applicable | data not applicable | data not applicable | data not available | data not applicable | N | N | data not available | N | data not available | data not available | 44088 | data not available | 677
data not available | [5 empty] | data not available | WASTE RECYCLING GROUP LIMITED | Llandulas Landfill | Llanddulas | Quarry Landfill | Abergele | North Wales | LL22 8HP | Wales | 290115 | 377704 | CONNAHS QUAY / PENTIR / ST ASAPH (PENT) | COLWYN BAY GT1 / COLWYN BAY GT2 / DOLGARROG GT2 | RHYD-Y-FOEL T1 | 33 | SP Manweb plc | Biofuel - Landfill gas | Engine (combustion / reciprocating) | No | 0 | 0 | 4 | data not applicable | data not applicable | No | 0 | 0 | 0 | data not applicable | data not applicable | No | 0 | 0 | 0 | data not available | Connected | 4 | 4 | 4.2105 | data not applicable | data not applicable | data not available | data not applicable | data not applicable | data not applicable | data not applicable | data not applicable | data not available | data not applicable | N | N | data not available | N | data not available | data not available | 44088 | data not available | 508
data not available | [5 empty] | data not available | WASTE RECYCLING GROUP LIMITED | Shanks | Landfill Site | Newbridge Road | Wrexham | Dee Valley and Mid Wales | LL14 5AW | Wales | 329291 | 341655 | LEGACY | LEGACY LOCAL GT2 / NEWTOWN GT2 / OSWESTRY GT5 / OSWESTRY GT8 / WELSHPOOL GT1 / WHITCHURCH GT1 | MONSANTO T1 | 33 | SP Manweb plc | Biofuel - Landfill gas | Engine (combustion / reciprocating) | No | 0 | 0 | 2 | data not applicable | data not applicable | No | 0 | 0 | 0 | data not applicable | data not applicable | No | 0 | 0 | 0 | data not available | Connected | 2 | 2 | 2.1053 | data not applicable | data not applicable | data not available | data not applicable | data not applicable | data not applicable | data not applicable | data not applicable | data not available | data not applicable | N | N | data not available | N | data not available | data not available | 44088 | data not available | 693
1030013499626 | [6 empty] | WASTE TO ENERGY DIVISION | ALDEBY LANDFILL SITE |  | Common Road | Beccles | Suffolk | NR34 0BL | England | 646270 | 292500 | Bramford | Ilketshall Grid 33kV | Barsham Primary 11kV | 11 | Eastern Power Networks (EPN) | Biofuel - Landfill gas | Engine (combustion / reciprocating) |  |  |  | 3 | [12 empty] | No | Connected | 3 | 3 | 3.158 |  |  | 2005-06-15 | [13 empty] | 2024-11-14 | -0.22008 | 52.3072 | 52.3072254625026, -0.220077704453611 | EPN-S0000000H4031 | Biogas
2394000140217 | [5 empty] | Data Not Available | Watervole Way Generation | Watervole Way Generation | Watervole Way Generation | Watervole Way | Doncaster | South Yorkshire | DN4 5JP | England | 457974 | 400794 | West Melton / Thorpe Marsh | Mallard Way | Water Vole Way Generation | 33 | Northern Powergrid (Yorkshire) plc | Fossil - Gas | Engine (combustion / reciprocating) | No | Data Not Applicable | Data Not Applicable | 20 | Data Not Available | Data Not Available | Data Not Available | Data Not Available | Data Not Available | Data Not Available | Data Not Available | Data Not Available | Data Not Available | Data Not Available | Data Not Available | Data Not Available | No | Connected | 20 | 20 | 21.053 | Data Not Available | Data Not Available | 2019-12-20 00:00:00 | Data Not Applicable | Data Not Applicable | 21.053 | Data Not Applicable | Data Not Applicable | 2017-09-04 00:00:00 | Data Not Available | Data Not Available | Data Not Available | Data Not Available | Data Not Available | Data Not Available | Data Not Available | 2017-11-22 | 53.50065623732345, -1.127480764953024 | 2017-09-04 | 2019-12-20 | Doncaster
1170000535113 | [5 empty] | 1170000535104 | Welland bio power limited | Pebble hall farm ad | Pebble Hall Farm | Theddingworth | Lutterworth | Leicestershire | LE17 2NJ | United Kingdom | 466162 | 284508 | Grendon 132Kv S Stn | Kibworth 33Kv S Stn | data not available | 33 | National Grid Electricity Distribution (East Midlands) Plc | Biofuel - Biogas from anaerobic digestion (excluding landfill & sewage) | Engine (combustion / reciprocating) | No | data not available | data not available | 16.56 | data not applicable | data not applicable | data not applicable | data not available | data not available | data not applicable | data not applicable | data not applicable | data not applicable | data not available | data not available | data not applicable | data not available | Connected | 16.56 | 19 | 20 | 1.9 | 2 | 42719 | data not applicable | data not applicable | data not applicable | data not applicable | data not applicable | data not applicable | data not applicable | data not available | data not available | data not available | data not available | data not available | data not available | 45750
1300060729556 | [5 empty] | data not available | Welsh Power | Mersey Wharf | Mersey Wharf Business Park Ch62 4Su | Mersey Wharf Business Park Ch62 4Su | Birkenhead | Wirral | CH64 4SU | England | 335315 | 384345 | BIRKENHEAD | BROMBOROUGH GT3 / ROCK FERRY GT2 | data not available | 33 | SP Manweb plc | Fossil - Gas | Steam-gas turbine (CCGT) | No | 0 | 0 | 16.84 | data not applicable | data not applicable | No | 0 | 0 | 0 | data not applicable | data not applicable | No | 0 | 0 | 0 | data not available | Connected | 16.84 | 16.84 | 17.7263 | 0.6 | 0.63158 | 43131 | data not applicable | data not applicable | data not applicable | data not applicable | data not applicable | data not available | data not applicable | N | N | data not available | N | 614800939 | data not available | 44146 | data not available | 541
1300060736720 | [5 empty] | data not available | Welsh Power | Queensferry Phase III | Queensferry_Phase_Iii | Welsh Power Group Limited | Deeside | Dee Valley and Mid Wales | CH5 2DW | Wales | 332329 | 367970 | CONNAHS QUAY / PENTIR / ST ASAPH (CONQ) | CASTLE CEMENT GT1 / HAWARDEN GT1 / SALTNEY GT1 / SALTNEY G2B | data not available | 33 | SP Manweb plc | Fossil - Oil | Engine (combustion / reciprocating) | No | 0 | 0 | 14 | data not applicable | data not applicable | No | 0 | 0 | 0 | data not applicable | data not applicable | No | 0 | 0 | 0 | data not available | Connected | 14 | 14 | 14.7368 | data not applicable | data not applicable | 43048 | data not applicable | data not applicable | data not applicable | data not applicable | data not applicable | data not available | data not applicable | N | N | data not available | N | data not available | data not available | 44088 | data not available | 650
Data not available | [6 empty] | Welsh Power Group | BATES ROAD | BATES ROAD |  | MALDON | ESSEX | CM9 5FA | England | 585584 | 207738 | Rayleigh | Maldon Grid 33kV | Maldon Causeway Primary 11kV | 11 | Eastern Power Networks (EPN) | Fossil - Gas | Engine (combustion / reciprocating) |  |  |  | 14 | [12 empty] | No | Connected | 14 | 14 | 14.737 | 0.6 | 0.632 | 2021-05-04 | [13 empty] | 2021-12-14 | 0.6814 | 51.6266 | 51.6266004753173, 0.681402267139679 |  | Solar PV
1023480263468 | [6 empty] | Welsh Power Group Limited | 730 LONDON ROAD |  |  | WEST THURROCK | Essex | RM20 3NL | England | 557326 | 177820 | Warley | Purfleet Grid 33kV | Barclay Way Primary 11kV | 11 | Eastern Power Networks (EPN) | Fossil - Gas | Gas turbine (OCGT) |  |  |  | 20 | [12 empty] | No | Connected | 20 | 20 | 21.053 | 0 | 0 | 2021-05-29 | [13 empty] | 2021-07-14 | 1.7096 | 52.5573 | 52.5573406462026, 1.70959968312384 | EPN-S0000000H5003 | Fossil fuel
Data not available | [6 empty] | Welsh Power Group Limited | BRUNEL ROAD |  |  | Benfleet | Essex | SS7 4PS | England | 577786 | 189250 | Tilbury | South Benfleet Grid 33kV | Thundersley Primary 11kV | 11 | Eastern Power Networks (EPN) | Fossil - Gas | Gas turbine (OCGT) |  |  |  | 14 | [12 empty] | No | Connected | 14 | 14 | 14.737 | 0.6 | 0.632 | 2021-02-12 | [13 empty] | 2021-05-17 | 0.14615 | 52.2484 | 52.248427477599, 0.146148533745548 | EPN-S0000000H4001 | Biogas
2198765427530 | [5 empty] | 2100041701230, 2100041701259, 2100041701268, 2199989633165, 2199989633174, 2199989633183 | Wepa uk limited | Bridgend paper mills, llangynwyd, maesteg, bridgend | Northwood & Wepa Limited Bridgend Paper Mills | Llangynwyd | Maesteg | Mid Glamorgan | CF34 9RS | United Kingdom | 287816 | 187146 | data not available | data not available | data not available | 11 | National Grid Electricity Distribution (South Wales) Plc | Advanced Fuel (produced via gasification or pyrolysis of biofuel or waste) | Gas turbine (OCGT) | No | data not available | data not available | 12.52 | Fossil - Oil | Engine (combustion / reciprocating) | No | data not available | data not available | 0.23 | data not applicable | data not applicable | data not applicable | data not available | data not available | data not applicable | data not available | Connected | 12.75 | 3.8 | 4 | 119.7 | 126 | 44621 | data not applicable | data not applicable | data not applicable | data not applicable | data not applicable | data not applicable | data not applicable | data not available | data not available | data not available | data not available | data not available | data not available | 45750
2000000000000 | [5 empty] | 2000000000000 | WESSEX WATER SERVICES LIMITED | DATA NOT AVAILABLE | CHP GENERATOR | BERRY HILL | BOURNEMOUTH | DORSET | DATA NOT AVAILABLE | ENGLAND | DATA NOT AVAILABLE | DATA NOT AVAILABLE | MANNINGTON GSP | REDHILL | REDHILL | 11 | SOUTHERN ELECTRIC POWER DISTRIBUTION PLC | BIOFUEL - SEWAGE GAS | DATA NOT AVAILABLE | NO | DATA NOT AVAILABLE | DATA NOT AVAILABLE | 1.069 | DATA NOT AVAILABLE | DATA NOT AVAILABLE | DATA NOT AVAILABLE | DATA NOT AVAILABLE | DATA NOT AVAILABLE | DATA NOT AVAILABLE | DATA NOT AVAILABLE | DATA NOT AVAILABLE | DATA NOT AVAILABLE | DATA NOT AVAILABLE | DATA NOT AVAILABLE | DATA NOT AVAILABLE | NO | CONNECTED | 1.069 | 1.069 | 1.125 | DATA NOT AVAILABLE | DATA NOT AVAILABLE | DATA NOT AVAILABLE | DATA NOT AVAILABLE | DATA NOT AVAILABLE | DATA NOT AVAILABLE | DATA NOT AVAILABLE | DATA NOT AVAILABLE | DATA NOT AVAILABLE | DATA NOT AVAILABLE | N | DATA NOT AVAILABLE | DATA NOT AVAILABLE | DATA NOT AVAILABLE | DATA NOT AVAILABLE | DATA NOT AVAILABLE | 44105
2000000000000 | [5 empty] | 2000000000000 | WESSEX WATER SERVICES LIMITED | DATA NOT AVAILABLE | EMPOOL PUMPING STN | WEST KNIGHTON | DORCHESTER | DORSET | DT2 8PE | ENGLAND | 373335 | 87801 | CHICKERELL GSP | CHICKERELL | DORCHESTER | 11 | SOUTHERN ELECTRIC POWER DISTRIBUTION PLC | OTHER | ENGINE (COMBUSTION / RECIPROCATING) | NO | DATA NOT AVAILABLE | DATA NOT AVAILABLE | 1.368 | DATA NOT AVAILABLE | DATA NOT AVAILABLE | DATA NOT AVAILABLE | DATA NOT AVAILABLE | DATA NOT AVAILABLE | DATA NOT AVAILABLE | DATA NOT AVAILABLE | DATA NOT AVAILABLE | DATA NOT AVAILABLE | DATA NOT AVAILABLE | DATA NOT AVAILABLE | DATA NOT AVAILABLE | NO | CONNECTED | 1.368 | 1.368 | 1.44 | DATA NOT AVAILABLE | DATA NOT AVAILABLE | DATA NOT AVAILABLE | DATA NOT AVAILABLE | DATA NOT AVAILABLE | DATA NOT AVAILABLE | DATA NOT AVAILABLE | DATA NOT AVAILABLE | DATA NOT AVAILABLE | DATA NOT AVAILABLE | N | DATA NOT AVAILABLE | DATA NOT AVAILABLE | DATA NOT AVAILABLE | DATA NOT AVAILABLE | DATA NOT AVAILABLE | 44105
2200031824783 | [5 empty] | 2200031982337 | Wessex water services ltd | Portbury wharf (wessex water) import/export | Export | Portbury Wha, Portishead | Bristol | data not available | BS20 7DH | United Kingdom | 347592 | 176385 | Seabank Sgp | Portishead New Bsp | Gas Lane | data not available | National Grid Electricity Distribution (South West) Plc | data not available | data not available | No | data not available | data not available | 1.06 | data not applicable | data not applicable | data not applicable | data not available | data not available | data not applicable | data not applicable | data not applicable | data not applicable | data not available | data not available | data not applicable | data not available | Connected | 1.06 | 0.5225 | 0.55 | 0.665 | 0.7 | 40756 | data not applicable | data not applicable | data not applicable | data not applicable | data not applicable | data not applicable | data not applicable | data not available | data not available | data not available | data not available | data not available | data not available | 45750
2200031824792 | [5 empty] | 2200030512991 | Wessex water services ltd | Sutton bingham import/export site | Water Treatment Works, Wessex Water Limi | Sutton Bingham | Yeovil | Somerset | BA22 9QL | United Kingdom | 355603 | 111614 | Axminster Sgp | Yeovil Bsp | Coker | 11 | National Grid Electricity Distribution (South West) Plc | Fossil - Other | Engine (combustion / reciprocating) | No | data not available | data not available | 1 | data not applicable | data not applicable | data not applicable | data not available | data not available | data not applicable | data not applicable | data not applicable | data not applicable | data not available | data not available | data not applicable | data not available | Connected | 1 | 0.95 | 1 | 0.589 | 0.62 | 34881 | data not applicable | data not applicable | data not applicable | data not applicable | data not applicable | data not applicable | data not applicable | data not available | data not available | data not available | data not available | data not available | data not available | 45750
2200031824808 | [5 empty] | 2200030362225 | Wessex water services ltd | West huntspill stw import/export | Huntspill Treatment Works | West Huntspill | Highbridge | Somerset | TA9 3RJ | United Kingdom | 330040 | 146790 | Bridgwater Sgp | Bridgwater Grid Bsp | Burnham | data not available | National Grid Electricity Distribution (South West) Plc | data not available | data not available | No | data not available | data not available | 1.2 | data not applicable | data not applicable | data not applicable | data not available | data not available | data not applicable | data not applicable | data not applicable | data not applicable | data not available | data not available | data not applicable | data not available | Connected | 1.2 | 0.475 | 0.5 | 1.1875 | 1.25 | 37773 | data not applicable | data not applicable | data not applicable | data not applicable | data not applicable | data not applicable | data not applicable | data not available | data not available | data not available | data not available | data not available | data not available | 45750
2200031824826 | [5 empty] | 2200030354846 | Wessex water services ltd | Bridgwater chilton trinity stw import/export site | Saltlands Recycling Centre Export | Saltlands Avenue | Bridgwater | Somerset | TA6 3JG | United Kingdom | 330111 | 138280 | Bridgwater Sgp | Bridgwater Grid Bsp | Bath Road Primary | 11 | National Grid Electricity Distribution (South West) Plc | Fossil - Oil | Engine (combustion / reciprocating) | No | data not available | data not available | 1.25 | data not applicable | data not applicable | data not applicable | data not available | data not available | data not applicable | data not applicable | data not applicable | data not applicable | data not available | data not available | data not applicable | data not available | Connected | 1.25 | 1.1875 | 1.25 | 0.7885 | 0.83 | 36982 | data not applicable | data not applicable | data not applicable | data not applicable | data not applicable | data not applicable | data not applicable | data not available | data not available | data not available | data not available | data not available | data not available | 45750
2200032124283 | [5 empty] | 2200032124274 | Wessex water services ltd | Bristol avonmouth kingsweston ln import/export 2nd site | Bristol Sewage Treatment Plant | Kings Weston Lane, Avonmouth | Bristol | data not available | BS11 0YS | United Kingdom | 353358 | 179393 | Seabank Sgp | Avonmouth Bsp | Avonmouth | data not available | National Grid Electricity Distribution (South West) Plc | data not available | data not available | No | data not available | data not available | 13.57 | data not applicable | data not applicable | data not applicable | data not available | data not available | data not applicable | data not applicable | data not applicable | data not applicable | data not available | data not available | data not applicable | data not available | Connected | 13.57 | 3.8 | 4 | 6.84 | 7.2 | 36495 | data not applicable | data not applicable | data not applicable | data not applicable | data not applicable | data not applicable | data not applicable | data not available | data not available | data not available | data not available | data not available | data not available | 45750
2200040118141 | [5 empty] | 2200031596859 | Wessex water services ltd | Wessex water - bleadon levels, weston-super-mare | Export Levels Sewage Treatment Works | Accommodation Road, Bleadon | Weston-super-mare | data not available | BS24 0AP | United Kingdom | 330872 | 156244 | Sandford 132Kv Sgp | Weston Bsp 132Kv | Bournville | 11 | National Grid Electricity Distribution (South West) Plc | Fossil - Oil | Engine (combustion / reciprocating) | No | data not available | data not available | 5.85 | data not applicable | data not applicable | data not applicable | data not available | data not available | data not applicable | data not applicable | data not applicable | data not applicable | data not available | data not available | data not applicable | data not available | Connected | 5.85 | 3.61 | 3.8 | 2.28 | 2.4 | 41199 | data not applicable | data not applicable | data not applicable | data not applicable | data not applicable | data not applicable | data not applicable | data not available | data not available | data not available | data not available | data not available | data not available | 45750
2200040118160 | [5 empty] | 2200030354623 | Wessex water services ltd | Minehead dunster marsh import/export site | Sewage Treatment Works | Station Road, Dunster | Minehead | Somerset | TA24 6PJ | United Kingdom | 298908 | 145177 | Taunton Sgp | Bowhays Cross Bsp | Alcombe | 11 | National Grid Electricity Distribution (South West) Plc | Fossil - Gas | Engine (combustion / reciprocating) | No | data not available | data not available | 1.315 | data not applicable | data not applicable | data not applicable | data not available | data not available | data not applicable | data not applicable | data not applicable | data not applicable | data not available | data not available | data not applicable | data not available | Connected | 1.315 | 1.14 | 1.2 | 0.5415 | 0.57 | 35855 | data not applicable | data not applicable | data not applicable | data not applicable | data not applicable | data not applicable | data not applicable | data not available | data not available | data not available | data not available | data not available | data not available | 45750
2200040203188 | [5 empty] | 2200030347802 | Wessex water services ltd | Weston super mare black rock sps import/export | Black Rock Pumping Station | Windwhistle Road | Weston-super-mare | data not available | BS23 4PD | United Kingdom | 332143 | 159195 | Sandford 132Kv Sgp | Weston Bsp 132Kv | Bournville | 11 | National Grid Electricity Distribution (South West) Plc | Fossil - Oil | Engine (combustion / reciprocating) | No | data not available | data not available | 2 | data not applicable | data not applicable | data not applicable | data not available | data not available | data not applicable | data not applicable | data not applicable | data not applicable | data not available | data not available | data not applicable | data not available | Connected | 2 | 1.14 | 1.2 | 1.482 | 1.56 | 37773 | data not applicable | data not applicable | data not applicable | data not applicable | data not applicable | data not applicable | data not applicable | data not available | data not available | data not available | data not available | data not available | data not available | 45750
2200040203197, 2200040216958 | [5 empty] | 2200030353727, 2200030353736 | Wessex water services ltd | Kingston seymour stw import/export site | Export | Back Lane, Kingston Seymour | Clevedon | data not available | BS21 6UY | United Kingdom | 339057 | 168114 | Sandford 132Kv Sgp | Churchill Bsp 132Kv | Congresbury | data not available | National Grid Electricity Distribution (South West) Plc | data not available | data not available | No | data not available | data not available | 0.44 | data not applicable | data not applicable | data not applicable | data not available | data not available | data not applicable | data not applicable | data not applicable | data not applicable | data not available | data not available | data not applicable | data not available | Connected | 0.44 | 1.1305 | 1.19 | 1.9 | 2 | 37347 | data not applicable | data not applicable | data not applicable | data not applicable | data not applicable | data not applicable | data not applicable | data not available | data not available | data not available | data not available | data not available | data not available | 45750
2200041652386 | [5 empty] | 2200041495926 | Wessex water services ltd | Wiveliscombe maundown | Filter Station | Maundown, Wiveliscombe | Taunton | Somerset | TA4 2BU | United Kingdom | 306328 | 129178 | Taunton Sgp | Taunton Main Bsp | Wiveliscombe | 11 | National Grid Electricity Distribution (South West) Plc | data not available | data not available | No | data not available | data not available | 0.5 | data not applicable | data not applicable | data not applicable | data not available | data not available | data not applicable | data not applicable | data not applicable | data not applicable | data not available | data not available | data not applicable | data not available | Connected | 0.5 | 1.425 | 1.5 | 0.551 | 0.58 | 39518 | data not applicable | data not applicable | data not applicable | data not applicable | data not applicable | data not applicable | data not applicable | data not available | data not available | data not available | data not available | data not available | data not available | 45750
2200041868592 | [5 empty] | 2200030355079 | Wessex water services ltd | Taunton creech st michael ham stw | Ham Sewage Treatment Works | Ham, Creech St Michael | Taunton | Somerset | TA3 5NU | United Kingdom | 328459 | 124682 | Bridgwater Sgp | Bridgwater Grid Bsp | Creech St Michael | 11 | National Grid Electricity Distribution (South West) Plc | Fossil - Gas | Engine (combustion / reciprocating) | No | data not available | data not available | 0.944 | data not applicable | data not applicable | data not applicable | data not available | data not available | data not applicable | data not applicable | data not applicable | data not applicable | data not available | data not available | data not applicable | data not available | Connected | 0.944 | 2.565 | 2.7 | 0.98895 | 1.041 | 34243 | data not applicable | data not applicable | data not applicable | data not applicable | data not applicable | data not applicable | data not applicable | data not available | data not available | data not available | data not available | data not available | data not available | 45750
data not available | [5 empty] | data not applicable | West Roucan Farm | West Roucan Farm / Tinwald House | West Roucan Farm | Low Road | Tinwald | Dumfries and Galloway | DG1 3QG | Scotland | 302096 | 578528 | Dumfries | data not applicable | HEATHHALL (11kV) | 11 | SP Distribution Ltd | Biofuel - Landfill gas | Steam-gas turbine (CCGT) | No | 0 | 0 | 1.2 | data not applicable | data not applicable | No | 0 | 0 | 0 | data not applicable | data not applicable | No | 0 | 0 | 0 | No | Connected | 1.2 | 1.2 | 1.2632 | 0 | 0 | 42339 | data not applicable | data not applicable | data not applicable | data not applicable | data not applicable | data not available | data not available | N | N | data not available | N | data not available | data not available | 45019 | data not available | 794
2100040719983 | [5 empty] | 2100040719992 | Western bio-energy limited | Biomass generation site margam | Western Wood Energy Plant;1 | Longland Lane | Margam | South Glamorgan | SA13 2NR | United Kingdom | 279033 | 186173 | Pyle Grid | Pyle Bsp | data not available | 33 | National Grid Electricity Distribution (South Wales) Plc | Biomass | Steam turbine (thermal power plant) | No | data not available | data not available | 19 | data not applicable | data not applicable | data not applicable | data not available | data not available | data not applicable | data not applicable | data not applicable | data not applicable | data not available | data not available | data not applicable | data not available | Connected | 19 | 15.01 | 15.8 | 1.9 | 2 | 39630 | data not applicable | data not applicable | data not applicable | data not applicable | data not applicable | data not applicable | data not applicable | data not available | data not available | data not available | data not available | data not available | data not available | 45750
2200031825680 | [5 empty] | 2200041857484 | Western power generation ltd | St marys generation station import/export site | St Marys Generation Station | St Mary'S | Isles of scilly | data not available | TR21 0LL | United Kingdom | 90722 | 10459 | Indian Queens Sgp | Hayle Bsp | Isles Of Scilly | data not available | National Grid Electricity Distribution (South West) Plc | data not available | data not available | No | data not available | data not available | 3 | data not applicable | data not applicable | data not applicable | data not available | data not available | data not applicable | data not applicable | data not applicable | data not applicable | data not available | data not available | data not applicable | data not available | Connected | 3 | 2.85 | 3 | 0.475 | 0.5 | 33878 | data not applicable | data not applicable | data not applicable | data not applicable | data not applicable | data not applicable | data not applicable | data not available | data not available | data not available | data not available | data not available | data not available | 45750
1640000785175 | [5 empty] | 1640000785166 | WESTFIELD SM LIMITED | SITE 2 | GRAPHITE WAY | GRAPHITE WAY | GLOSSOP | DERBYSHIRE | SK13 1QH | ENGLAND | 401476 | 396567 | STALYBRIDGE GSP | HYDE | HADFIELD | 11 | ELECTRICITY NORTH WEST LIMITED | FOSSIL - GAS | ENGINE (COMBUSTION / RECIPROCATING) | NO | 0 | 0 | 6.06 |  |  |  | 0 | 0 | 0 |  |  |  | 0 | 0 | 0 | NO | CONNECTED | 6.06 | 5.7 | 6 | 0.1425 | 0.15 | 2018-11-01 |  |  |  | 0 | 0 |  |  | NO | NO |  |  |  |  | 2021-12-06 | 53.465842689363804, -1.9792345192023322
1900092181169 | [5 empty] | 1900092181958 | Westgate Power | WESTGATE POWER | UNIT F6A NORTHFLEET INDUSTRIAL ESTATE | LOWER ROAD | NORTHFLEET | KENT | DA11 9SW | England | 561047 | 174974 | Northfleet East | Northfleet East 33kV | Gravesend West 11kV | 11 | South Eastern Power Networks (SPN) | Fossil - Gas | Engine (combustion / reciprocating) | No |  |  | 5.337 | [12 empty] | No | Connected | 5.337 | 5.337 | 5.604 |  |  | 2022-05-24 | [7 empty] | No | No |  |  |  |  | 2024-01-15 | 0.12437 | 50.9403 | 50.9403442209767, 0.124369624305928 |  | Storage
1470000666325 | [5 empty] | 1470000666307 | Westland nurseries (offenham) ltd | Westland nurseries (offenham) ltd | Westland Nurseries | Station Road, Offenham | Evesham | data not available | WR11 8LW | United Kingdom | 406320 | 245226 | Feckenham 66 11Kv S Stn | Feckenham 66/11Kv | Evesham 66 11Kv S Stn | 11 | National Grid Electricity Distribution (West Midlands) Plc | Fossil - Gas | Engine (combustion / reciprocating) | Yes | data not available | data not available | 1 | data not applicable | data not applicable | data not applicable | data not available | data not available | data not applicable | data not applicable | data not applicable | data not applicable | data not available | data not available | data not applicable | data not available | Connected | 1 | 0.95 | 1 | 1.805 | 1.9 | 42644 | data not applicable | data not applicable | data not applicable | data not applicable | data not applicable | data not applicable | data not applicable | data not available | data not available | data not available | data not available | data not available | data not available | 45750
1900091919597 | [5 empty] | 1900091919588 | WESTWOOD POWER | STRASBOURG STREET | STRASBOURG STREET |  | MARGATE | KENT | CT9 4JF | England | 635973 | 168788 | Sellindge SGT2 & 3 & Richborough SGT | Thanet Grid 33kV |  | 33 | South Eastern Power Networks (SPN) | Fossil - Gas | Engine (combustion / reciprocating) |  |  |  | 21.05 | [12 empty] | Yes | Connected | 21.05 | 21.05 | 22.158 |  |  | 2020-08-12 | [13 empty] | 2023-03-14 | -0.15333 | 51.1583 | 51.1582757992703, -0.153333720284399 | SPN-S000000009145 | Storage
2394000100766 | [5 empty] | Data Not Available | Whaley Road Generation (Barnsley) | Whaley Road Generation (Barnsley) | Morston Claycliffe Office Park | Barugh | Barnsley | South Yorkshire | S75 1HQ | England | 432026 | 407988 | West Melton Section 3 | Barugh 132/66kV | Barugh 66/11kV | 11 | Northern Powergrid (Yorkshire) plc | Biomass | Steam turbine (thermal power plant) | No | Data Not Applicable | Data Not Applicable | 8.93 | Data Not Available | Data Not Available | Data Not Available | Data Not Available | Data Not Available | Data Not Available | Data Not Available | Data Not Available | Data Not Available | Data Not Available | Data Not Available | Data Not Available | No | Connected | 8.93 | 8.93 | 9.4 | Data Not Available | Data Not Available | 2012-12-20 00:00:00 | Data Not Applicable | Data Not Applicable | 9.4 | Data Not Applicable | Data Not Applicable | Data Not Available | Data Not Available | Data Not Available | Data Not Available | Data Not Available | Data Not Available | Data Not Available | Data Not Available | 2017-03-08 | 53.567530393571445, -1.517905556569705 |  | 2012-12-20 | Barnsley
2000000000000 | [5 empty] | 2000000000000 | WHEATLEY POWER EXPORT | WHEATLEY GAS GENERATION | DATA NOT AVAILABLE | DATA NOT AVAILABLE | OXFORD | OXFORDSHIRE | OX33 1YW | ENGLAND | 460415 | 205682 | COWLEY GSP | HEADINGTON | WHEATLEY | 11 | SOUTHERN ELECTRIC POWER DISTRIBUTION PLC | BIOFUEL - LANDFILL GAS | DATA NOT AVAILABLE | NO | DATA NOT AVAILABLE | DATA NOT AVAILABLE | 7.12 | DATA NOT AVAILABLE | DATA NOT AVAILABLE | DATA NOT AVAILABLE | DATA NOT AVAILABLE | DATA NOT AVAILABLE | DATA NOT AVAILABLE | DATA NOT AVAILABLE | DATA NOT AVAILABLE | DATA NOT AVAILABLE | DATA NOT AVAILABLE | DATA NOT AVAILABLE | DATA NOT AVAILABLE | DATA NOT AVAILABLE | CONNECTED | 7.12 | 6.764 | 7.12 | 0.21 | 0.22105 | 45196 | DATA NOT AVAILABLE | DATA NOT AVAILABLE | DATA NOT AVAILABLE | DATA NOT AVAILABLE | DATA NOT AVAILABLE | DATA NOT AVAILABLE | DATA NOT AVAILABLE | N | DATA NOT AVAILABLE | DATA NOT AVAILABLE | DATA NOT AVAILABLE | DATA NOT AVAILABLE | DATA NOT AVAILABLE | 45268
2394000117991 | [5 empty] | Data Not Available | Whitemoor STOR | Whitemoor STOR | Selby Energy Park | Lowmoor Road | Selby | North Yorkshire | YO8 6EG | England | 466447 | 435914 | Drax | Osgodby 1/2 | Whitemoor | 33 | Northern Powergrid (Yorkshire) plc | Fossil - Oil | Engine (combustion / reciprocating) | No | Data Not Applicable | Data Not Applicable | 18 | Data Not Available | Data Not Available | Data Not Available | Data Not Available | Data Not Available | Data Not Available | Data Not Available | Data Not Available | Data Not Available | Data Not Available | Data Not Available | Data Not Available | No | Connected | 18 | 18 | 18.947 | Data Not Available | Data Not Available | 2014-10-22 00:00:00 | Data Not Applicable | Data Not Applicable | 18.947 | Data Not Applicable | Data Not Applicable | Data Not Available | Data Not Available | Data Not Available | Data Not Available | Data Not Available | Data Not Available | Data Not Available | Data Not Available | 2017-03-08 | 53.81527199810142, -0.9922677018223849 |  | 2014-10-22 | North Yorkshire
1200010095010 | [6 empty] | Whittington Hospital | Whittington Hospital | MAGDALA AVENUE |  | Highgate Hill | LONDON | N19 5NF | England | 529061 | 186940 | Islington 132kV | Holloway Grid 66kV | Hatchard Rd 11kV | 11 | London Power Networks (LPN) | Fossil - Oil | Engine (combustion / reciprocating) |  |  |  | 3.208 | [12 empty] | No | Connected | 3.208 | 3.208 | 4.01 |  |  | 2015-11-22 | [13 empty] | 2021-12-14 | -0.092677 | 51.4674 | 51.4674023655171, -0.0926769037857477 | LPN-S000000000907 | Fossil fuel
2000000000000 | [5 empty] | 2000000000000 | WHITTLE POWER IMPORT | DATA NOT AVAILABLE | WHITTLE POWER GAS, LAND ON 23 | WHITTLE ROAD | WIMBORNE | DORSET | BH21 7PW | ENGLAND | 405941 | 101216 | MANNINGTON GSP | MANNINGTON | FERNDOWN | 11 | SOUTHERN ELECTRIC POWER DISTRIBUTION PLC | BIOFUEL - LANDFILL GAS | DATA NOT AVAILABLE | NO | DATA NOT AVAILABLE | DATA NOT AVAILABLE | 5.07 | DATA NOT AVAILABLE | DATA NOT AVAILABLE | DATA NOT AVAILABLE | DATA NOT AVAILABLE | DATA NOT AVAILABLE | DATA NOT AVAILABLE | DATA NOT AVAILABLE | DATA NOT AVAILABLE | DATA NOT AVAILABLE | DATA NOT AVAILABLE | DATA NOT AVAILABLE | DATA NOT AVAILABLE | DATA NOT AVAILABLE | CONNECTED | 5.07 | 4.8165 | 5.07 | 0.21 | 0.22105 | DATA NOT AVAILABLE | DATA NOT AVAILABLE | DATA NOT AVAILABLE | DATA NOT AVAILABLE | DATA NOT AVAILABLE | DATA NOT AVAILABLE | DATA NOT AVAILABLE | DATA NOT AVAILABLE | N | DATA NOT AVAILABLE | DATA NOT AVAILABLE | DATA NOT AVAILABLE | DATA NOT AVAILABLE | DATA NOT AVAILABLE | 45268
1430000013871 | [5 empty] | 1423341200009 | Wienerberger limited | waresley unit 100 | Unit 100 | Hartlebury Trading Estate, Hartlebury | Kidderminster | Worcestershire | DY10 4JB | United Kingdom | 385492 | 270267 | Bishops Wood 132Kv S Stn | Stourport 132 66 33Kv S Stn | Stourport 132/66/33/11Kv | 0.4 | National Grid Electricity Distribution (West Midlands) Plc | data not available | data not available | No | data not available | data not available | 1.894 | data not applicable | data not applicable | data not applicable | data not available | data not available | data not applicable | data not applicable | data not applicable | data not applicable | data not available | data not available | data not applicable | data not available | Connected | 1.894 | 2.09 | 2.2 | 2.09 | 2.2 | 40612 | data not applicable | data not applicable | data not applicable | data not applicable | data not applicable | data not applicable | data not applicable | data not available | data not available | data not available | data not available | data not available | data not available | 45750
1170000662140 | [5 empty] | 1170000662150 | William corbett farms ltd | Atherstone, austrey house farm ad plant | Austrey House Farm | Orton Lane, Austrey | Atherstone | Warwickshire | CV9 3EA | United Kingdom | 430135 | 305158 | Lea Marston 132Kv S Stn | Tamworth 33Kv S Stn | Polesworth 33 11Kv S Stn | 11 | National Grid Electricity Distribution (East Midlands) Plc | Biofuel - Biogas from anaerobic digestion (excluding landfill & sewage) | Engine (combustion / reciprocating) | Yes | data not available | data not available | 1 | data not applicable | data not applicable | data not applicable | data not available | data not available | data not applicable | data not applicable | data not applicable | data not applicable | data not available | data not available | data not applicable | data not available | Connected | 1 | 0.95 | 1 | 0.19 | 0.2 | 42522 | data not applicable | data not applicable | data not applicable | data not applicable | data not applicable | data not applicable | data not applicable | data not available | data not available | data not available | data not available | data not available | data not available | 45750
1800053648115 | [5 empty] | data not applicable | WILLIAM GRANT & SONS DILSTILLERS LTD | Grants Girvan B | Girvan Distillery | Grangestone Ind Estate | Girvan | South Ayrshire | KA26 9PT | Scotland | 220061 | 599954 | Maybole | data not applicable | GIRVAN (11kV) | 11 | SP Distribution Ltd | Fossil - Gas | Gas turbine (OCGT) | Yes | 0 | 0 | 5.982 | data not applicable | data not applicable | No | 0 | 0 | 0 | data not applicable | data not applicable | No | 0 | 0 | 0 | No | Connected | 5.982 | 6 | 6.3158 | 0 | 0 | 40934 | data not applicable | data not applicable | data not applicable | data not applicable | data not applicable | data not available | data not available | N | N | data not available | N | data not available | data not available | 44146 | data not available | 376
1800060493341 | [5 empty] | data not applicable | WILLIAM GRANT & SONS DILSTILLERS LTD | Grants Girvan A | Girvan Distillery | Grangestone Ind Estate | Girvan | South Ayrshire | KA26 9PT | Scotland | 220195 | 599770 | Maybole | data not applicable | GIRVAN (11kV) | 11 | SP Distribution Ltd | Fossil - Gas | Gas turbine (OCGT) | Yes | 0 | 0 | 5 | data not applicable | data not applicable | No | 0 | 0 | 0 | data not applicable | data not applicable | No | 0 | 0 | 0 | No | Connected | 9.32 | 6 | 6.3158 | 0 | 0 | 42461 | data not applicable | data not applicable | data not applicable | data not applicable | data not applicable | data not available | data not available | N | N | data not available | N | data not available | data not available | 44146 | data not available | 375
data not available | [5 empty] | data not applicable | William Tracey Ltd | Barkip Landfill | Barkip Anaerobic Digestion Plant | B707 | Barkip | North Ayrshire | KA24 4JJ | Scotland | 233324 | 650369 | Saltcoats | data not applicable | KILBIRNIE (11kV) | 11 | SP Distribution Ltd | Biofuel - Landfill gas | Steam-gas turbine (CCGT) | No | data not available | data not available | 1.2 | data not applicable | data not applicable | No | 0 | 0 | 0 | data not applicable | data not applicable | No | 0 | 0 | 0 | No | Connected | 1.2 | 1.2 | 1.2632 | 0 | 0 | 38273 | data not applicable | data not applicable | data not applicable | data not applicable | data not applicable | data not available | data not available | N | N | data not available | N | data not available | data not available | 44088 | data not available | 113
data not available | [5 empty] | data not applicable | William Tracey Ltd | Barkip Anaerobic Digestor | Barkip Anaerobic Digestion Plant | B707 | Barkip | North Ayrshire | KA24 4JJ | Scotland | 233264 | 650410 | Saltcoats | data not applicable | KILBIRNIE (11kV) | 11 | SP Distribution Ltd | Biofuel - Biogas from anaerobic digestion (excluding landfill & sewage) | Gas turbine (OCGT) | No | 0 | 0 | 2.2 | data not applicable | data not applicable | No | 0 | 0 | 0 | data not applicable | data not applicable | No | 0 | 0 | 0 | No | Connected | 2.2 | 2.4 | 2.5263 | 0 | 0 | 40827 | data not applicable | data not applicable | data not applicable | data not applicable | data not applicable | data not available | data not available | N | N | data not available | N | data not available | data not available | 44088 | data not available | 112
1470000631002 | [5 empty] | 1470000630996 | Wolverhampton power limited | Chillington works industrial estate | Export Welsh Power, 2 | Kingsway | Cardiff | data not available | CF10 3FD | United Kingdom | 318237 | 176600 | Willenhall 132 25Kv S Stn | Wolverhampton 132Kv S Stn | Wolverhampton 132/33/11Kv | 33 | National Grid Electricity Distribution (West Midlands) Plc | Fossil - Gas | Engine (combustion / reciprocating) | No | data not available | data not available | 16 | data not applicable | data not applicable | data not applicable | data not available | data not available | data not applicable | data not applicable | data not applicable | data not applicable | data not available | data not available | data not applicable | data not available | Connected | 16 | 15.9999 | 16.842 | 0.30875 | 0.325 | 43009 | data not applicable | data not applicable | data not applicable | data not applicable | data not applicable | data not applicable | data not applicable | data not available | data not available | data not available | data not available | data not available | data not available | 45750
1574200338093 | [5 empty] | Data Not Available | Worset Lane Generation | Worset Lane Generation | Land at Worset Lane | Hart Village | Hartlepool | County Durham | TS27 3BL | England | 445905 | 533761 | Hartmoor | Hartmoor | Worset Lane Generation | 66 | Northern Powergrid (Northeast) plc | Fossil - Gas | Engine (combustion / reciprocating) | No | Data Not Applicable | Data Not Applicable | 49.894 | Data Not Available | Data Not Available | Data Not Available | Data Not Available | Data Not Available | Data Not Available | Data Not Available | Data Not Available | Data Not Available | Data Not Available | Data Not Available | Data Not Available | No | Connected | 49.894 | 49.894 | 52.52 | Data Not Available | Data Not Available | 2021-10-19 00:00:00 | Data Not Applicable | Data Not Applicable | 52.52 | Data Not Applicable | Data Not Applicable | 2017-06-29 00:00:00 | Data Not Available | Data Not Available | Data Not Available | Data Not Available | Data Not Available | Data Not Available | Data Not Available | 2017-07-11 | 54.6967971844785, -1.2892770752425415 | 2017-06-29 | 2021-10-19 | Hartlepool
1424699000008 | [5 empty] | 1421650100001 | Wrg wte ltd | Hailstone quarry | Hailstone Quarry No 3, Portway Road | Rowley Regis | Warley | West Midlands | B65 9DD | United Kingdom | 396423 | 288034 | Penn 132Kv S Stn | Dudley 132Kv S Stn | Dudley 132/11Kv | 0.4 | National Grid Electricity Distribution (West Midlands) Plc | data not available | data not available | No | data not available | data not available | 2.006 | data not applicable | data not applicable | data not applicable | data not available | data not available | data not applicable | data not applicable | data not applicable | data not applicable | data not available | data not available | data not applicable | data not available | Connected | 2.006 | 1.9057 | 2.006 | 0.1425 | 0.15 | 38292 | data not applicable | data not applicable | data not applicable | data not applicable | data not applicable | data not applicable | data not applicable | data not available | data not available | data not available | data not available | data not available | data not available | 45750
2000000000000 | [5 empty] | 2000000000000 | THE ISLE OF WIGHT ENERGY COMPANY LIMITED | ARRETON VALLEY NURSERY | ARRETON VALLEY NURSERY | MAIN ROAD | NEWPORT | ISLE OF WIGHT | PO30 3AR | ENGLAND | 454719 | 84542 | FAWLEY GSP | COWES & WOOTTON COMMON | ARRETON NURSERIES | 33 | SOUTHERN ELECTRIC POWER DISTRIBUTION PLC | SOLAR | PHOTOVOLTAIC | NO | DATA NOT AVAILABLE | DATA NOT AVAILABLE | 33.25 | DATA NOT AVAILABLE | DATA NOT AVAILABLE | DATA NOT AVAILABLE | DATA NOT AVAILABLE | DATA NOT AVAILABLE | DATA NOT AVAILABLE | DATA NOT AVAILABLE | DATA NOT AVAILABLE | DATA NOT AVAILABLE | DATA NOT AVAILABLE | DATA NOT AVAILABLE | DATA NOT AVAILABLE | NO | CONNECTED | 33.25 | 33.25 | 35 | DATA NOT AVAILABLE | DATA NOT AVAILABLE | DATA NOT AVAILABLE | DATA NOT AVAILABLE | DATA NOT AVAILABLE | DATA NOT AVAILABLE | DATA NOT AVAILABLE | DATA NOT AVAILABLE | DATA NOT AVAILABLE | DATA NOT AVAILABLE | N | DATA NOT AVAILABLE | DATA NOT AVAILABLE | DATA NOT AVAILABLE | DATA NOT AVAILABLE | DATA NOT AVAILABLE | 44034
2000000000000 | [5 empty] | 2000000000000 | THAMES WATER UTILITIES LIMITED | ASHFORD COMMON | ASHFORD COMMON WTW ASHFW1ZZ | STAINES ROAD WEST | ASHFORD | SURREY | TW15 1RU | ENGLAND | 508688 | 170136 | LALEHAM | EAST BEDFONT A | ASHFORD COMMON | 22 | SOUTHERN ELECTRIC POWER DISTRIBUTION PLC | SOLAR | PHOTOVOLTAIC | NO | DATA NOT AVAILABLE | DATA NOT AVAILABLE | 4.75 | DATA NOT AVAILABLE | DATA NOT AVAILABLE | DATA NOT AVAILABLE | DATA NOT AVAILABLE | DATA NOT AVAILABLE | DATA NOT AVAILABLE | DATA NOT AVAILABLE | DATA NOT AVAILABLE | DATA NOT AVAILABLE | DATA NOT AVAILABLE | DATA NOT AVAILABLE | DATA NOT AVAILABLE | NO | CONNECTED | 4.75 | 4.75 | 5 | DATA NOT AVAILABLE | DATA NOT AVAILABLE | DATA NOT AVAILABLE | DATA NOT AVAILABLE | DATA NOT AVAILABLE | DATA NOT AVAILABLE | DATA NOT AVAILABLE | DATA NOT AVAILABLE | DATA NOT AVAILABLE | DATA NOT AVAILABLE | N | DATA NOT AVAILABLE | DATA NOT AVAILABLE | DATA NOT AVAILABLE | DATA NOT AVAILABLE | DATA NOT AVAILABLE | 44034
2000000000000 | [5 empty] | 2000000000000 | INFINIS PLC - WAPSEYS | WAPSEYS WOOD III | WAPSEYS WOOD III | OXFORD ROAD | GERRARDS CROSS | BUCKINGHAMSHIRE | SL9 8TG | ENGLAND | 497477 | 188599 | IVER 132KV | DENHAM | WAPSEYS WOOD | 22 | SOUTHERN ELECTRIC POWER DISTRIBUTION PLC | SOLAR | PHOTOVOLTAIC | NO | DATA NOT AVAILABLE | DATA NOT AVAILABLE | 6.65 | DATA NOT AVAILABLE | DATA NOT AVAILABLE | DATA NOT AVAILABLE | DATA NOT AVAILABLE | DATA NOT AVAILABLE | DATA NOT AVAILABLE | DATA NOT AVAILABLE | DATA NOT AVAILABLE | DATA NOT AVAILABLE | DATA NOT AVAILABLE | DATA NOT AVAILABLE | DATA NOT AVAILABLE | NO | CONNECTED | 6.65 | 6.65 | 7 | DATA NOT AVAILABLE | DATA NOT AVAILABLE | DATA NOT AVAILABLE | DATA NOT AVAILABLE | DATA NOT AVAILABLE | DATA NOT AVAILABLE | DATA NOT AVAILABLE | DATA NOT AVAILABLE | DATA NOT AVAILABLE | DATA NOT AVAILABLE | N | DATA NOT AVAILABLE | DATA NOT AVAILABLE | DATA NOT AVAILABLE | DATA NOT AVAILABLE | DATA NOT AVAILABLE | 44034
2000000000000 | [5 empty] | 2000000000000 | HUMBLY GROVE ENERGY LIMITED | PRODUCTION PLANT | PRODUCTION PLANT | WESTON COMMON | ALTON | HAMPSHIRE | GU34 5SY | ENGLAND | 469288 | 144309 | BRAMLEY (FLEE) | ALTON | HUMBLY GROVE | 11 | SOUTHERN ELECTRIC POWER DISTRIBUTION PLC | SOLAR | PHOTOVOLTAIC | NO | DATA NOT AVAILABLE | DATA NOT AVAILABLE | 12.35 | DATA NOT AVAILABLE | DATA NOT AVAILABLE | DATA NOT AVAILABLE | DATA NOT AVAILABLE | DATA NOT AVAILABLE | DATA NOT AVAILABLE | DATA NOT AVAILABLE | DATA NOT AVAILABLE | DATA NOT AVAILABLE | DATA NOT AVAILABLE | DATA NOT AVAILABLE | DATA NOT AVAILABLE | NO | CONNECTED | 12.35 | 12.35 | 13 | DATA NOT AVAILABLE | DATA NOT AVAILABLE | DATA NOT AVAILABLE | DATA NOT AVAILABLE | DATA NOT AVAILABLE | DATA NOT AVAILABLE | DATA NOT AVAILABLE | DATA NOT AVAILABLE | DATA NOT AVAILABLE | DATA NOT AVAILABLE | N | DATA NOT AVAILABLE | DATA NOT AVAILABLE | DATA NOT AVAILABLE | DATA NOT AVAILABLE | DATA NOT AVAILABLE | 44034
2000000000000 | [5 empty] | 2000000000000 | MALMESBURY SOLAR LIMITED | SUNSTROOM | SUNSTROOM | MARSH PV FARM | MALMESBURY | WILTSHIRE | SN16 9SR | ENGLAND | 393140 | 191161 | MELKSHAM GSP | CHIPPENHAM | MARSH FARM PV GENERATION | 33 | SOUTHERN ELECTRIC POWER DISTRIBUTION PLC | SOLAR | PHOTOVOLTAIC | NO | DATA NOT AVAILABLE | DATA NOT AVAILABLE | 4.275 | DATA NOT AVAILABLE | DATA NOT AVAILABLE | DATA NOT AVAILABLE | DATA NOT AVAILABLE | DATA NOT AVAILABLE | DATA NOT AVAILABLE | DATA NOT AVAILABLE | DATA NOT AVAILABLE | DATA NOT AVAILABLE | DATA NOT AVAILABLE | DATA NOT AVAILABLE | DATA NOT AVAILABLE | NO | CONNECTED | 4.275 | 4.275 | 4.5 | DATA NOT AVAILABLE | DATA NOT AVAILABLE | DATA NOT AVAILABLE | DATA NOT AVAILABLE | DATA NOT AVAILABLE | DATA NOT AVAILABLE | DATA NOT AVAILABLE | DATA NOT AVAILABLE | DATA NOT AVAILABLE | DATA NOT AVAILABLE | N | DATA NOT AVAILABLE | DATA NOT AVAILABLE | DATA NOT AVAILABLE | DATA NOT AVAILABLE | DATA NOT AVAILABLE | 44034
2000000000000 | [5 empty] | 2000000000000 | B K S ENERGY LIMITED | DATA NOT AVAILABLE | PV FIELD | STONE FARM | NEWPORT | ISLE OF WIGHT | PO30 3BQ | ENGLAND | 450829 | 86186 | FAWLEY GSP | COWES & WOOTTON COMMON | STONE FARM | 33 | SOUTHERN ELECTRIC POWER DISTRIBUTION PLC | SOLAR | PHOTOVOLTAIC | NO | DATA NOT AVAILABLE | DATA NOT AVAILABLE | 4.75 | DATA NOT AVAILABLE | DATA NOT AVAILABLE | DATA NOT AVAILABLE | DATA NOT AVAILABLE | DATA NOT AVAILABLE | DATA NOT AVAILABLE | DATA NOT AVAILABLE | DATA NOT AVAILABLE | DATA NOT AVAILABLE | DATA NOT AVAILABLE | DATA NOT AVAILABLE | DATA NOT AVAILABLE | NO | CONNECTED | 4.75 | 4.75 | 5 | DATA NOT AVAILABLE | DATA NOT AVAILABLE | DATA NOT AVAILABLE | DATA NOT AVAILABLE | DATA NOT AVAILABLE | DATA NOT AVAILABLE | DATA NOT AVAILABLE | DATA NOT AVAILABLE | DATA NOT AVAILABLE | DATA NOT AVAILABLE | N | DATA NOT AVAILABLE | DATA NOT AVAILABLE | DATA NOT AVAILABLE | DATA NOT AVAILABLE | DATA NOT AVAILABLE | 44034
2000000000000 | [5 empty] | 2000000000000 | AEE RENEWABLE UK 3 LTD | KINGSTON PV FARM | KINGSTON PV FARM | HOLT ROAD | BRADFORD-ON-AVON | WILTSHIRE | DATA NOT AVAILABLE | ENGLAND | DATA NOT AVAILABLE | DATA NOT AVAILABLE | MELKSHAM GSP | NORRINGTON | KINGSTON FARM PV GEN | 33 | SOUTHERN ELECTRIC POWER DISTRIBUTION PLC | SOLAR | PHOTOVOLTAIC | NO | DATA NOT AVAILABLE | DATA NOT AVAILABLE | 4.275 | DATA NOT AVAILABLE | DATA NOT AVAILABLE | DATA NOT AVAILABLE | DATA NOT AVAILABLE | DATA NOT AVAILABLE | DATA NOT AVAILABLE | DATA NOT AVAILABLE | DATA NOT AVAILABLE | DATA NOT AVAILABLE | DATA NOT AVAILABLE | DATA NOT AVAILABLE | DATA NOT AVAILABLE | NO | CONNECTED | 4.275 | 4.275 | 4.5 | DATA NOT AVAILABLE | DATA NOT AVAILABLE | DATA NOT AVAILABLE | DATA NOT AVAILABLE | DATA NOT AVAILABLE | DATA NOT AVAILABLE | DATA NOT AVAILABLE | DATA NOT AVAILABLE | DATA NOT AVAILABLE | DATA NOT AVAILABLE | N | DATA NOT AVAILABLE | DATA NOT AVAILABLE | DATA NOT AVAILABLE | DATA NOT AVAILABLE | DATA NOT AVAILABLE | 44034
2000000000000 | [5 empty] | 2000000000000 | WELLOW SOLAR FARM | WELLOW SOLAR PARK | WELLOW SOLAR PARK WELLOW PV FARM SUBSTATION | LEE FARM | YARMOUTH | ISLE OF WIGHT | PO41 0SY | ENGLAND | 438042 | 88604 | LOVEDEAN GSP | CHICHESTER | WELLOW FM PV GENERATION | 33 | SOUTHERN ELECTRIC POWER DISTRIBUTION PLC | SOLAR | PHOTOVOLTAIC | NO | DATA NOT AVAILABLE | DATA NOT AVAILABLE | 4.75 | DATA NOT AVAILABLE | DATA NOT AVAILABLE | DATA NOT AVAILABLE | DATA NOT AVAILABLE | DATA NOT AVAILABLE | DATA NOT AVAILABLE | DATA NOT AVAILABLE | DATA NOT AVAILABLE | DATA NOT AVAILABLE | DATA NOT AVAILABLE | DATA NOT AVAILABLE | DATA NOT AVAILABLE | NO | CONNECTED | 4.75 | 4.75 | 5 | DATA NOT AVAILABLE | DATA NOT AVAILABLE | DATA NOT AVAILABLE | DATA NOT AVAILABLE | DATA NOT AVAILABLE | DATA NOT AVAILABLE | DATA NOT AVAILABLE | DATA NOT AVAILABLE | DATA NOT AVAILABLE | DATA NOT AVAILABLE | N | DATA NOT AVAILABLE | DATA NOT AVAILABLE | DATA NOT AVAILABLE | DATA NOT AVAILABLE | DATA NOT AVAILABLE | 44034
2000000000000 | [5 empty] | 2000000000000 | SUNSAVE 2 LIMITED | WOODHORN FARM | WOODHORN FARM WOODHORN PV FARM SUBSTATION | DATA NOT AVAILABLE | CHICHESTER | WEST SUSSEX | PO20 2BX | ENGLAND | 491265 | 104650 | LOVEDEAN GSP | CHICHESTER | OVING PV GENERATION | 33 | SOUTHERN ELECTRIC POWER DISTRIBUTION PLC | SOLAR | PHOTOVOLTAIC | NO | DATA NOT AVAILABLE | DATA NOT AVAILABLE | 4.75 | DATA NOT AVAILABLE | DATA NOT AVAILABLE | DATA NOT AVAILABLE | DATA NOT AVAILABLE | DATA NOT AVAILABLE | DATA NOT AVAILABLE | DATA NOT AVAILABLE | DATA NOT AVAILABLE | DATA NOT AVAILABLE | DATA NOT AVAILABLE | DATA NOT AVAILABLE | DATA NOT AVAILABLE | NO | CONNECTED | 4.75 | 4.75 | 5 | DATA NOT AVAILABLE | DATA NOT AVAILABLE | DATA NOT AVAILABLE | DATA NOT AVAILABLE | DATA NOT AVAILABLE | DATA NOT AVAILABLE | DATA NOT AVAILABLE | DATA NOT AVAILABLE | DATA NOT AVAILABLE | DATA NOT AVAILABLE | N | DATA NOT AVAILABLE | DATA NOT AVAILABLE | DATA NOT AVAILABLE | DATA NOT AVAILABLE | DATA NOT AVAILABLE | 44034
2000000000000 | [5 empty] | 2000000000000 | DATA NOT AVAILABLE | WILMINGHAM SOLAR PARK LTD | WILMINGHAM SOLAR PARK LTD | WILMINGHAM LANE | FRESHWATER | ISLE OF WIGHT | PO40 9UQ | ENGLAND | 436059 | 87731 | FAWLEY GSP | COWES & WOOTTON COMMON | WILMINGHAM PV GEN | 33 | SOUTHERN ELECTRIC POWER DISTRIBUTION PLC | SOLAR | PHOTOVOLTAIC | NO | DATA NOT AVAILABLE | DATA NOT AVAILABLE | 6.65 | DATA NOT AVAILABLE | DATA NOT AVAILABLE | DATA NOT AVAILABLE | DATA NOT AVAILABLE | DATA NOT AVAILABLE | DATA NOT AVAILABLE | DATA NOT AVAILABLE | DATA NOT AVAILABLE | DATA NOT AVAILABLE | DATA NOT AVAILABLE | DATA NOT AVAILABLE | DATA NOT AVAILABLE | NO | CONNECTED | 6.65 | 6.65 | 7 | DATA NOT AVAILABLE | DATA NOT AVAILABLE | DATA NOT AVAILABLE | DATA NOT AVAILABLE | DATA NOT AVAILABLE | DATA NOT AVAILABLE | DATA NOT AVAILABLE | DATA NOT AVAILABLE | DATA NOT AVAILABLE | DATA NOT AVAILABLE | N | DATA NOT AVAILABLE | DATA NOT AVAILABLE | DATA NOT AVAILABLE | DATA NOT AVAILABLE | DATA NOT AVAILABLE | 44034
2000000000000 | [5 empty] | 2000000000000 | DATA NOT AVAILABLE | TRIGON SOLAR PARK LTD | TRIGON SOLAR PARK LTD | DATA NOT AVAILABLE | WAREHAM | DORSET | BH20 7PF | ENGLAND | 388480 | 88783 | MANNINGTON GSP | WAREHAM | TRIGON PV GENERATION | 33 | SOUTHERN ELECTRIC POWER DISTRIBUTION PLC | SOLAR | PHOTOVOLTAIC | NO | DATA NOT AVAILABLE | DATA NOT AVAILABLE | 5.7 | DATA NOT AVAILABLE | DATA NOT AVAILABLE | DATA NOT AVAILABLE | DATA NOT AVAILABLE | DATA NOT AVAILABLE | DATA NOT AVAILABLE | DATA NOT AVAILABLE | DATA NOT AVAILABLE | DATA NOT AVAILABLE | DATA NOT AVAILABLE | DATA NOT AVAILABLE | DATA NOT AVAILABLE | NO | CONNECTED | 5.7 | 5.7 | 6 | DATA NOT AVAILABLE | DATA NOT AVAILABLE | DATA NOT AVAILABLE | DATA NOT AVAILABLE | DATA NOT AVAILABLE | DATA NOT AVAILABLE | DATA NOT AVAILABLE | DATA NOT AVAILABLE | DATA NOT AVAILABLE | DATA NOT AVAILABLE | N | DATA NOT AVAILABLE | DATA NOT AVAILABLE | DATA NOT AVAILABLE | DATA NOT AVAILABLE | DATA NOT AVAILABLE | 44034
2000000000000 | [5 empty] | 2000000000000 | SHELSWELL SOLAR PARK LIMITED | SHELSWELL SOLAR PARK | SHELSWELL SOLAR PARK | DATA NOT AVAILABLE | BICESTER | OXFORDSHIRE | OX27 8EH | ENGLAND | 460421 | 230653 | EAST CLAYDON GSP | BICESTER NORTH | SHELSWELL PV FARM | 33 | SOUTHERN ELECTRIC POWER DISTRIBUTION PLC | SOLAR | PHOTOVOLTAIC | NO | DATA NOT AVAILABLE | DATA NOT AVAILABLE | 4.75 | DATA NOT AVAILABLE | DATA NOT AVAILABLE | DATA NOT AVAILABLE | DATA NOT AVAILABLE | DATA NOT AVAILABLE | DATA NOT AVAILABLE | DATA NOT AVAILABLE | DATA NOT AVAILABLE | DATA NOT AVAILABLE | DATA NOT AVAILABLE | DATA NOT AVAILABLE | DATA NOT AVAILABLE | NO | CONNECTED | 4.75 | 4.75 | 5 | DATA NOT AVAILABLE | DATA NOT AVAILABLE | DATA NOT AVAILABLE | DATA NOT AVAILABLE | DATA NOT AVAILABLE | DATA NOT AVAILABLE | DATA NOT AVAILABLE | DATA NOT AVAILABLE | DATA NOT AVAILABLE | DATA NOT AVAILABLE | N | DATA NOT AVAILABLE | DATA NOT AVAILABLE | DATA NOT AVAILABLE | DATA NOT AVAILABLE | DATA NOT AVAILABLE | 44034
2000000000000 | [5 empty] | 2000000000000 | AEE RENEWABLES UK 14 LIMITED | OWLS LODGE SOLAR PARK | OWLS LODGE SOLAR PARK | DATA NOT AVAILABLE | ANDOVER | HAMPSHIRE | SP11 6PL | ENGLAND | 442191 | 143989 | MELKSHAM GSP | ANDOVER | OWLS LODGE FARM PV | 33 | SOUTHERN ELECTRIC POWER DISTRIBUTION PLC | SOLAR | PHOTOVOLTAIC | NO | DATA NOT AVAILABLE | DATA NOT AVAILABLE | 9.5 | DATA NOT AVAILABLE | DATA NOT AVAILABLE | DATA NOT AVAILABLE | DATA NOT AVAILABLE | DATA NOT AVAILABLE | DATA NOT AVAILABLE | DATA NOT AVAILABLE | DATA NOT AVAILABLE | DATA NOT AVAILABLE | DATA NOT AVAILABLE | DATA NOT AVAILABLE | DATA NOT AVAILABLE | NO | CONNECTED | 9.5 | 9.5 | 10 | DATA NOT AVAILABLE | DATA NOT AVAILABLE | DATA NOT AVAILABLE | DATA NOT AVAILABLE | DATA NOT AVAILABLE | DATA NOT AVAILABLE | DATA NOT AVAILABLE | DATA NOT AVAILABLE | DATA NOT AVAILABLE | DATA NOT AVAILABLE | N | DATA NOT AVAILABLE | DATA NOT AVAILABLE | DATA NOT AVAILABLE | DATA NOT AVAILABLE | DATA NOT AVAILABLE | 44034
2000000000000 | [5 empty] | 2000000000000 | HINTON SOLAR GENERATION LIMITED, | OFFICE FIELD SOLAR PARK | OFFICE FIELD SOLAR PARK | DARK LANE | CHRISTCHURCH | HAMPSHIRE | BH23 7DU | ENGLAND | 420851 | 95417 | MANNINGTON GSP | CHRISTCHURCH | OFFICE FIELD PV GEN | 33 | SOUTHERN ELECTRIC POWER DISTRIBUTION PLC | SOLAR | PHOTOVOLTAIC | NO | DATA NOT AVAILABLE | DATA NOT AVAILABLE | 7.125 | DATA NOT AVAILABLE | DATA NOT AVAILABLE | DATA NOT AVAILABLE | DATA NOT AVAILABLE | DATA NOT AVAILABLE | DATA NOT AVAILABLE | DATA NOT AVAILABLE | DATA NOT AVAILABLE | DATA NOT AVAILABLE | DATA NOT AVAILABLE | DATA NOT AVAILABLE | DATA NOT AVAILABLE | NO | CONNECTED | 7.125 | 7.125 | 7.5 | DATA NOT AVAILABLE | DATA NOT AVAILABLE | DATA NOT AVAILABLE | DATA NOT AVAILABLE | DATA NOT AVAILABLE | DATA NOT AVAILABLE | DATA NOT AVAILABLE | DATA NOT AVAILABLE | DATA NOT AVAILABLE | DATA NOT AVAILABLE | N | DATA NOT AVAILABLE | DATA NOT AVAILABLE | DATA NOT AVAILABLE | DATA NOT AVAILABLE | DATA NOT AVAILABLE | 44034
2000000000000 | [5 empty] | 2000000000000 | STEADFAST SHIPTON BELLINGER SOLAR LTD | ALTHORNES FARM | ALTHORNES FARM SHIPTON BELLINGER SOLAR FARM | SALISBURY ROAD | TIDWORTH | HAMPSHIRE | SP9 7UZ | ENGLAND | 423771 | 144536 | MELKSHAM GSP | ANDOVER | SHIPTON BELLINGER PV GEN | 11 | SOUTHERN ELECTRIC POWER DISTRIBUTION PLC | SOLAR | PHOTOVOLTAIC | NO | DATA NOT AVAILABLE | DATA NOT AVAILABLE | 4.37 | DATA NOT AVAILABLE | DATA NOT AVAILABLE | DATA NOT AVAILABLE | DATA NOT AVAILABLE | DATA NOT AVAILABLE | DATA NOT AVAILABLE | DATA NOT AVAILABLE | DATA NOT AVAILABLE | DATA NOT AVAILABLE | DATA NOT AVAILABLE | DATA NOT AVAILABLE | DATA NOT AVAILABLE | NO | CONNECTED | 4.37 | 4.37 | 4.6 | DATA NOT AVAILABLE | DATA NOT AVAILABLE | DATA NOT AVAILABLE | DATA NOT AVAILABLE | DATA NOT AVAILABLE | DATA NOT AVAILABLE | DATA NOT AVAILABLE | DATA NOT AVAILABLE | DATA NOT AVAILABLE | DATA NOT AVAILABLE | N | DATA NOT AVAILABLE | DATA NOT AVAILABLE | DATA NOT AVAILABLE | DATA NOT AVAILABLE | DATA NOT AVAILABLE | 44034
2000000000000 | [5 empty] | 2000000000000 | GSII BICESTER SOLAR FARM LIMITED | SUPERNOVA SOLAR FARM | HOME FARM SUPERNOVA SOLAR FARM | DATA NOT AVAILABLE | BICESTER | OXFORDSHIRE | OX25 2ND | ENGLAND | 458948 | 218278 | EAST CLAYDON GSP | BICESTER NORTH | HOME FARM PV | 33 | SOUTHERN ELECTRIC POWER DISTRIBUTION PLC | SOLAR | PHOTOVOLTAIC | NO | DATA NOT AVAILABLE | DATA NOT AVAILABLE | 16.34 | DATA NOT AVAILABLE | DATA NOT AVAILABLE | DATA NOT AVAILABLE | DATA NOT AVAILABLE | DATA NOT AVAILABLE | DATA NOT AVAILABLE | DATA NOT AVAILABLE | DATA NOT AVAILABLE | DATA NOT AVAILABLE | DATA NOT AVAILABLE | DATA NOT AVAILABLE | DATA NOT AVAILABLE | NO | CONNECTED | 16.34 | 16.34 | 17.2 | DATA NOT AVAILABLE | DATA NOT AVAILABLE | DATA NOT AVAILABLE | DATA NOT AVAILABLE | DATA NOT AVAILABLE | DATA NOT AVAILABLE | DATA NOT AVAILABLE | DATA NOT AVAILABLE | DATA NOT AVAILABLE | DATA NOT AVAILABLE | N | DATA NOT AVAILABLE | DATA NOT AVAILABLE | DATA NOT AVAILABLE | DATA NOT AVAILABLE | DATA NOT AVAILABLE | 44034
2000000000000 | [5 empty] | 2000000000000 | GPP LANGSTONE LLP (NOTTINGTON) | WSE NOTTTINGTON PV | WSE NOTTTINGTON PV | NOTTINGTON LANE | WEYMOUTH | DORSET | DT3 4BU | ENGLAND | 364839 | 82837 | CHICKERELL GSP | CHICKERELL | NOTTINGTON LANE PV | 33 | SOUTHERN ELECTRIC POWER DISTRIBUTION PLC | SOLAR | PHOTOVOLTAIC | NO | DATA NOT AVAILABLE | DATA NOT AVAILABLE | 4.75 | DATA NOT AVAILABLE | DATA NOT AVAILABLE | DATA NOT AVAILABLE | DATA NOT AVAILABLE | DATA NOT AVAILABLE | DATA NOT AVAILABLE | DATA NOT AVAILABLE | DATA NOT AVAILABLE | DATA NOT AVAILABLE | DATA NOT AVAILABLE | DATA NOT AVAILABLE | DATA NOT AVAILABLE | NO | CONNECTED | 4.75 | 4.75 | 5 | DATA NOT AVAILABLE | DATA NOT AVAILABLE | DATA NOT AVAILABLE | DATA NOT AVAILABLE | DATA NOT AVAILABLE | DATA NOT AVAILABLE | DATA NOT AVAILABLE | DATA NOT AVAILABLE | DATA NOT AVAILABLE | DATA NOT AVAILABLE | N | DATA NOT AVAILABLE | DATA NOT AVAILABLE | DATA NOT AVAILABLE | DATA NOT AVAILABLE | DATA NOT AVAILABLE | 44034
2000000000000 | [5 empty] | 2000000000000 | RODBOURNE SOLAR LIMITED | RODBOURNE RAIL BUSINESS CENTRE | RODBOURNE RAIL BUSINESS CENTRE | GRANGE LANE | MALMESBURY | WILTSHIRE | SN16 0ES | ENGLAND | 393757 | 184198 | MELKSHAM GSP | CHIPPENHAM | RODBOURNE RAIL PV FARM | 33 | SOUTHERN ELECTRIC POWER DISTRIBUTION PLC | SOLAR | PHOTOVOLTAIC | NO | DATA NOT AVAILABLE | DATA NOT AVAILABLE | 6.175 | DATA NOT AVAILABLE | DATA NOT AVAILABLE | DATA NOT AVAILABLE | DATA NOT AVAILABLE | DATA NOT AVAILABLE | DATA NOT AVAILABLE | DATA NOT AVAILABLE | DATA NOT AVAILABLE | DATA NOT AVAILABLE | DATA NOT AVAILABLE | DATA NOT AVAILABLE | DATA NOT AVAILABLE | NO | CONNECTED | 6.175 | 6.175 | 6.5 | DATA NOT AVAILABLE | DATA NOT AVAILABLE | DATA NOT AVAILABLE | DATA NOT AVAILABLE | DATA NOT AVAILABLE | DATA NOT AVAILABLE | DATA NOT AVAILABLE | DATA NOT AVAILABLE | DATA NOT AVAILABLE | DATA NOT AVAILABLE | N | DATA NOT AVAILABLE | DATA NOT AVAILABLE | DATA NOT AVAILABLE | DATA NOT AVAILABLE | DATA NOT AVAILABLE | 44034
2000000000000 | [5 empty] | 2000000000000 | ANESCO ENERGY SERVICES ONE LTD | PV GENERATION | PV GENERATION EAST FARM SOLAR | CHURCH LANE | WARMINSTER | WILTSHIRE | BA12 0PJ | ENGLAND | 397429 | 139768 | MANNINGTON GSP | SALISBURY | EAST FARM CODFORD PV | 33 | SOUTHERN ELECTRIC POWER DISTRIBUTION PLC | SOLAR | PHOTOVOLTAIC | NO | DATA NOT AVAILABLE | DATA NOT AVAILABLE | 6.175 | DATA NOT AVAILABLE | DATA NOT AVAILABLE | DATA NOT AVAILABLE | DATA NOT AVAILABLE | DATA NOT AVAILABLE | DATA NOT AVAILABLE | DATA NOT AVAILABLE | DATA NOT AVAILABLE | DATA NOT AVAILABLE | DATA NOT AVAILABLE | DATA NOT AVAILABLE | DATA NOT AVAILABLE | NO | CONNECTED | 6.175 | 6.175 | 6.5 | DATA NOT AVAILABLE | DATA NOT AVAILABLE | DATA NOT AVAILABLE | DATA NOT AVAILABLE | DATA NOT AVAILABLE | DATA NOT AVAILABLE | DATA NOT AVAILABLE | DATA NOT AVAILABLE | DATA NOT AVAILABLE | DATA NOT AVAILABLE | N | DATA NOT AVAILABLE | DATA NOT AVAILABLE | DATA NOT AVAILABLE | DATA NOT AVAILABLE | DATA NOT AVAILABLE | 44034
2000000000000 | [5 empty] | 2000000000000 | EDF ENERGISED, UNKNOWN CUSTOMERS | MANOR FARM SOLAR PROJECT | MANOR FARM SOLAR PROJECT | DATA NOT AVAILABLE | ABINGDON | OXFORDSHIRE | OX13 5PB | ENGLAND | 442772 | 196172 | COWLEY GSP | DRAYTON | MANOR FARM PV | 33 | SOUTHERN ELECTRIC POWER DISTRIBUTION PLC | SOLAR | PHOTOVOLTAIC | NO | DATA NOT AVAILABLE | DATA NOT AVAILABLE | 13.395 | DATA NOT AVAILABLE | DATA NOT AVAILABLE | DATA NOT AVAILABLE | DATA NOT AVAILABLE | DATA NOT AVAILABLE | DATA NOT AVAILABLE | DATA NOT AVAILABLE | DATA NOT AVAILABLE | DATA NOT AVAILABLE | DATA NOT AVAILABLE | DATA NOT AVAILABLE | DATA NOT AVAILABLE | NO | CONNECTED | 13.395 | 13.395 | 14.1 | DATA NOT AVAILABLE | DATA NOT AVAILABLE | DATA NOT AVAILABLE | DATA NOT AVAILABLE | DATA NOT AVAILABLE | DATA NOT AVAILABLE | DATA NOT AVAILABLE | DATA NOT AVAILABLE | DATA NOT AVAILABLE | DATA NOT AVAILABLE | N | DATA NOT AVAILABLE | DATA NOT AVAILABLE | DATA NOT AVAILABLE | DATA NOT AVAILABLE | DATA NOT AVAILABLE | 44034
2000000000000 | [5 empty] | 2000000000000 | CASTLE EATON SOLAR LIMITED | CASTLE EATON FARM PV | CASTLE EATON FARM SOLAR FARM | MILL LANE | SWINDON | WILTSHIRE | SN6 6JX | ENGLAND | 414552 | 195550 | MINETY GSP | SWINDON | CASTLE EATON PV FARM | 33 | SOUTHERN ELECTRIC POWER DISTRIBUTION PLC | SOLAR | PHOTOVOLTAIC | NO | DATA NOT AVAILABLE | DATA NOT AVAILABLE | 14.25 | DATA NOT AVAILABLE | DATA NOT AVAILABLE | DATA NOT AVAILABLE | DATA NOT AVAILABLE | DATA NOT AVAILABLE | DATA NOT AVAILABLE | DATA NOT AVAILABLE | DATA NOT AVAILABLE | DATA NOT AVAILABLE | DATA NOT AVAILABLE | DATA NOT AVAILABLE | DATA NOT AVAILABLE | NO | CONNECTED | 14.25 | 14.25 | 15 | DATA NOT AVAILABLE | DATA NOT AVAILABLE | 41728 | DATA NOT AVAILABLE | DATA NOT AVAILABLE | DATA NOT AVAILABLE | DATA NOT AVAILABLE | DATA NOT AVAILABLE | DATA NOT AVAILABLE | DATA NOT AVAILABLE | N | DATA NOT AVAILABLE | DATA NOT AVAILABLE | DATA NOT AVAILABLE | DATA NOT AVAILABLE | DATA NOT AVAILABLE | 44034
2000000000000 | [5 empty] | 2000000000000 | EDF ENERGISED, UNKNOWN CUSTOMERS | PV ICP | PV ICP BATTENS FARM | DATA NOT AVAILABLE | CHIPPENHAM | WILTSHIRE | SN14 6LT | ENGLAND | 388240 | 175742 | MELKSHAM GSP | CHIPPENHAM | BATTENS PV | 33 | SOUTHERN ELECTRIC POWER DISTRIBUTION PLC | SOLAR | PHOTOVOLTAIC | NO | DATA NOT AVAILABLE | DATA NOT AVAILABLE | 10.45 | DATA NOT AVAILABLE | DATA NOT AVAILABLE | DATA NOT AVAILABLE | DATA NOT AVAILABLE | DATA NOT AVAILABLE | DATA NOT AVAILABLE | DATA NOT AVAILABLE | DATA NOT AVAILABLE | DATA NOT AVAILABLE | DATA NOT AVAILABLE | DATA NOT AVAILABLE | DATA NOT AVAILABLE | NO | CONNECTED | 10.45 | 10.45 | 11 | DATA NOT AVAILABLE | DATA NOT AVAILABLE | DATA NOT AVAILABLE | DATA NOT AVAILABLE | DATA NOT AVAILABLE | DATA NOT AVAILABLE | DATA NOT AVAILABLE | DATA NOT AVAILABLE | DATA NOT AVAILABLE | DATA NOT AVAILABLE | N | DATA NOT AVAILABLE | DATA NOT AVAILABLE | DATA NOT AVAILABLE | DATA NOT AVAILABLE | DATA NOT AVAILABLE | 44034
2000000000000 | [5 empty] | 2000000000000 | WESTOVER FARM SOLAR PARK LIMITED | SOLAR PARK LIMITED | SOLAR PARK LIMITED WESTOVER FARM | FULLERTON ROAD | ANDOVER | HAMPSHIRE | SP11 7SE | ENGLAND | 434826 | 141094 | MELKSHAM GSP | ANDOVER | WESTOVER PV FARM | 33 | SOUTHERN ELECTRIC POWER DISTRIBUTION PLC | SOLAR | PHOTOVOLTAIC | NO | DATA NOT AVAILABLE | DATA NOT AVAILABLE | 13.595 | DATA NOT AVAILABLE | DATA NOT AVAILABLE | DATA NOT AVAILABLE | DATA NOT AVAILABLE | DATA NOT AVAILABLE | DATA NOT AVAILABLE | DATA NOT AVAILABLE | DATA NOT AVAILABLE | DATA NOT AVAILABLE | DATA NOT AVAILABLE | DATA NOT AVAILABLE | DATA NOT AVAILABLE | NO | CONNECTED | 13.595 | 13.595 | 14.31 | 0.048 | 0.05 | 41711 | DATA NOT AVAILABLE | DATA NOT AVAILABLE | DATA NOT AVAILABLE | DATA NOT AVAILABLE | DATA NOT AVAILABLE | DATA NOT AVAILABLE | DATA NOT AVAILABLE | N | DATA NOT AVAILABLE | DATA NOT AVAILABLE | DATA NOT AVAILABLE | DATA NOT AVAILABLE | DATA NOT AVAILABLE | 44034
2000000000000 | [5 empty] | 2000000000000 | DATA NOT AVAILABLE | HIGH PENN FARM PV | HIGH PENN PV FARM | STOCKLEY LANE | CALNE | WILTSHIRE | SN11 8RR | ENGLAND | 400860 | 172076 | MELKSHAM GSP | NORRINGTON | HIGH PENN PV FARM | 33 | SOUTHERN ELECTRIC POWER DISTRIBUTION PLC | SOLAR | PHOTOVOLTAIC | NO | DATA NOT AVAILABLE | DATA NOT AVAILABLE | 7.316 | DATA NOT AVAILABLE | DATA NOT AVAILABLE | DATA NOT AVAILABLE | DATA NOT AVAILABLE | DATA NOT AVAILABLE | DATA NOT AVAILABLE | DATA NOT AVAILABLE | DATA NOT AVAILABLE | DATA NOT AVAILABLE | DATA NOT AVAILABLE | DATA NOT AVAILABLE | DATA NOT AVAILABLE | NO | CONNECTED | 7.316 | 7.316 | 7.701 | DATA NOT AVAILABLE | DATA NOT AVAILABLE | 41728 | DATA NOT AVAILABLE | DATA NOT AVAILABLE | DATA NOT AVAILABLE | DATA NOT AVAILABLE | DATA NOT AVAILABLE | DATA NOT AVAILABLE | DATA NOT AVAILABLE | N | DATA NOT AVAILABLE | DATA NOT AVAILABLE | DATA NOT AVAILABLE | DATA NOT AVAILABLE | DATA NOT AVAILABLE | 44034
2000000000000 | [5 empty] | 2000000000000 | HF SOLAR LIMITED | HILL FARM PV | HILL FARM HILL FARM PV | DATA NOT AVAILABLE | ABINGDON | OXFORDSHIRE | OX13 6SW | ENGLAND | 446294 | 191007 | COWLEY GSP | DRAYTON | HILL FARM PV | 33 | SOUTHERN ELECTRIC POWER DISTRIBUTION PLC | SOLAR | PHOTOVOLTAIC | NO | DATA NOT AVAILABLE | DATA NOT AVAILABLE | 11.248 | DATA NOT AVAILABLE | DATA NOT AVAILABLE | DATA NOT AVAILABLE | DATA NOT AVAILABLE | DATA NOT AVAILABLE | DATA NOT AVAILABLE | DATA NOT AVAILABLE | DATA NOT AVAILABLE | DATA NOT AVAILABLE | DATA NOT AVAILABLE | DATA NOT AVAILABLE | DATA NOT AVAILABLE | NO | CONNECTED | 11.248 | 11.248 | 11.84 | DATA NOT AVAILABLE | DATA NOT AVAILABLE | 41709 | DATA NOT AVAILABLE | DATA NOT AVAILABLE | DATA NOT AVAILABLE | DATA NOT AVAILABLE | DATA NOT AVAILABLE | DATA NOT AVAILABLE | DATA NOT AVAILABLE | N | DATA NOT AVAILABLE | DATA NOT AVAILABLE | DATA NOT AVAILABLE | DATA NOT AVAILABLE | DATA NOT AVAILABLE | 44034
2000000000000 | [5 empty] | 2000000000000 | SOLAR ENERGY RENEWABLES LLP | EYNSHAM PV | EYNSHAM PV | DATA NOT AVAILABLE | WITNEY | OXFORDSHIRE | OX29 6XE | ENGLAND | 440708 | 210486 | COWLEY GSP | WITNEY | EYNSHAM PV | 33 | SOUTHERN ELECTRIC POWER DISTRIBUTION PLC | SOLAR | PHOTOVOLTAIC | NO | DATA NOT AVAILABLE | DATA NOT AVAILABLE | 9.491 | DATA NOT AVAILABLE | DATA NOT AVAILABLE | DATA NOT AVAILABLE | DATA NOT AVAILABLE | DATA NOT AVAILABLE | DATA NOT AVAILABLE | DATA NOT AVAILABLE | DATA NOT AVAILABLE | DATA NOT AVAILABLE | DATA NOT AVAILABLE | DATA NOT AVAILABLE | DATA NOT AVAILABLE | NO | CONNECTED | 9.491 | 9.491 | 9.99 | DATA NOT AVAILABLE | DATA NOT AVAILABLE | 41724 | DATA NOT AVAILABLE | DATA NOT AVAILABLE | DATA NOT AVAILABLE | DATA NOT AVAILABLE | DATA NOT AVAILABLE | DATA NOT AVAILABLE | DATA NOT AVAILABLE | N | DATA NOT AVAILABLE | DATA NOT AVAILABLE | DATA NOT AVAILABLE | DATA NOT AVAILABLE | DATA NOT AVAILABLE | 44034
2000000000000 | [5 empty] | 2000000000000 | HONDA OF THE UK MANUFACTURING | SEVOR FARM SOLAR | HONDA OF THE UK MANUFACTURING LIMITED | HIGHWORTH ROAD | SWINDON | SWINDON | SN3 4TZ | ENGLAND | 418040 | 188327 | MINETY GSP | STRATTON | HONDA | 11 | SOUTHERN ELECTRIC POWER DISTRIBUTION PLC | SOLAR | PHOTOVOLTAIC | NO | DATA NOT AVAILABLE | DATA NOT AVAILABLE | 19 | DATA NOT AVAILABLE | DATA NOT AVAILABLE | DATA NOT AVAILABLE | DATA NOT AVAILABLE | DATA NOT AVAILABLE | DATA NOT AVAILABLE | DATA NOT AVAILABLE | DATA NOT AVAILABLE | DATA NOT AVAILABLE | DATA NOT AVAILABLE | DATA NOT AVAILABLE | DATA NOT AVAILABLE | NO | CONNECTED | 19 | 19 | 20 | 42.75 | 45 | DATA NOT AVAILABLE | DATA NOT AVAILABLE | DATA NOT AVAILABLE | DATA NOT AVAILABLE | DATA NOT AVAILABLE | DATA NOT AVAILABLE | DATA NOT AVAILABLE | DATA NOT AVAILABLE | N | DATA NOT AVAILABLE | DATA NOT AVAILABLE | DATA NOT AVAILABLE | DATA NOT AVAILABLE | DATA NOT AVAILABLE | 44034
2000000000000 | [5 empty] | 2000000000000 | MONKSHAM SOLAR FARM | MONKSHAM SOLAR PARK | MONKSHAM FARM MONKSHAM SOLAR PARK | DATA NOT AVAILABLE | FROME | SOMERSET | BA11 5BR | ENGLAND | 377019 | 143335 | MELKSHAM GSP | FROME | MONKSHAM FARM PV | 33 | SOUTHERN ELECTRIC POWER DISTRIBUTION PLC | SOLAR | PHOTOVOLTAIC | NO | DATA NOT AVAILABLE | DATA NOT AVAILABLE | 7.6 | DATA NOT AVAILABLE | DATA NOT AVAILABLE | DATA NOT AVAILABLE | DATA NOT AVAILABLE | DATA NOT AVAILABLE | DATA NOT AVAILABLE | DATA NOT AVAILABLE | DATA NOT AVAILABLE | DATA NOT AVAILABLE | DATA NOT AVAILABLE | DATA NOT AVAILABLE | DATA NOT AVAILABLE | NO | CONNECTED | 7.6 | 7.6 | 8 | DATA NOT AVAILABLE | DATA NOT AVAILABLE | 41726 | DATA NOT AVAILABLE | DATA NOT AVAILABLE | DATA NOT AVAILABLE | DATA NOT AVAILABLE | DATA NOT AVAILABLE | DATA NOT AVAILABLE | DATA NOT AVAILABLE | N | DATA NOT AVAILABLE | DATA NOT AVAILABLE | DATA NOT AVAILABLE | DATA NOT AVAILABLE | DATA NOT AVAILABLE | 44034
2000000000000 | [5 empty] | 2000000000000 | HOOK VALLEY FARM SOLAR PARK LIMITED | HOOK VALLEY PV | SOLAR PARK HOOK VALLEY FARM | OFF A371 | WINCANTON | SOMERSET | BA9 8BS | ENGLAND | 369092 | 128475 | AXMINSTER | YEOVIL | HOOK VALLEY PV | 33 | SOUTHERN ELECTRIC POWER DISTRIBUTION PLC | SOLAR | PHOTOVOLTAIC | NO | DATA NOT AVAILABLE | DATA NOT AVAILABLE | 11.41 | DATA NOT AVAILABLE | DATA NOT AVAILABLE | DATA NOT AVAILABLE | DATA NOT AVAILABLE | DATA NOT AVAILABLE | DATA NOT AVAILABLE | DATA NOT AVAILABLE | DATA NOT AVAILABLE | DATA NOT AVAILABLE | DATA NOT AVAILABLE | DATA NOT AVAILABLE | DATA NOT AVAILABLE | NO | CONNECTED | 11.41 | 11.41 | 12.01 | DATA NOT AVAILABLE | DATA NOT AVAILABLE | 41725 | DATA NOT AVAILABLE | DATA NOT AVAILABLE | DATA NOT AVAILABLE | DATA NOT AVAILABLE | DATA NOT AVAILABLE | DATA NOT AVAILABLE | DATA NOT AVAILABLE | N | DATA NOT AVAILABLE | DATA NOT AVAILABLE | DATA NOT AVAILABLE | DATA NOT AVAILABLE | DATA NOT AVAILABLE | 44034
2000000000000 | [5 empty] | 2000000000000 | BLENCHES MILL FARM SOLAR PARK LIMITED | BLENCHES MILL PV | SOLAR PARK BLENCHES MILL FARM | SHALLOW WAGGON LANE | WESTBURY | WILTSHIRE | BA13 4HQ | ENGLAND | 386482 | 152739 | MELKSHAM GSP | NORRINGTON | BLENCHES MILL PV | 33 | SOUTHERN ELECTRIC POWER DISTRIBUTION PLC | SOLAR | PHOTOVOLTAIC | NO | DATA NOT AVAILABLE | DATA NOT AVAILABLE | 9.063 | DATA NOT AVAILABLE | DATA NOT AVAILABLE | DATA NOT AVAILABLE | DATA NOT AVAILABLE | DATA NOT AVAILABLE | DATA NOT AVAILABLE | DATA NOT AVAILABLE | DATA NOT AVAILABLE | DATA NOT AVAILABLE | DATA NOT AVAILABLE | DATA NOT AVAILABLE | DATA NOT AVAILABLE | NO | CONNECTED | 9.063 | 9.063 | 9.54 | DATA NOT AVAILABLE | DATA NOT AVAILABLE | 41724 | DATA NOT AVAILABLE | DATA NOT AVAILABLE | DATA NOT AVAILABLE | DATA NOT AVAILABLE | DATA NOT AVAILABLE | DATA NOT AVAILABLE | DATA NOT AVAILABLE | N | DATA NOT AVAILABLE | DATA NOT AVAILABLE | DATA NOT AVAILABLE | DATA NOT AVAILABLE | DATA NOT AVAILABLE | 44034
2000000000000 | [5 empty] | 2000000000000 | LONG NEWNTON SOLAR FARM LIMITED | LONG NEWTON PV | NEWNTON DAIRY FARM LONG NEWNTON SOLAR PV FARM | DATA NOT AVAILABLE | MALMESBURY | WILTSHIRE | SN16 9SR | ENGLAND | 393140 | 191161 | MELKSHAM GSP | CHIPPENHAM | LONG NEWNTON PV | 33 | SOUTHERN ELECTRIC POWER DISTRIBUTION PLC | SOLAR | PHOTOVOLTAIC | NO | DATA NOT AVAILABLE | DATA NOT AVAILABLE | 5.795 | DATA NOT AVAILABLE | DATA NOT AVAILABLE | DATA NOT AVAILABLE | DATA NOT AVAILABLE | DATA NOT AVAILABLE | DATA NOT AVAILABLE | DATA NOT AVAILABLE | DATA NOT AVAILABLE | DATA NOT AVAILABLE | DATA NOT AVAILABLE | DATA NOT AVAILABLE | DATA NOT AVAILABLE | NO | CONNECTED | 5.795 | 5.795 | 6.1 | DATA NOT AVAILABLE | DATA NOT AVAILABLE | 41711 | DATA NOT AVAILABLE | DATA NOT AVAILABLE | DATA NOT AVAILABLE | DATA NOT AVAILABLE | DATA NOT AVAILABLE | DATA NOT AVAILABLE | DATA NOT AVAILABLE | N | DATA NOT AVAILABLE | DATA NOT AVAILABLE | DATA NOT AVAILABLE | DATA NOT AVAILABLE | DATA NOT AVAILABLE | 44034
2000000000000 | [5 empty] | 2000000000000 | BELAKANE SOLAR SPV1 LTD | MANOR FARM 6MW PV | MANOR FARM PV | DATA NOT AVAILABLE | GILLINGHAM | SOMERSET | SP8 5PB | ENGLAND | 376609 | 126731 | MANNINGTON GSP | SHAFTESBURY | MANOR FARM GILLINGHAM PV | 33 | SOUTHERN ELECTRIC POWER DISTRIBUTION PLC | SOLAR | PHOTOVOLTAIC | NO | DATA NOT AVAILABLE | DATA NOT AVAILABLE | 4.275 | DATA NOT AVAILABLE | DATA NOT AVAILABLE | DATA NOT AVAILABLE | DATA NOT AVAILABLE | DATA NOT AVAILABLE | DATA NOT AVAILABLE | DATA NOT AVAILABLE | DATA NOT AVAILABLE | DATA NOT AVAILABLE | DATA NOT AVAILABLE | DATA NOT AVAILABLE | DATA NOT AVAILABLE | NO | CONNECTED | 4.275 | 4.275 | 4.5 | DATA NOT AVAILABLE | DATA NOT AVAILABLE | 41726 | DATA NOT AVAILABLE | DATA NOT AVAILABLE | DATA NOT AVAILABLE | DATA NOT AVAILABLE | DATA NOT AVAILABLE | DATA NOT AVAILABLE | DATA NOT AVAILABLE | N | DATA NOT AVAILABLE | DATA NOT AVAILABLE | DATA NOT AVAILABLE | DATA NOT AVAILABLE | DATA NOT AVAILABLE | 44034
2000000000000 | [5 empty] | 2000000000000 | MTS SPITTLEBOROUGH SOLAR LIMITED | SPITTLEBOROUGH FARM PV | PV GENERATION SPITTLEBOROUGH FARM | OLD SWINDON ROAD | SWINDON | WILTSHIRE | SN4 8ET | ENGLAND | 409558 | 182986 | MINETY GSP | SWINDON | SPITTLEBOROUGH PV FARM | 33 | SOUTHERN ELECTRIC POWER DISTRIBUTION PLC | SOLAR | PHOTOVOLTAIC | NO | DATA NOT AVAILABLE | DATA NOT AVAILABLE | 7.6 | DATA NOT AVAILABLE | DATA NOT AVAILABLE | DATA NOT AVAILABLE | DATA NOT AVAILABLE | DATA NOT AVAILABLE | DATA NOT AVAILABLE | DATA NOT AVAILABLE | DATA NOT AVAILABLE | DATA NOT AVAILABLE | DATA NOT AVAILABLE | DATA NOT AVAILABLE | DATA NOT AVAILABLE | NO | CONNECTED | 7.6 | 7.6 | 8 | DATA NOT AVAILABLE | DATA NOT AVAILABLE | 41719 | DATA NOT AVAILABLE | DATA NOT AVAILABLE | DATA NOT AVAILABLE | DATA NOT AVAILABLE | DATA NOT AVAILABLE | DATA NOT AVAILABLE | DATA NOT AVAILABLE | N | DATA NOT AVAILABLE | DATA NOT AVAILABLE | DATA NOT AVAILABLE | DATA NOT AVAILABLE | DATA NOT AVAILABLE | 44034
2000000000000 | [5 empty] | 2000000000000 | MALWINE SOLAR SPV1 LTD | ALRESFORD SOLAR | WESTERN COURT FARM ALRESFORD SOLAR FARM | DATA NOT AVAILABLE | ALRESFORD | HAMPSHIRE | SO24 0AA | ENGLAND | 460305 | 132062 | BRAMLEY (FLEE) | ALTON | ALRESFORD PV | 33 | SOUTHERN ELECTRIC POWER DISTRIBUTION PLC | SOLAR | PHOTOVOLTAIC | NO | DATA NOT AVAILABLE | DATA NOT AVAILABLE | 9.5 | DATA NOT AVAILABLE | DATA NOT AVAILABLE | DATA NOT AVAILABLE | DATA NOT AVAILABLE | DATA NOT AVAILABLE | DATA NOT AVAILABLE | DATA NOT AVAILABLE | DATA NOT AVAILABLE | DATA NOT AVAILABLE | DATA NOT AVAILABLE | DATA NOT AVAILABLE | DATA NOT AVAILABLE | NO | CONNECTED | 9.5 | 9.5 | 10 | DATA NOT AVAILABLE | DATA NOT AVAILABLE | 41719 | DATA NOT AVAILABLE | DATA NOT AVAILABLE | DATA NOT AVAILABLE | DATA NOT AVAILABLE | DATA NOT AVAILABLE | DATA NOT AVAILABLE | DATA NOT AVAILABLE | N | DATA NOT AVAILABLE | DATA NOT AVAILABLE | DATA NOT AVAILABLE | DATA NOT AVAILABLE | DATA NOT AVAILABLE | 44034
2000000000000 | [5 empty] | 2000000000000 | PARLEY COURT SOLAR PARK LIMITED | PARLEY GENERATION | EAST PARLEY COMMON PARLEY GENERATION HUB | CHAPEL LANE | CHRISTCHURCH | DORSET | BH23 6BG | ENGLAND | 410020 | 99003 | MANNINGTON GSP | REDHILL | PARLEY HUB PV | 33 | SOUTHERN ELECTRIC POWER DISTRIBUTION PLC | SOLAR | PHOTOVOLTAIC | NO | DATA NOT AVAILABLE | DATA NOT AVAILABLE | 19.295 | DATA NOT AVAILABLE | DATA NOT AVAILABLE | DATA NOT AVAILABLE | DATA NOT AVAILABLE | DATA NOT AVAILABLE | DATA NOT AVAILABLE | DATA NOT AVAILABLE | DATA NOT AVAILABLE | DATA NOT AVAILABLE | DATA NOT AVAILABLE | DATA NOT AVAILABLE | DATA NOT AVAILABLE | NO | CONNECTED | 19.295 | 19.295 | 20.31 | DATA NOT AVAILABLE | DATA NOT AVAILABLE | 41719 | DATA NOT AVAILABLE | DATA NOT AVAILABLE | DATA NOT AVAILABLE | DATA NOT AVAILABLE | DATA NOT AVAILABLE | DATA NOT AVAILABLE | DATA NOT AVAILABLE | N | DATA NOT AVAILABLE | DATA NOT AVAILABLE | DATA NOT AVAILABLE | DATA NOT AVAILABLE | DATA NOT AVAILABLE | 44034
2000000000000 | [5 empty] | 2000000000000 | DNO CONSULTING | PENTYLANDS FARM | PV GENERATION PENTYLANDS FARM | DATA NOT AVAILABLE | SWINDON | SWINDON | SN6 7QH | ENGLAND | 418640 | 194325 | MINETY GSP | STRATTON | PENTYLANDS PV FARM | 33 | SOUTHERN ELECTRIC POWER DISTRIBUTION PLC | SOLAR | PHOTOVOLTAIC | NO | DATA NOT AVAILABLE | DATA NOT AVAILABLE | 14.25 | DATA NOT AVAILABLE | DATA NOT AVAILABLE | DATA NOT AVAILABLE | DATA NOT AVAILABLE | DATA NOT AVAILABLE | DATA NOT AVAILABLE | DATA NOT AVAILABLE | DATA NOT AVAILABLE | DATA NOT AVAILABLE | DATA NOT AVAILABLE | DATA NOT AVAILABLE | DATA NOT AVAILABLE | NO | CONNECTED | 14.25 | 14.25 | 15 | DATA NOT AVAILABLE | DATA NOT AVAILABLE | DATA NOT AVAILABLE | DATA NOT AVAILABLE | DATA NOT AVAILABLE | DATA NOT AVAILABLE | DATA NOT AVAILABLE | DATA NOT AVAILABLE | DATA NOT AVAILABLE | DATA NOT AVAILABLE | N | DATA NOT AVAILABLE | DATA NOT AVAILABLE | DATA NOT AVAILABLE | DATA NOT AVAILABLE | DATA NOT AVAILABLE | 44034
2000000000000 | [5 empty] | 2000000000000 | HILL END FARM LIMITED | HILL END FARM | PV GENERATION HILL END FARM | DATA NOT AVAILABLE | BASINGSTOKE | HAMPSHIRE | RG26 5HA | ENGLAND | 461560 | 157766 | BRAMLEY (BASI) | BASINGSTOKE | HILL END FARM PV | 33 | SOUTHERN ELECTRIC POWER DISTRIBUTION PLC | SOLAR | PHOTOVOLTAIC | NO | DATA NOT AVAILABLE | DATA NOT AVAILABLE | 2.85 | DATA NOT AVAILABLE | DATA NOT AVAILABLE | DATA NOT AVAILABLE | DATA NOT AVAILABLE | DATA NOT AVAILABLE | DATA NOT AVAILABLE | DATA NOT AVAILABLE | DATA NOT AVAILABLE | DATA NOT AVAILABLE | DATA NOT AVAILABLE | DATA NOT AVAILABLE | DATA NOT AVAILABLE | NO | CONNECTED | 2.85 | 2.85 | 3 | DATA NOT AVAILABLE | DATA NOT AVAILABLE | DATA NOT AVAILABLE | DATA NOT AVAILABLE | DATA NOT AVAILABLE | DATA NOT AVAILABLE | DATA NOT AVAILABLE | DATA NOT AVAILABLE | DATA NOT AVAILABLE | DATA NOT AVAILABLE | N | DATA NOT AVAILABLE | DATA NOT AVAILABLE | DATA NOT AVAILABLE | DATA NOT AVAILABLE | DATA NOT AVAILABLE | 44034
2000000000000 | [5 empty] | 2000000000000 | MSP DECOY LTD | DECOY SOUTH FARM PV | PV GENERATION DECOY SOUTH | OVING ROAD | CHICHESTER | WEST SUSSEX | PO20 3TR | ENGLAND | 492253 | 104370 | LOVEDEAN GSP | CHICHESTER | DECOY PV GENERATION | 33 | SOUTHERN ELECTRIC POWER DISTRIBUTION PLC | SOLAR | PHOTOVOLTAIC | NO | DATA NOT AVAILABLE | DATA NOT AVAILABLE | 5.7 | DATA NOT AVAILABLE | DATA NOT AVAILABLE | DATA NOT AVAILABLE | DATA NOT AVAILABLE | DATA NOT AVAILABLE | DATA NOT AVAILABLE | DATA NOT AVAILABLE | DATA NOT AVAILABLE | DATA NOT AVAILABLE | DATA NOT AVAILABLE | DATA NOT AVAILABLE | DATA NOT AVAILABLE | NO | CONNECTED | 5.7 | 5.7 | 6 | 0.048 | 0.05 | 41728 | DATA NOT AVAILABLE | DATA NOT AVAILABLE | DATA NOT AVAILABLE | DATA NOT AVAILABLE | DATA NOT AVAILABLE | DATA NOT AVAILABLE | DATA NOT AVAILABLE | N | DATA NOT AVAILABLE | DATA NOT AVAILABLE | DATA NOT AVAILABLE | DATA NOT AVAILABLE | DATA NOT AVAILABLE | 44034
2000000000000 | [5 empty] | 2000000000000 | CHANNEL SOLAR LTD | HILL FARM PV | PV GENERATION HILL FARM | DATA NOT AVAILABLE | SANDOWN | ISLE OF WIGHT | PO36 0BB | ENGLAND | 461305 | 89040 | FAWLEY GSP | COWES & WOOTTON COMMON | HILL FARM PV IOW | 33 | SOUTHERN ELECTRIC POWER DISTRIBUTION PLC | SOLAR | PHOTOVOLTAIC | NO | DATA NOT AVAILABLE | DATA NOT AVAILABLE | 8.74 | DATA NOT AVAILABLE | DATA NOT AVAILABLE | DATA NOT AVAILABLE | DATA NOT AVAILABLE | DATA NOT AVAILABLE | DATA NOT AVAILABLE | DATA NOT AVAILABLE | DATA NOT AVAILABLE | DATA NOT AVAILABLE | DATA NOT AVAILABLE | DATA NOT AVAILABLE | DATA NOT AVAILABLE | NO | CONNECTED | 8.74 | 8.74 | 9.2 | DATA NOT AVAILABLE | DATA NOT AVAILABLE | DATA NOT AVAILABLE | DATA NOT AVAILABLE | DATA NOT AVAILABLE | DATA NOT AVAILABLE | DATA NOT AVAILABLE | DATA NOT AVAILABLE | DATA NOT AVAILABLE | DATA NOT AVAILABLE | N | DATA NOT AVAILABLE | DATA NOT AVAILABLE | DATA NOT AVAILABLE | DATA NOT AVAILABLE | DATA NOT AVAILABLE | 44034
2000000000000 | [5 empty] | 2000000000000 | HUNTERS RACE SOLAR LIMITED | HUNTERS RACE PV FARM | HUNTERS RACE PV FARM | HUNTERS RACE | CHICHESTER | WEST SUSSEX | PO19 5UD | ENGLAND | 484982 | 107408 | LOVEDEAN GSP | CHICHESTER | HUNTERS RACE PV | 33 | SOUTHERN ELECTRIC POWER DISTRIBUTION PLC | SOLAR | PHOTOVOLTAIC | NO | DATA NOT AVAILABLE | DATA NOT AVAILABLE | 8.978 | DATA NOT AVAILABLE | DATA NOT AVAILABLE | DATA NOT AVAILABLE | DATA NOT AVAILABLE | DATA NOT AVAILABLE | DATA NOT AVAILABLE | DATA NOT AVAILABLE | DATA NOT AVAILABLE | DATA NOT AVAILABLE | DATA NOT AVAILABLE | DATA NOT AVAILABLE | DATA NOT AVAILABLE | NO | CONNECTED | 8.978 | 8.978 | 9.45 | DATA NOT AVAILABLE | DATA NOT AVAILABLE | DATA NOT AVAILABLE | DATA NOT AVAILABLE | DATA NOT AVAILABLE | DATA NOT AVAILABLE | DATA NOT AVAILABLE | DATA NOT AVAILABLE | DATA NOT AVAILABLE | DATA NOT AVAILABLE | N | DATA NOT AVAILABLE | DATA NOT AVAILABLE | DATA NOT AVAILABLE | DATA NOT AVAILABLE | DATA NOT AVAILABLE | 44034
2000000000000 | [5 empty] | 2000000000000 | BOTTOM PLAIN SOLAR PARK LIMITED | BOTTOM PLAIN PV GENERATION | BOTTOM PLAIN PV GENERATION | TRIGON HOUSE | WAREHAM | DORSET | BH20 7PD | ENGLAND | 389492 | 88168 | MANNINGTON GSP | WAREHAM | BOTTOM PLAIN PV | 33 | SOUTHERN ELECTRIC POWER DISTRIBUTION PLC | SOLAR | PHOTOVOLTAIC | NO | DATA NOT AVAILABLE | DATA NOT AVAILABLE | 8.55 | DATA NOT AVAILABLE | DATA NOT AVAILABLE | DATA NOT AVAILABLE | DATA NOT AVAILABLE | DATA NOT AVAILABLE | DATA NOT AVAILABLE | DATA NOT AVAILABLE | DATA NOT AVAILABLE | DATA NOT AVAILABLE | DATA NOT AVAILABLE | DATA NOT AVAILABLE | DATA NOT AVAILABLE | NO | CONNECTED | 8.55 | 8.55 | 9 | DATA NOT AVAILABLE | DATA NOT AVAILABLE | DATA NOT AVAILABLE | DATA NOT AVAILABLE | DATA NOT AVAILABLE | DATA NOT AVAILABLE | DATA NOT AVAILABLE | DATA NOT AVAILABLE | DATA NOT AVAILABLE | DATA NOT AVAILABLE | N | DATA NOT AVAILABLE | DATA NOT AVAILABLE | DATA NOT AVAILABLE | DATA NOT AVAILABLE | DATA NOT AVAILABLE | 44034
2000000000000 | [5 empty] | 2000000000000 | WSE HULLAVINGTON LTD | HULLAVINGTON PV FARM | HULLAVINGTON PV FARM | HILL HAYES LANE | CHIPPENHAM | WILTSHIRE | SN14 6EB | ENGLAND | 389456 | 182186 | MELKSHAM GSP | CHIPPENHAM | HULLAVINGTON PV GEN | 33 | SOUTHERN ELECTRIC POWER DISTRIBUTION PLC | SOLAR | PHOTOVOLTAIC | NO | DATA NOT AVAILABLE | DATA NOT AVAILABLE | 6.65 | DATA NOT AVAILABLE | DATA NOT AVAILABLE | DATA NOT AVAILABLE | DATA NOT AVAILABLE | DATA NOT AVAILABLE | DATA NOT AVAILABLE | DATA NOT AVAILABLE | DATA NOT AVAILABLE | DATA NOT AVAILABLE | DATA NOT AVAILABLE | DATA NOT AVAILABLE | DATA NOT AVAILABLE | NO | CONNECTED | 6.65 | 6.65 | 7 | 0.029 | 0.03 | 41879 | DATA NOT AVAILABLE | DATA NOT AVAILABLE | DATA NOT AVAILABLE | DATA NOT AVAILABLE | DATA NOT AVAILABLE | DATA NOT AVAILABLE | DATA NOT AVAILABLE | N | DATA NOT AVAILABLE | DATA NOT AVAILABLE | DATA NOT AVAILABLE | DATA NOT AVAILABLE | DATA NOT AVAILABLE | 44034
2000000000000 | [5 empty] | 2000000000000 | KENCOT HILL SOLAR FARM LIMITED | PV GENERATION SUBSTATION | PV GENERATION SUBSTATION KENCOT HILL | DATA NOT AVAILABLE | LECHLADE | OXFORDSHIRE | GL7 3QY | ENGLAND | 424627 | 206360 | COWLEY GSP | WITNEY | KENCOT HILL PV | 33 | SOUTHERN ELECTRIC POWER DISTRIBUTION PLC | SOLAR | PHOTOVOLTAIC | NO | DATA NOT AVAILABLE | DATA NOT AVAILABLE | 16.625 | DATA NOT AVAILABLE | DATA NOT AVAILABLE | DATA NOT AVAILABLE | DATA NOT AVAILABLE | DATA NOT AVAILABLE | DATA NOT AVAILABLE | DATA NOT AVAILABLE | DATA NOT AVAILABLE | DATA NOT AVAILABLE | DATA NOT AVAILABLE | DATA NOT AVAILABLE | DATA NOT AVAILABLE | NO | CONNECTED | 16.625 | 16.625 | 17.5 | DATA NOT AVAILABLE | DATA NOT AVAILABLE | DATA NOT AVAILABLE | DATA NOT AVAILABLE | DATA NOT AVAILABLE | DATA NOT AVAILABLE | DATA NOT AVAILABLE | DATA NOT AVAILABLE | DATA NOT AVAILABLE | DATA NOT AVAILABLE | N | DATA NOT AVAILABLE | DATA NOT AVAILABLE | DATA NOT AVAILABLE | DATA NOT AVAILABLE | DATA NOT AVAILABLE | 44034
2000000000000 | [5 empty] | 2000000000000 | KENCOT HILL SOLAR FARM LIMITED | PV GENERATION SUBSTATION | PV GENERATION SUBSTATION KENCOT HILL | DATA NOT AVAILABLE | LECHLADE | OXFORDSHIRE | GL7 3QY | ENGLAND | 424627 | 206360 | COWLEY GSP | WITNEY | KENCOT HILL PV | 33 | SOUTHERN ELECTRIC POWER DISTRIBUTION PLC | SOLAR | PHOTOVOLTAIC | NO | DATA NOT AVAILABLE | DATA NOT AVAILABLE | 16.625 | DATA NOT AVAILABLE | DATA NOT AVAILABLE | DATA NOT AVAILABLE | DATA NOT AVAILABLE | DATA NOT AVAILABLE | DATA NOT AVAILABLE | DATA NOT AVAILABLE | DATA NOT AVAILABLE | DATA NOT AVAILABLE | DATA NOT AVAILABLE | DATA NOT AVAILABLE | DATA NOT AVAILABLE | NO | CONNECTED | 16.625 | 16.625 | 17.5 | DATA NOT AVAILABLE | DATA NOT AVAILABLE | DATA NOT AVAILABLE | DATA NOT AVAILABLE | DATA NOT AVAILABLE | DATA NOT AVAILABLE | DATA NOT AVAILABLE | DATA NOT AVAILABLE | DATA NOT AVAILABLE | DATA NOT AVAILABLE | N | DATA NOT AVAILABLE | DATA NOT AVAILABLE | DATA NOT AVAILABLE | DATA NOT AVAILABLE | DATA NOT AVAILABLE | 44034
2000000000000 | [5 empty] | 2000000000000 | BRITISH SOLAR RENEWABLES LTD | CANADA FARM PV GENERATION | CANADA FARM PV GENERATION | DATA NOT AVAILABLE | BLANDFORD FORUM | DORSET | DT11 0LU | ENGLAND | 385055 | 105109 | MANNINGTON GSP | LYTCHETT | CANADA FARM PV | 33 | SOUTHERN ELECTRIC POWER DISTRIBUTION PLC | SOLAR | PHOTOVOLTAIC | NO | DATA NOT AVAILABLE | DATA NOT AVAILABLE | 16.625 | DATA NOT AVAILABLE | DATA NOT AVAILABLE | DATA NOT AVAILABLE | DATA NOT AVAILABLE | DATA NOT AVAILABLE | DATA NOT AVAILABLE | DATA NOT AVAILABLE | DATA NOT AVAILABLE | DATA NOT AVAILABLE | DATA NOT AVAILABLE | DATA NOT AVAILABLE | DATA NOT AVAILABLE | NO | CONNECTED | 16.625 | 16.625 | 17.5 | DATA NOT AVAILABLE | DATA NOT AVAILABLE | DATA NOT AVAILABLE | DATA NOT AVAILABLE | DATA NOT AVAILABLE | DATA NOT AVAILABLE | DATA NOT AVAILABLE | DATA NOT AVAILABLE | DATA NOT AVAILABLE | DATA NOT AVAILABLE | N | DATA NOT AVAILABLE | DATA NOT AVAILABLE | DATA NOT AVAILABLE | DATA NOT AVAILABLE | DATA NOT AVAILABLE | 44034
2000000000000 | [5 empty] | 2000000000000 | BOURNEMOUTH SOLAR LIMITED | ECO SOLAR 1 | EAST PARLEY COMMON ECO SOLAR 1, PARLEY GENERATION | CHAPEL LANE | CHRISTCHURCH | DORSET | BH23 6BG | ENGLAND | 410020 | 99003 | MANNINGTON GSP | REDHILL | PARLEY HUB PV | 33 | SOUTHERN ELECTRIC POWER DISTRIBUTION PLC | SOLAR | PHOTOVOLTAIC | NO | DATA NOT AVAILABLE | DATA NOT AVAILABLE | 23.56 | DATA NOT AVAILABLE | DATA NOT AVAILABLE | DATA NOT AVAILABLE | DATA NOT AVAILABLE | DATA NOT AVAILABLE | DATA NOT AVAILABLE | DATA NOT AVAILABLE | DATA NOT AVAILABLE | DATA NOT AVAILABLE | DATA NOT AVAILABLE | DATA NOT AVAILABLE | DATA NOT AVAILABLE | NO | CONNECTED | 23.56 | 23.56 | 24.8 | 0.228 | 0.24 | 41905 | DATA NOT AVAILABLE | DATA NOT AVAILABLE | DATA NOT AVAILABLE | DATA NOT AVAILABLE | DATA NOT AVAILABLE | DATA NOT AVAILABLE | DATA NOT AVAILABLE | N | DATA NOT AVAILABLE | DATA NOT AVAILABLE | DATA NOT AVAILABLE | DATA NOT AVAILABLE | DATA NOT AVAILABLE | 44034
2000000000000 | [5 empty] | 2000000000000 | BOURNEMOUTH SOLAR LIMITED | ECO SS SOLAR 2 | PARLEY GENERATION HUB ECO SS SOLAR 2 | EAST PARLEY COMMON | CHRISTCHURCH | DORSET | BH23 6BG | ENGLAND | 410020 | 99003 | MANNINGTON GSP | REDHILL | PARLEY HUB PV | 33 | SOUTHERN ELECTRIC POWER DISTRIBUTION PLC | SOLAR | PHOTOVOLTAIC | NO | DATA NOT AVAILABLE | DATA NOT AVAILABLE | 5.605 | DATA NOT AVAILABLE | DATA NOT AVAILABLE | DATA NOT AVAILABLE | DATA NOT AVAILABLE | DATA NOT AVAILABLE | DATA NOT AVAILABLE | DATA NOT AVAILABLE | DATA NOT AVAILABLE | DATA NOT AVAILABLE | DATA NOT AVAILABLE | DATA NOT AVAILABLE | DATA NOT AVAILABLE | NO | CONNECTED | 5.605 | 5.605 | 5.9 | 0.057 | 0.06 | 41905 | DATA NOT AVAILABLE | DATA NOT AVAILABLE | DATA NOT AVAILABLE | DATA NOT AVAILABLE | DATA NOT AVAILABLE | DATA NOT AVAILABLE | DATA NOT AVAILABLE | N | DATA NOT AVAILABLE | DATA NOT AVAILABLE | DATA NOT AVAILABLE | DATA NOT AVAILABLE | DATA NOT AVAILABLE | 44034
2000000000000 | [5 empty] | 2000000000000 | FARM POWER APOLLO LIMITED | FARM POWER APOLLO PV | BOURNE PARK GENERATION FARM POWER APOLLO PV | DATA NOT AVAILABLE | DORCHESTER | DORSET | DT2 7TU | ENGLAND | 372306 | 97577 | CHICKERELL GSP | CHICKERELL | BOURNE PARK PV GEN | 11 | SOUTHERN ELECTRIC POWER DISTRIBUTION PLC | SOLAR | PHOTOVOLTAIC | NO | DATA NOT AVAILABLE | DATA NOT AVAILABLE | 2.09 | DATA NOT AVAILABLE | DATA NOT AVAILABLE | DATA NOT AVAILABLE | DATA NOT AVAILABLE | DATA NOT AVAILABLE | DATA NOT AVAILABLE | DATA NOT AVAILABLE | DATA NOT AVAILABLE | DATA NOT AVAILABLE | DATA NOT AVAILABLE | DATA NOT AVAILABLE | DATA NOT AVAILABLE | NO | CONNECTED | 2.09 | 2.09 | 2.2 | 0.048 | 0.05 | 41947 | DATA NOT AVAILABLE | DATA NOT AVAILABLE | DATA NOT AVAILABLE | DATA NOT AVAILABLE | DATA NOT AVAILABLE | DATA NOT AVAILABLE | DATA NOT AVAILABLE | N | DATA NOT AVAILABLE | DATA NOT AVAILABLE | DATA NOT AVAILABLE | DATA NOT AVAILABLE | DATA NOT AVAILABLE | 44034
2000000000000 | [5 empty] | 2000000000000 | LANDMEAD SOLAR FARM LIMITED | LANDMEAD PV | PV GENERATION LANDMEAD FARM | DATA NOT AVAILABLE | WANTAGE | OXFORDSHIRE | OX12 0HP | ENGLAND | 442145 | 193229 | COWLEY GSP | DRAYTON | LANDMEAD PV | 33 | SOUTHERN ELECTRIC POWER DISTRIBUTION PLC | SOLAR | PHOTOVOLTAIC | NO | DATA NOT AVAILABLE | DATA NOT AVAILABLE | 33.25 | DATA NOT AVAILABLE | DATA NOT AVAILABLE | DATA NOT AVAILABLE | DATA NOT AVAILABLE | DATA NOT AVAILABLE | DATA NOT AVAILABLE | DATA NOT AVAILABLE | DATA NOT AVAILABLE | DATA NOT AVAILABLE | DATA NOT AVAILABLE | DATA NOT AVAILABLE | DATA NOT AVAILABLE | NO | CONNECTED | 33.25 | 33.25 | 35 | DATA NOT AVAILABLE | DATA NOT AVAILABLE | 41991 | DATA NOT AVAILABLE | DATA NOT AVAILABLE | DATA NOT AVAILABLE | DATA NOT AVAILABLE | DATA NOT AVAILABLE | DATA NOT AVAILABLE | DATA NOT AVAILABLE | N | DATA NOT AVAILABLE | DATA NOT AVAILABLE | DATA NOT AVAILABLE | DATA NOT AVAILABLE | DATA NOT AVAILABLE | 44034
2000000000000 | [5 empty] | 2000000000000 | ORTA WEDGEHILL SOLAR LIMITED | WEDGEHILL PV | WEDGEHILL PV | WEDGEHILL FARM | WIMBORNE | DORSET | BH21 7JP | ENGLAND | 406322 | 106898 | MANNINGTON GSP | MANNINGTON | WEDGE HILL PV FARM | 33 | SOUTHERN ELECTRIC POWER DISTRIBUTION PLC | SOLAR | PHOTOVOLTAIC | NO | DATA NOT AVAILABLE | DATA NOT AVAILABLE | 12.113 | DATA NOT AVAILABLE | DATA NOT AVAILABLE | DATA NOT AVAILABLE | DATA NOT AVAILABLE | DATA NOT AVAILABLE | DATA NOT AVAILABLE | DATA NOT AVAILABLE | DATA NOT AVAILABLE | DATA NOT AVAILABLE | DATA NOT AVAILABLE | DATA NOT AVAILABLE | DATA NOT AVAILABLE | NO | CONNECTED | 12.113 | 12.113 | 12.75 | DATA NOT AVAILABLE | DATA NOT AVAILABLE | 42009 | DATA NOT AVAILABLE | DATA NOT AVAILABLE | DATA NOT AVAILABLE | DATA NOT AVAILABLE | DATA NOT AVAILABLE | DATA NOT AVAILABLE | DATA NOT AVAILABLE | N | DATA NOT AVAILABLE | DATA NOT AVAILABLE | DATA NOT AVAILABLE | DATA NOT AVAILABLE | DATA NOT AVAILABLE | 44034
2000000000000 | [5 empty] | 2000000000000 | UPPER FARRINGDON LIMITED | PV GENERATION | PV GENERATION UPPER FARRINGDON FARM | UPPER FARRINGDON | ALTON | HAMPSHIRE | GU34 3EE | ENGLAND | 471418 | 135521 | BRAMLEY (FLEE) | ALTON | UPPER FARRINGDON PV | 33 | SOUTHERN ELECTRIC POWER DISTRIBUTION PLC | SOLAR | PHOTOVOLTAIC | NO | DATA NOT AVAILABLE | DATA NOT AVAILABLE | 4.75 | DATA NOT AVAILABLE | DATA NOT AVAILABLE | DATA NOT AVAILABLE | DATA NOT AVAILABLE | DATA NOT AVAILABLE | DATA NOT AVAILABLE | DATA NOT AVAILABLE | DATA NOT AVAILABLE | DATA NOT AVAILABLE | DATA NOT AVAILABLE | DATA NOT AVAILABLE | DATA NOT AVAILABLE | NO | CONNECTED | 4.75 | 4.75 | 5 | DATA NOT AVAILABLE | DATA NOT AVAILABLE | DATA NOT AVAILABLE | DATA NOT AVAILABLE | DATA NOT AVAILABLE | DATA NOT AVAILABLE | DATA NOT AVAILABLE | DATA NOT AVAILABLE | DATA NOT AVAILABLE | DATA NOT AVAILABLE | N | DATA NOT AVAILABLE | DATA NOT AVAILABLE | DATA NOT AVAILABLE | DATA NOT AVAILABLE | DATA NOT AVAILABLE | 44034
2000000000000 | [5 empty] | 2000000000000 | WEL SOLAR 1 LIMITED | ROVES FARM PV | ROVES FARM PV | DATA NOT AVAILABLE | SWINDON | SWINDON | SN6 7QG | ENGLAND | 420941 | 188975 | MINETY GSP | STRATTON | ROVES FARM PV | 33 | SOUTHERN ELECTRIC POWER DISTRIBUTION PLC | SOLAR | PHOTOVOLTAIC | NO | DATA NOT AVAILABLE | DATA NOT AVAILABLE | 8.55 | DATA NOT AVAILABLE | DATA NOT AVAILABLE | DATA NOT AVAILABLE | DATA NOT AVAILABLE | DATA NOT AVAILABLE | DATA NOT AVAILABLE | DATA NOT AVAILABLE | DATA NOT AVAILABLE | DATA NOT AVAILABLE | DATA NOT AVAILABLE | DATA NOT AVAILABLE | DATA NOT AVAILABLE | NO | CONNECTED | 8.55 | 8.55 | 9 | DATA NOT AVAILABLE | DATA NOT AVAILABLE | 42055 | DATA NOT AVAILABLE | DATA NOT AVAILABLE | DATA NOT AVAILABLE | DATA NOT AVAILABLE | DATA NOT AVAILABLE | DATA NOT AVAILABLE | DATA NOT AVAILABLE | N | DATA NOT AVAILABLE | DATA NOT AVAILABLE | DATA NOT AVAILABLE | DATA NOT AVAILABLE | DATA NOT AVAILABLE | 44034
2000000000000 | [5 empty] | 2000000000000 | CHALGROVE SOLAR LTD | NIXEY FARM PV | NIXEY FARM PV | DATA NOT AVAILABLE | OXFORD | OXFORDSHIRE | OX49 5AZ | ENGLAND | 466176 | 197091 | COWLEY GSP | HIGH WYCOMBE | NIXEY PV GENERATION | 33 | SOUTHERN ELECTRIC POWER DISTRIBUTION PLC | SOLAR | PHOTOVOLTAIC | NO | DATA NOT AVAILABLE | DATA NOT AVAILABLE | 16.15 | DATA NOT AVAILABLE | DATA NOT AVAILABLE | DATA NOT AVAILABLE | DATA NOT AVAILABLE | DATA NOT AVAILABLE | DATA NOT AVAILABLE | DATA NOT AVAILABLE | DATA NOT AVAILABLE | DATA NOT AVAILABLE | DATA NOT AVAILABLE | DATA NOT AVAILABLE | DATA NOT AVAILABLE | NO | CONNECTED | 16.15 | 16.15 | 17 | 0.029 | 0.03 | 42089 | DATA NOT AVAILABLE | DATA NOT AVAILABLE | DATA NOT AVAILABLE | DATA NOT AVAILABLE | DATA NOT AVAILABLE | DATA NOT AVAILABLE | DATA NOT AVAILABLE | N | DATA NOT AVAILABLE | DATA NOT AVAILABLE | DATA NOT AVAILABLE | DATA NOT AVAILABLE | DATA NOT AVAILABLE | 44034
2000000000000 | [5 empty] | 2000000000000 | ELMS | ELMS PV | ELMS FARM | GROVE ROAD | WANTAGE | OXFORDSHIRE | OX12 7PD | ENGLAND | 440207 | 189109 | COWLEY GSP | DRAYTON | ELMS PV GENERATION | 33 | SOUTHERN ELECTRIC POWER DISTRIBUTION PLC | SOLAR | PHOTOVOLTAIC | NO | DATA NOT AVAILABLE | DATA NOT AVAILABLE | 20.188 | DATA NOT AVAILABLE | DATA NOT AVAILABLE | DATA NOT AVAILABLE | DATA NOT AVAILABLE | DATA NOT AVAILABLE | DATA NOT AVAILABLE | DATA NOT AVAILABLE | DATA NOT AVAILABLE | DATA NOT AVAILABLE | DATA NOT AVAILABLE | DATA NOT AVAILABLE | DATA NOT AVAILABLE | NO | CONNECTED | 20.188 | 20.188 | 21.25 | DATA NOT AVAILABLE | DATA NOT AVAILABLE | 42072 | DATA NOT AVAILABLE | DATA NOT AVAILABLE | DATA NOT AVAILABLE | DATA NOT AVAILABLE | DATA NOT AVAILABLE | DATA NOT AVAILABLE | DATA NOT AVAILABLE | N | DATA NOT AVAILABLE | DATA NOT AVAILABLE | DATA NOT AVAILABLE | DATA NOT AVAILABLE | DATA NOT AVAILABLE | 44034
2000000000000 | [5 empty] | 2000000000000 | ISLE OF WIGHT GRANGE LIMITED | WOOTTON COMMON PV GENERATION | WOOTTON COMMON PV GENERATION | STAPLERS ROAD | RYDE | ISLE OF WIGHT | PO33 4RW | ENGLAND | 452614 | 90511 | FAWLEY GSP | COWES & WOOTTON COMMON | WOOTTON COMMON PV | 33 | SOUTHERN ELECTRIC POWER DISTRIBUTION PLC | SOLAR | PHOTOVOLTAIC | NO | DATA NOT AVAILABLE | DATA NOT AVAILABLE | 4.75 | DATA NOT AVAILABLE | DATA NOT AVAILABLE | DATA NOT AVAILABLE | DATA NOT AVAILABLE | DATA NOT AVAILABLE | DATA NOT AVAILABLE | DATA NOT AVAILABLE | DATA NOT AVAILABLE | DATA NOT AVAILABLE | DATA NOT AVAILABLE | DATA NOT AVAILABLE | DATA NOT AVAILABLE | NO | CONNECTED | 4.75 | 4.75 | 5 | DATA NOT AVAILABLE | DATA NOT AVAILABLE | DATA NOT AVAILABLE | DATA NOT AVAILABLE | DATA NOT AVAILABLE | DATA NOT AVAILABLE | DATA NOT AVAILABLE | DATA NOT AVAILABLE | DATA NOT AVAILABLE | DATA NOT AVAILABLE | N | DATA NOT AVAILABLE | DATA NOT AVAILABLE | DATA NOT AVAILABLE | DATA NOT AVAILABLE | DATA NOT AVAILABLE | 44034
2000000000000 | [5 empty] | 2000000000000 | WELBORNE ENERGY LLP | SOUTHWICK ESTATE PV GENERATION | SOUTHWICK ESTATE PV GENERATION | SOUTHWICK ESTATE | PORTSMOUTH | HAMPSHIRE | PO17 6EA | ENGLAND | 462420 | 108654 | LOVEDEAN GSP | FORT WIDLEY | SOUTHWICK PV GEN | 33 | SOUTHERN ELECTRIC POWER DISTRIBUTION PLC | SOLAR | PHOTOVOLTAIC | NO | DATA NOT AVAILABLE | DATA NOT AVAILABLE | 38 | DATA NOT AVAILABLE | DATA NOT AVAILABLE | DATA NOT AVAILABLE | DATA NOT AVAILABLE | DATA NOT AVAILABLE | DATA NOT AVAILABLE | DATA NOT AVAILABLE | DATA NOT AVAILABLE | DATA NOT AVAILABLE | DATA NOT AVAILABLE | DATA NOT AVAILABLE | DATA NOT AVAILABLE | NO | CONNECTED | 38 | 38 | 40 | DATA NOT AVAILABLE | DATA NOT AVAILABLE | DATA NOT AVAILABLE | DATA NOT AVAILABLE | DATA NOT AVAILABLE | DATA NOT AVAILABLE | DATA NOT AVAILABLE | DATA NOT AVAILABLE | DATA NOT AVAILABLE | DATA NOT AVAILABLE | N | DATA NOT AVAILABLE | DATA NOT AVAILABLE | DATA NOT AVAILABLE | DATA NOT AVAILABLE | DATA NOT AVAILABLE | 44034
2000000000000 | [5 empty] | 2000000000000 | NEW STONE HOUSE FARM LIMITED | NEW STONE HOUSE FARM PV | NEW STONE HOUSE FARM PV | DATA NOT AVAILABLE | BICESTER | OXFORDSHIRE | OX25 2PT | ENGLAND | 455811 | 219330 | EAST CLAYDON GSP | BICESTER NORTH | NEW STONE HOUSE PV | 33 | SOUTHERN ELECTRIC POWER DISTRIBUTION PLC | SOLAR | PHOTOVOLTAIC | NO | DATA NOT AVAILABLE | DATA NOT AVAILABLE | 8.978 | DATA NOT AVAILABLE | DATA NOT AVAILABLE | DATA NOT AVAILABLE | DATA NOT AVAILABLE | DATA NOT AVAILABLE | DATA NOT AVAILABLE | DATA NOT AVAILABLE | DATA NOT AVAILABLE | DATA NOT AVAILABLE | DATA NOT AVAILABLE | DATA NOT AVAILABLE | DATA NOT AVAILABLE | NO | CONNECTED | 8.978 | 8.978 | 9.45 | DATA NOT AVAILABLE | DATA NOT AVAILABLE | DATA NOT AVAILABLE | DATA NOT AVAILABLE | DATA NOT AVAILABLE | DATA NOT AVAILABLE | DATA NOT AVAILABLE | DATA NOT AVAILABLE | DATA NOT AVAILABLE | DATA NOT AVAILABLE | N | DATA NOT AVAILABLE | DATA NOT AVAILABLE | DATA NOT AVAILABLE | DATA NOT AVAILABLE | DATA NOT AVAILABLE | 44034
2000000000000 | [5 empty] | 2000000000000 | BOURNE PARK SOLAR LIMITED | BOURNE PARK - ECO PIDDLEHINTON AD | BOURNE PARK GENERATION ECO PIDDLEHINTON AD | DATA NOT AVAILABLE | DORCHESTER | DORSET | DT2 7TU | ENGLAND | 372306 | 97577 | CHICKERELL GSP | CHICKERELL | BOURNE PARK PV GEN | 11 | SOUTHERN ELECTRIC POWER DISTRIBUTION PLC | SOLAR | PHOTOVOLTAIC | NO | DATA NOT AVAILABLE | DATA NOT AVAILABLE | 1.235 | DATA NOT AVAILABLE | DATA NOT AVAILABLE | DATA NOT AVAILABLE | DATA NOT AVAILABLE | DATA NOT AVAILABLE | DATA NOT AVAILABLE | DATA NOT AVAILABLE | DATA NOT AVAILABLE | DATA NOT AVAILABLE | DATA NOT AVAILABLE | DATA NOT AVAILABLE | DATA NOT AVAILABLE | NO | CONNECTED | 1.235 | 1.235 | 1.3 | 0.76 | 0.8 | 42055 | DATA NOT AVAILABLE | DATA NOT AVAILABLE | DATA NOT AVAILABLE | DATA NOT AVAILABLE | DATA NOT AVAILABLE | DATA NOT AVAILABLE | DATA NOT AVAILABLE | N | DATA NOT AVAILABLE | DATA NOT AVAILABLE | DATA NOT AVAILABLE | DATA NOT AVAILABLE | DATA NOT AVAILABLE | 44034
2000000000000 | [5 empty] | 2000000000000 | SECOND GENERATION VERWOOD LTD | VERWOOD PV | VERWOOD PV | ST MICHAEL'S ROAD | WIMBORNE | DORSET | BH31 6JA | ENGLAND | 408768 | 107767 | MANNINGTON GSP | MANNINGTON | VERWOOD PV FARM | 33 | SOUTHERN ELECTRIC POWER DISTRIBUTION PLC | SOLAR | PHOTOVOLTAIC | NO | DATA NOT AVAILABLE | DATA NOT AVAILABLE | 15.2 | DATA NOT AVAILABLE | DATA NOT AVAILABLE | DATA NOT AVAILABLE | DATA NOT AVAILABLE | DATA NOT AVAILABLE | DATA NOT AVAILABLE | DATA NOT AVAILABLE | DATA NOT AVAILABLE | DATA NOT AVAILABLE | DATA NOT AVAILABLE | DATA NOT AVAILABLE | DATA NOT AVAILABLE | NO | CONNECTED | 15.2 | 15.2 | 16 | DATA NOT AVAILABLE | DATA NOT AVAILABLE | 42059 | DATA NOT AVAILABLE | DATA NOT AVAILABLE | DATA NOT AVAILABLE | DATA NOT AVAILABLE | DATA NOT AVAILABLE | DATA NOT AVAILABLE | DATA NOT AVAILABLE | N | DATA NOT AVAILABLE | DATA NOT AVAILABLE | DATA NOT AVAILABLE | DATA NOT AVAILABLE | DATA NOT AVAILABLE | 44034
2000000000000 | [5 empty] | 2000000000000 | UPPER FARM SOLAR LIMITED | UPPER PV FARM | UPPER PV FARM | DATA NOT AVAILABLE | ALRESFORD | HAMPSHIRE | SO24 9SA | ENGLAND | 463453 | 141758 | BRAMLEY (FLEE) | ALTON | UPPER FARM PV | 33 | SOUTHERN ELECTRIC POWER DISTRIBUTION PLC | SOLAR | PHOTOVOLTAIC | NO | DATA NOT AVAILABLE | DATA NOT AVAILABLE | 7.524 | DATA NOT AVAILABLE | DATA NOT AVAILABLE | DATA NOT AVAILABLE | DATA NOT AVAILABLE | DATA NOT AVAILABLE | DATA NOT AVAILABLE | DATA NOT AVAILABLE | DATA NOT AVAILABLE | DATA NOT AVAILABLE | DATA NOT AVAILABLE | DATA NOT AVAILABLE | DATA NOT AVAILABLE | NO | CONNECTED | 7.524 | 7.524 | 7.92 | DATA NOT AVAILABLE | DATA NOT AVAILABLE | DATA NOT AVAILABLE | DATA NOT AVAILABLE | DATA NOT AVAILABLE | DATA NOT AVAILABLE | DATA NOT AVAILABLE | DATA NOT AVAILABLE | DATA NOT AVAILABLE | DATA NOT AVAILABLE | N | DATA NOT AVAILABLE | DATA NOT AVAILABLE | DATA NOT AVAILABLE | DATA NOT AVAILABLE | DATA NOT AVAILABLE | 44034
2000000000000 | [5 empty] | 2000000000000 | DATA NOT AVAILABLE | LYNT FARM PV | LYNT FARM PV | DATA NOT AVAILABLE | SWINDON | SWINDON | SN6 7QZ | ENGLAND | 420554 | 196435 | MINETY GSP | STRATTON | LYNT FARM PV GEN | 33 | SOUTHERN ELECTRIC POWER DISTRIBUTION PLC | SOLAR | PHOTOVOLTAIC | NO | DATA NOT AVAILABLE | DATA NOT AVAILABLE | 21.47 | DATA NOT AVAILABLE | DATA NOT AVAILABLE | DATA NOT AVAILABLE | DATA NOT AVAILABLE | DATA NOT AVAILABLE | DATA NOT AVAILABLE | DATA NOT AVAILABLE | DATA NOT AVAILABLE | DATA NOT AVAILABLE | DATA NOT AVAILABLE | DATA NOT AVAILABLE | DATA NOT AVAILABLE | NO | CONNECTED | 21.47 | 21.47 | 22.6 | DATA NOT AVAILABLE | DATA NOT AVAILABLE | DATA NOT AVAILABLE | DATA NOT AVAILABLE | DATA NOT AVAILABLE | DATA NOT AVAILABLE | DATA NOT AVAILABLE | DATA NOT AVAILABLE | DATA NOT AVAILABLE | DATA NOT AVAILABLE | N | DATA NOT AVAILABLE | DATA NOT AVAILABLE | DATA NOT AVAILABLE | DATA NOT AVAILABLE | DATA NOT AVAILABLE | 44034
2000000000000 | [5 empty] | 2000000000000 | DATA NOT AVAILABLE | ORTA PORT PV | ORTA PORT PV | WATER EATON | SWINDON | WILTSHIRE | SN6 6JT | ENGLAND | 413290 | 194234 | MINETY GSP | STRATTON | PORT FARM WATER EATON PV | 33 | SOUTHERN ELECTRIC POWER DISTRIBUTION PLC | SOLAR | PHOTOVOLTAIC | NO | DATA NOT AVAILABLE | DATA NOT AVAILABLE | 27.17 | DATA NOT AVAILABLE | DATA NOT AVAILABLE | DATA NOT AVAILABLE | DATA NOT AVAILABLE | DATA NOT AVAILABLE | DATA NOT AVAILABLE | DATA NOT AVAILABLE | DATA NOT AVAILABLE | DATA NOT AVAILABLE | DATA NOT AVAILABLE | DATA NOT AVAILABLE | DATA NOT AVAILABLE | NO | CONNECTED | 27.17 | 27.17 | 28.6 | DATA NOT AVAILABLE | DATA NOT AVAILABLE | 42067 | DATA NOT AVAILABLE | DATA NOT AVAILABLE | DATA NOT AVAILABLE | DATA NOT AVAILABLE | DATA NOT AVAILABLE | DATA NOT AVAILABLE | DATA NOT AVAILABLE | N | DATA NOT AVAILABLE | DATA NOT AVAILABLE | DATA NOT AVAILABLE | DATA NOT AVAILABLE | DATA NOT AVAILABLE | 44034
2000000000000 | [5 empty] | 2000000000000 | COCK HILL FARM PV | COCK HILL PV | COCK HILL FARM PV | DATA NOT AVAILABLE | TROWBRIDGE | WILTSHIRE | BA14 9AQ | ENGLAND | 384564 | 158364 | MELKSHAM GSP | NORRINGTON | COCK HILL PV GEN | 33 | SOUTHERN ELECTRIC POWER DISTRIBUTION PLC | SOLAR | PHOTOVOLTAIC | NO | DATA NOT AVAILABLE | DATA NOT AVAILABLE | 14.63 | DATA NOT AVAILABLE | DATA NOT AVAILABLE | DATA NOT AVAILABLE | DATA NOT AVAILABLE | DATA NOT AVAILABLE | DATA NOT AVAILABLE | DATA NOT AVAILABLE | DATA NOT AVAILABLE | DATA NOT AVAILABLE | DATA NOT AVAILABLE | DATA NOT AVAILABLE | DATA NOT AVAILABLE | NO | CONNECTED | 14.63 | 14.63 | 15.4 | 0.038 | 0.04 | 42088 | DATA NOT AVAILABLE | DATA NOT AVAILABLE | DATA NOT AVAILABLE | DATA NOT AVAILABLE | DATA NOT AVAILABLE | DATA NOT AVAILABLE | DATA NOT AVAILABLE | N | DATA NOT AVAILABLE | DATA NOT AVAILABLE | DATA NOT AVAILABLE | DATA NOT AVAILABLE | DATA NOT AVAILABLE | 44034
2000000000000 | [5 empty] | 2000000000000 | LIGHTSOURCE SPV 5DATA NOT AVAILABLE LIMITED | HENBURY PV | HENBURY PV | OLD MARKET ROAD | WIMBORNE | DORSET | BH21 3QZ | ENGLAND | 396520 | 97427 | MANNINGTON GSP | LYTCHETT | HENBURY PV GENERATION | 33 | SOUTHERN ELECTRIC POWER DISTRIBUTION PLC | SOLAR | PHOTOVOLTAIC | NO | DATA NOT AVAILABLE | DATA NOT AVAILABLE | 3.135 | DATA NOT AVAILABLE | DATA NOT AVAILABLE | DATA NOT AVAILABLE | DATA NOT AVAILABLE | DATA NOT AVAILABLE | DATA NOT AVAILABLE | DATA NOT AVAILABLE | DATA NOT AVAILABLE | DATA NOT AVAILABLE | DATA NOT AVAILABLE | DATA NOT AVAILABLE | DATA NOT AVAILABLE | NO | CONNECTED | 3.135 | 3.135 | 3.3 | DATA NOT AVAILABLE | DATA NOT AVAILABLE | DATA NOT AVAILABLE | DATA NOT AVAILABLE | DATA NOT AVAILABLE | DATA NOT AVAILABLE | DATA NOT AVAILABLE | DATA NOT AVAILABLE | DATA NOT AVAILABLE | DATA NOT AVAILABLE | N | DATA NOT AVAILABLE | DATA NOT AVAILABLE | DATA NOT AVAILABLE | DATA NOT AVAILABLE | DATA NOT AVAILABLE | 44034
2000000000000 | [5 empty] | 2000000000000 | GREENCOAT CAPITAL | WATERDITCH PV | WATERDITCH PV FARM | DATA NOT AVAILABLE | CHRISTCHURCH | DORSET | BH23 8JX | ENGLAND | 418771 | 96024 | MANNINGTON GSP | CHRISTCHURCH | WATERDITCH PV | 33 | SOUTHERN ELECTRIC POWER DISTRIBUTION PLC | SOLAR | PHOTOVOLTAIC | NO | DATA NOT AVAILABLE | DATA NOT AVAILABLE | 14.535 | DATA NOT AVAILABLE | DATA NOT AVAILABLE | DATA NOT AVAILABLE | DATA NOT AVAILABLE | DATA NOT AVAILABLE | DATA NOT AVAILABLE | DATA NOT AVAILABLE | DATA NOT AVAILABLE | DATA NOT AVAILABLE | DATA NOT AVAILABLE | DATA NOT AVAILABLE | DATA NOT AVAILABLE | NO | CONNECTED | 14.535 | 14.535 | 15.3 | DATA NOT AVAILABLE | DATA NOT AVAILABLE | 42089 | DATA NOT AVAILABLE | DATA NOT AVAILABLE | DATA NOT AVAILABLE | DATA NOT AVAILABLE | DATA NOT AVAILABLE | DATA NOT AVAILABLE | DATA NOT AVAILABLE | N | DATA NOT AVAILABLE | DATA NOT AVAILABLE | DATA NOT AVAILABLE | DATA NOT AVAILABLE | DATA NOT AVAILABLE | 44034
2000000000000 | [5 empty] | 2000000000000 | STOKES MARSH SOLAR LTD | STOKES MARSH PV | LAND AT BRICKFIELD FARM | STOKES MARSH | COULSTON | WILTSHIRE | BA13 4NZ | ENGLAND | 394836 | 155632 | MELKSHAM GSP | NORRINGTON | STOKES MARSH PV GEN | 33 | SOUTHERN ELECTRIC POWER DISTRIBUTION PLC | SOLAR | PHOTOVOLTAIC | NO | DATA NOT AVAILABLE | DATA NOT AVAILABLE | 11.552 | DATA NOT AVAILABLE | DATA NOT AVAILABLE | DATA NOT AVAILABLE | DATA NOT AVAILABLE | DATA NOT AVAILABLE | DATA NOT AVAILABLE | DATA NOT AVAILABLE | DATA NOT AVAILABLE | DATA NOT AVAILABLE | DATA NOT AVAILABLE | DATA NOT AVAILABLE | DATA NOT AVAILABLE | NO | CONNECTED | 11.552 | 11.552 | 12.16 | 0.2 | 0.21 | 42069 | DATA NOT AVAILABLE | DATA NOT AVAILABLE | DATA NOT AVAILABLE | DATA NOT AVAILABLE | DATA NOT AVAILABLE | DATA NOT AVAILABLE | DATA NOT AVAILABLE | N | DATA NOT AVAILABLE | DATA NOT AVAILABLE | DATA NOT AVAILABLE | DATA NOT AVAILABLE | DATA NOT AVAILABLE | 44034
2000000000000 | [5 empty] | 2000000000000 | C/O LIGHTSOURCE | CASTLE COMBE PV | CASTLE COMBE FARM PV | DATA NOT AVAILABLE | CHIPPENHAM | WILTSHIRE | SN14 7EY | ENGLAND | 384852 | 177073 | MELKSHAM GSP | CHIPPENHAM | CASTLE COMBE PV GEN | 33 | SOUTHERN ELECTRIC POWER DISTRIBUTION PLC | SOLAR | PHOTOVOLTAIC | NO | DATA NOT AVAILABLE | DATA NOT AVAILABLE | 11.4 | DATA NOT AVAILABLE | DATA NOT AVAILABLE | DATA NOT AVAILABLE | DATA NOT AVAILABLE | DATA NOT AVAILABLE | DATA NOT AVAILABLE | DATA NOT AVAILABLE | DATA NOT AVAILABLE | DATA NOT AVAILABLE | DATA NOT AVAILABLE | DATA NOT AVAILABLE | DATA NOT AVAILABLE | NO | CONNECTED | 11.4 | 11.4 | 12 | 0.105 | 0.11 | 42094 | DATA NOT AVAILABLE | DATA NOT AVAILABLE | DATA NOT AVAILABLE | DATA NOT AVAILABLE | DATA NOT AVAILABLE | DATA NOT AVAILABLE | DATA NOT AVAILABLE | N | DATA NOT AVAILABLE | DATA NOT AVAILABLE | DATA NOT AVAILABLE | DATA NOT AVAILABLE | DATA NOT AVAILABLE | 44034
2000000000000 | [5 empty] | 2000000000000 | MORSOL LIMITED | MARSH HOUSE PV | MARSH HOUSE PV FARM | DATA NOT AVAILABLE | FAREHAM | HAMPSHIRE | GU10 5EF | ENGLAND | 480822 | 145908 | BRAMLEY (FLEE) | COXMOOR WOOD | MARSH HOUSE PV GEN | 33 | SOUTHERN ELECTRIC POWER DISTRIBUTION PLC | SOLAR | PHOTOVOLTAIC | NO | DATA NOT AVAILABLE | DATA NOT AVAILABLE | 4.085 | DATA NOT AVAILABLE | DATA NOT AVAILABLE | DATA NOT AVAILABLE | DATA NOT AVAILABLE | DATA NOT AVAILABLE | DATA NOT AVAILABLE | DATA NOT AVAILABLE | DATA NOT AVAILABLE | DATA NOT AVAILABLE | DATA NOT AVAILABLE | DATA NOT AVAILABLE | DATA NOT AVAILABLE | NO | CONNECTED | 4.085 | 4.085 | 4.3 | DATA NOT AVAILABLE | DATA NOT AVAILABLE | 42070 | DATA NOT AVAILABLE | DATA NOT AVAILABLE | DATA NOT AVAILABLE | DATA NOT AVAILABLE | DATA NOT AVAILABLE | DATA NOT AVAILABLE | DATA NOT AVAILABLE | N | DATA NOT AVAILABLE | DATA NOT AVAILABLE | DATA NOT AVAILABLE | DATA NOT AVAILABLE | DATA NOT AVAILABLE | 44034
2000000000000 | [5 empty] | 2000000000000 | DATA NOT AVAILABLE | PINGEWOOD PV FARM | PINGEWOOD PV FARM | PINGEWOOD | READING | BERKSHIRE | RG30 3UG | ENGLAND | 469210 | 169275 | BRAMLEY (FLEE) | READING | PINGEWOOD PV GENERATION | 33 | SOUTHERN ELECTRIC POWER DISTRIBUTION PLC | SOLAR | PHOTOVOLTAIC | NO | DATA NOT AVAILABLE | DATA NOT AVAILABLE | 14.25 | DATA NOT AVAILABLE | DATA NOT AVAILABLE | DATA NOT AVAILABLE | DATA NOT AVAILABLE | DATA NOT AVAILABLE | DATA NOT AVAILABLE | DATA NOT AVAILABLE | DATA NOT AVAILABLE | DATA NOT AVAILABLE | DATA NOT AVAILABLE | DATA NOT AVAILABLE | DATA NOT AVAILABLE | NO | CONNECTED | 14.25 | 14.25 | 15 | DATA NOT AVAILABLE | DATA NOT AVAILABLE | DATA NOT AVAILABLE | DATA NOT AVAILABLE | DATA NOT AVAILABLE | DATA NOT AVAILABLE | DATA NOT AVAILABLE | DATA NOT AVAILABLE | DATA NOT AVAILABLE | DATA NOT AVAILABLE | N | DATA NOT AVAILABLE | DATA NOT AVAILABLE | DATA NOT AVAILABLE | DATA NOT AVAILABLE | DATA NOT AVAILABLE | 44034
2000000000000 | [5 empty] | 2000000000000 | DATA NOT AVAILABLE | MEMBURY PV | HADLEY FARM MEMBURY SOLAR PV | ERMIN STREET | HUNGERFORD | BERKSHIRE | RG17 7TR | ENGLAND | 430689 | 176506 | BRAMLEY (ANDO-THAT) | THATCHAM | MEMBURY PV | 33 | SOUTHERN ELECTRIC POWER DISTRIBUTION PLC | SOLAR | PHOTOVOLTAIC | NO | DATA NOT AVAILABLE | DATA NOT AVAILABLE | 13.3 | DATA NOT AVAILABLE | DATA NOT AVAILABLE | DATA NOT AVAILABLE | DATA NOT AVAILABLE | DATA NOT AVAILABLE | DATA NOT AVAILABLE | DATA NOT AVAILABLE | DATA NOT AVAILABLE | DATA NOT AVAILABLE | DATA NOT AVAILABLE | DATA NOT AVAILABLE | DATA NOT AVAILABLE | NO | CONNECTED | 13.3 | 13.3 | 14 | DATA NOT AVAILABLE | DATA NOT AVAILABLE | 42079 | DATA NOT AVAILABLE | DATA NOT AVAILABLE | DATA NOT AVAILABLE | DATA NOT AVAILABLE | DATA NOT AVAILABLE | DATA NOT AVAILABLE | DATA NOT AVAILABLE | N | DATA NOT AVAILABLE | DATA NOT AVAILABLE | DATA NOT AVAILABLE | DATA NOT AVAILABLE | DATA NOT AVAILABLE | 44034
2000000000000 | [5 empty] | 2000000000000 | DNO CONSULTING | ROUNDPONDS FARM PV | ROUNDPONDS FARM PV | BERRY FIELD LANE | MELKSHAM | WILTSHIRE | SN12 6EF | ENGLAND | 389810 | 162411 | MELKSHAM GSP | NORRINGTON | ROUNDPONDS PV GEN | 33 | SOUTHERN ELECTRIC POWER DISTRIBUTION PLC | SOLAR | PHOTOVOLTAIC | NO | DATA NOT AVAILABLE | DATA NOT AVAILABLE | 9.595 | DATA NOT AVAILABLE | DATA NOT AVAILABLE | DATA NOT AVAILABLE | DATA NOT AVAILABLE | DATA NOT AVAILABLE | DATA NOT AVAILABLE | DATA NOT AVAILABLE | DATA NOT AVAILABLE | DATA NOT AVAILABLE | DATA NOT AVAILABLE | DATA NOT AVAILABLE | DATA NOT AVAILABLE | NO | CONNECTED | 9.595 | 9.595 | 10.1 | DATA NOT AVAILABLE | DATA NOT AVAILABLE | 42086 | DATA NOT AVAILABLE | DATA NOT AVAILABLE | DATA NOT AVAILABLE | DATA NOT AVAILABLE | DATA NOT AVAILABLE | DATA NOT AVAILABLE | DATA NOT AVAILABLE | N | DATA NOT AVAILABLE | DATA NOT AVAILABLE | DATA NOT AVAILABLE | DATA NOT AVAILABLE | DATA NOT AVAILABLE | 44034
2000000000000 | [5 empty] | 2000000000000 | LITTLETON SOLAR FARM LIMITED | LITTLETON FARM PV | AT LITTLETON FARM LITTLETON SOLAR FARM AT LAND | DATA NOT AVAILABLE | BLANDFORD FORUM | DORSET | DT11 9AE | ENGLAND | 388155 | 104392 | MANNINGTON GSP | LYTCHETT | LITTLETON PV | 33 | SOUTHERN ELECTRIC POWER DISTRIBUTION PLC | SOLAR | PHOTOVOLTAIC | NO | DATA NOT AVAILABLE | DATA NOT AVAILABLE | 7.125 | DATA NOT AVAILABLE | DATA NOT AVAILABLE | DATA NOT AVAILABLE | DATA NOT AVAILABLE | DATA NOT AVAILABLE | DATA NOT AVAILABLE | DATA NOT AVAILABLE | DATA NOT AVAILABLE | DATA NOT AVAILABLE | DATA NOT AVAILABLE | DATA NOT AVAILABLE | DATA NOT AVAILABLE | NO | CONNECTED | 7.125 | 7.125 | 7.5 | DATA NOT AVAILABLE | DATA NOT AVAILABLE | 42083 | DATA NOT AVAILABLE | DATA NOT AVAILABLE | DATA NOT AVAILABLE | DATA NOT AVAILABLE | DATA NOT AVAILABLE | DATA NOT AVAILABLE | DATA NOT AVAILABLE | N | DATA NOT AVAILABLE | DATA NOT AVAILABLE | DATA NOT AVAILABLE | DATA NOT AVAILABLE | DATA NOT AVAILABLE | 44034
2000000000000 | [5 empty] | 2000000000000 | LIGHTSOURCE SPV 79 LIMITED | AARDVARK PV | LITTLEDOWN PV SHAFTESBURY | DATA NOT AVAILABLE | SHAFTESBURY | DORSET | SP7 9HD | ENGLAND | 386849 | 124179 | MANNINGTON GSP | SHAFTESBURY | LITTLEDOWN PV GEN | 33 | SOUTHERN ELECTRIC POWER DISTRIBUTION PLC | SOLAR | PHOTOVOLTAIC | NO | DATA NOT AVAILABLE | DATA NOT AVAILABLE | 4.275 | DATA NOT AVAILABLE | DATA NOT AVAILABLE | DATA NOT AVAILABLE | DATA NOT AVAILABLE | DATA NOT AVAILABLE | DATA NOT AVAILABLE | DATA NOT AVAILABLE | DATA NOT AVAILABLE | DATA NOT AVAILABLE | DATA NOT AVAILABLE | DATA NOT AVAILABLE | DATA NOT AVAILABLE | NO | CONNECTED | 4.275 | 4.275 | 4.5 | DATA NOT AVAILABLE | DATA NOT AVAILABLE | 42089 | DATA NOT AVAILABLE | DATA NOT AVAILABLE | DATA NOT AVAILABLE | DATA NOT AVAILABLE | DATA NOT AVAILABLE | DATA NOT AVAILABLE | DATA NOT AVAILABLE | N | DATA NOT AVAILABLE | DATA NOT AVAILABLE | DATA NOT AVAILABLE | DATA NOT AVAILABLE | DATA NOT AVAILABLE | 44034
2000000000000 | [5 empty] | 2000000000000 | WESTERFIELD SOLAR LIMITED | WESTERFIELD FARM | WESTERFIELD FARM PV | DATA NOT AVAILABLE | OXFORD | OXFORDSHIRE | OX18 3NX | ENGLAND | 428766 | 208858 | COWLEY GSP | WITNEY | WESTERFIELD FM SHIL PV | 33 | SOUTHERN ELECTRIC POWER DISTRIBUTION PLC | SOLAR | PHOTOVOLTAIC | NO | DATA NOT AVAILABLE | DATA NOT AVAILABLE | 9.405 | DATA NOT AVAILABLE | DATA NOT AVAILABLE | DATA NOT AVAILABLE | DATA NOT AVAILABLE | DATA NOT AVAILABLE | DATA NOT AVAILABLE | DATA NOT AVAILABLE | DATA NOT AVAILABLE | DATA NOT AVAILABLE | DATA NOT AVAILABLE | DATA NOT AVAILABLE | DATA NOT AVAILABLE | NO | CONNECTED | 9.405 | 9.405 | 9.9 | DATA NOT AVAILABLE | DATA NOT AVAILABLE | 42086 | DATA NOT AVAILABLE | DATA NOT AVAILABLE | DATA NOT AVAILABLE | DATA NOT AVAILABLE | DATA NOT AVAILABLE | DATA NOT AVAILABLE | DATA NOT AVAILABLE | N | DATA NOT AVAILABLE | DATA NOT AVAILABLE | DATA NOT AVAILABLE | DATA NOT AVAILABLE | DATA NOT AVAILABLE | 44034
2000000000000 | [5 empty] | 2000000000000 | GOOD ENERGY GENERATION LTD | LOWER END PV | LOWER END FARM PV | LONG STREET | DEVIZES | WILTSHIRE | SN10 5SL | ENGLAND | 397170 | 156314 | MELKSHAM GSP | NORRINGTON | LOWER END PV | 33 | SOUTHERN ELECTRIC POWER DISTRIBUTION PLC | SOLAR | PHOTOVOLTAIC | NO | DATA NOT AVAILABLE | DATA NOT AVAILABLE | 4.275 | DATA NOT AVAILABLE | DATA NOT AVAILABLE | DATA NOT AVAILABLE | DATA NOT AVAILABLE | DATA NOT AVAILABLE | DATA NOT AVAILABLE | DATA NOT AVAILABLE | DATA NOT AVAILABLE | DATA NOT AVAILABLE | DATA NOT AVAILABLE | DATA NOT AVAILABLE | DATA NOT AVAILABLE | NO | CONNECTED | 4.275 | 4.275 | 4.5 | 0.228 | 0.24 | 42152 | DATA NOT AVAILABLE | DATA NOT AVAILABLE | DATA NOT AVAILABLE | DATA NOT AVAILABLE | DATA NOT AVAILABLE | DATA NOT AVAILABLE | DATA NOT AVAILABLE | N | DATA NOT AVAILABLE | DATA NOT AVAILABLE | DATA NOT AVAILABLE | DATA NOT AVAILABLE | DATA NOT AVAILABLE | 44034
2000000000000 | [5 empty] | 2000000000000 | GOOD ENERGY GENERATION LTD | CROSSROADS PV | CROSSROADS SOLAR FARM | BLACKWATER GROVE | FORDINGBRIDGE | DORSET | SP6 3AD | ENGLAND | 411340 | 112335 | MANNINGTON GSP | MANNINGTON | CROSSROADS PV | 33 | SOUTHERN ELECTRIC POWER DISTRIBUTION PLC | SOLAR | PHOTOVOLTAIC | NO | DATA NOT AVAILABLE | DATA NOT AVAILABLE | 3.824 | DATA NOT AVAILABLE | DATA NOT AVAILABLE | DATA NOT AVAILABLE | DATA NOT AVAILABLE | DATA NOT AVAILABLE | DATA NOT AVAILABLE | DATA NOT AVAILABLE | DATA NOT AVAILABLE | DATA NOT AVAILABLE | DATA NOT AVAILABLE | DATA NOT AVAILABLE | DATA NOT AVAILABLE | NO | CONNECTED | 3.824 | 3.824 | 4.025 | 0.024 | 0.025 | 42167 | DATA NOT AVAILABLE | DATA NOT AVAILABLE | DATA NOT AVAILABLE | DATA NOT AVAILABLE | DATA NOT AVAILABLE | DATA NOT AVAILABLE | DATA NOT AVAILABLE | N | DATA NOT AVAILABLE | DATA NOT AVAILABLE | DATA NOT AVAILABLE | DATA NOT AVAILABLE | DATA NOT AVAILABLE | 44034
2000000000000 | [5 empty] | 2000000000000 | BENTHAM SOLAR FARM LIMITED | BENTHAM SOLAR FARM | BENTHAM SOLAR FARM | BENTHAM LANE | SWINDON | WILTSHIRE | SN5 4JB | ENGLAND | 408271 | 189750 | MINETY GSP | SWINDON | BENTHAM PV GEN | 33 | SOUTHERN ELECTRIC POWER DISTRIBUTION PLC | SOLAR | PHOTOVOLTAIC | NO | DATA NOT AVAILABLE | DATA NOT AVAILABLE | 8.265 | DATA NOT AVAILABLE | DATA NOT AVAILABLE | DATA NOT AVAILABLE | DATA NOT AVAILABLE | DATA NOT AVAILABLE | DATA NOT AVAILABLE | DATA NOT AVAILABLE | DATA NOT AVAILABLE | DATA NOT AVAILABLE | DATA NOT AVAILABLE | DATA NOT AVAILABLE | DATA NOT AVAILABLE | NO | CONNECTED | 8.265 | 8.265 | 8.7 | DATA NOT AVAILABLE | DATA NOT AVAILABLE | DATA NOT AVAILABLE | DATA NOT AVAILABLE | DATA NOT AVAILABLE | DATA NOT AVAILABLE | DATA NOT AVAILABLE | DATA NOT AVAILABLE | DATA NOT AVAILABLE | DATA NOT AVAILABLE | N | DATA NOT AVAILABLE | DATA NOT AVAILABLE | DATA NOT AVAILABLE | DATA NOT AVAILABLE | DATA NOT AVAILABLE | 44034
2000000000000 | [5 empty] | 2000000000000 | BLACKFINCH INVESTMENTS LIMITED | PALMERSFORD PV | PALMERSFORD SOLAR FARM | CHAPEL LANE | CHRISTCHURCH | DORSET | BH23 6BG | ENGLAND | 410020 | 99003 | MANNINGTON GSP | REDHILL | PALMERSFORD PV GEN | 33 | SOUTHERN ELECTRIC POWER DISTRIBUTION PLC | SOLAR | PHOTOVOLTAIC | NO | DATA NOT AVAILABLE | DATA NOT AVAILABLE | 3.325 | DATA NOT AVAILABLE | DATA NOT AVAILABLE | DATA NOT AVAILABLE | DATA NOT AVAILABLE | DATA NOT AVAILABLE | DATA NOT AVAILABLE | DATA NOT AVAILABLE | DATA NOT AVAILABLE | DATA NOT AVAILABLE | DATA NOT AVAILABLE | DATA NOT AVAILABLE | DATA NOT AVAILABLE | NO | CONNECTED | 3.325 | 3.325 | 3.5 | DATA NOT AVAILABLE | DATA NOT AVAILABLE | 42357 | DATA NOT AVAILABLE | DATA NOT AVAILABLE | DATA NOT AVAILABLE | DATA NOT AVAILABLE | DATA NOT AVAILABLE | DATA NOT AVAILABLE | DATA NOT AVAILABLE | N | DATA NOT AVAILABLE | DATA NOT AVAILABLE | DATA NOT AVAILABLE | DATA NOT AVAILABLE | DATA NOT AVAILABLE | 44034
2000000000000 | [5 empty] | 2000000000000 | BRAYDON MANOR COMMUNITY SOLAR | BRAYDON FARM PV | BRAYDON FARM PV | DATA NOT AVAILABLE | SWINDON | WILTSHIRE | SN5 0AG | ENGLAND | 404339 | 187786 | MINETY GSP | SWINDON | BRAYDON MANOR PV | 0.4 | SOUTHERN ELECTRIC POWER DISTRIBUTION PLC | SOLAR | PHOTOVOLTAIC | NO | DATA NOT AVAILABLE | DATA NOT AVAILABLE | 6.65 | DATA NOT AVAILABLE | DATA NOT AVAILABLE | DATA NOT AVAILABLE | DATA NOT AVAILABLE | DATA NOT AVAILABLE | DATA NOT AVAILABLE | DATA NOT AVAILABLE | DATA NOT AVAILABLE | DATA NOT AVAILABLE | DATA NOT AVAILABLE | DATA NOT AVAILABLE | DATA NOT AVAILABLE | NO | CONNECTED | 6.65 | 6.65 | 7 | DATA NOT AVAILABLE | DATA NOT AVAILABLE | DATA NOT AVAILABLE | DATA NOT AVAILABLE | DATA NOT AVAILABLE | DATA NOT AVAILABLE | DATA NOT AVAILABLE | DATA NOT AVAILABLE | DATA NOT AVAILABLE | DATA NOT AVAILABLE | N | DATA NOT AVAILABLE | DATA NOT AVAILABLE | DATA NOT AVAILABLE | DATA NOT AVAILABLE | DATA NOT AVAILABLE | 44034
2000000000000 | [5 empty] | 2000000000000 | BEDBOROUGH SOLAR FARM LIMITED | BEDBOROUGH FARM PV | BEDBOROUGH FARM PV | UDDENS DR | WIMBORNE | DORSET | BH21 7BQ | ENGLAND | 404916 | 101838 | MANNINGTON GSP | MANNINGTON | BEDBOROUGH FARM PV | 33 | SOUTHERN ELECTRIC POWER DISTRIBUTION PLC | SOLAR | PHOTOVOLTAIC | NO | DATA NOT AVAILABLE | DATA NOT AVAILABLE | 4.75 | DATA NOT AVAILABLE | DATA NOT AVAILABLE | DATA NOT AVAILABLE | DATA NOT AVAILABLE | DATA NOT AVAILABLE | DATA NOT AVAILABLE | DATA NOT AVAILABLE | DATA NOT AVAILABLE | DATA NOT AVAILABLE | DATA NOT AVAILABLE | DATA NOT AVAILABLE | DATA NOT AVAILABLE | NO | CONNECTED | 4.75 | 4.75 | 5 | DATA NOT AVAILABLE | DATA NOT AVAILABLE | 42291 | DATA NOT AVAILABLE | DATA NOT AVAILABLE | DATA NOT AVAILABLE | DATA NOT AVAILABLE | DATA NOT AVAILABLE | DATA NOT AVAILABLE | DATA NOT AVAILABLE | N | DATA NOT AVAILABLE | DATA NOT AVAILABLE | DATA NOT AVAILABLE | DATA NOT AVAILABLE | DATA NOT AVAILABLE | 44034
2000000000000 | [5 empty] | 2000000000000 | OAKLANDS PV GENERATION | OAKLANDS PV GENERATION | OAKLANDS PV GENERATION | BERE ROAD | WAREHAM | DORSET | BH20 7PA | ENGLAND | 389971 | 90089 | MANNINGTON GSP | WAREHAM | OAKLANDS PV | 33 | SOUTHERN ELECTRIC POWER DISTRIBUTION PLC | SOLAR | PHOTOVOLTAIC | NO | DATA NOT AVAILABLE | DATA NOT AVAILABLE | 3.762 | DATA NOT AVAILABLE | DATA NOT AVAILABLE | DATA NOT AVAILABLE | DATA NOT AVAILABLE | DATA NOT AVAILABLE | DATA NOT AVAILABLE | DATA NOT AVAILABLE | DATA NOT AVAILABLE | DATA NOT AVAILABLE | DATA NOT AVAILABLE | DATA NOT AVAILABLE | DATA NOT AVAILABLE | NO | CONNECTED | 3.762 | 3.762 | 3.96 | DATA NOT AVAILABLE | DATA NOT AVAILABLE | DATA NOT AVAILABLE | DATA NOT AVAILABLE | DATA NOT AVAILABLE | DATA NOT AVAILABLE | DATA NOT AVAILABLE | DATA NOT AVAILABLE | DATA NOT AVAILABLE | DATA NOT AVAILABLE | N | DATA NOT AVAILABLE | DATA NOT AVAILABLE | DATA NOT AVAILABLE | DATA NOT AVAILABLE | DATA NOT AVAILABLE | 44034
2000000000000 | [5 empty] | 2000000000000 | LOWER BASSET DOWN PV LIMITED | LOWER BASSETT DOWN SOLAR FARM | LOWER BASSETT DOWN SOLAR FARM | HAY LANE | SWINDON | SWINDON | SN4 9QP | ENGLAND | 411489 | 180436 | MINETY GSP | TOOTHILL | LOWER BASSETT PV | 33 | SOUTHERN ELECTRIC POWER DISTRIBUTION PLC | SOLAR | PHOTOVOLTAIC | NO | DATA NOT AVAILABLE | DATA NOT AVAILABLE | 8.55 | DATA NOT AVAILABLE | DATA NOT AVAILABLE | DATA NOT AVAILABLE | DATA NOT AVAILABLE | DATA NOT AVAILABLE | DATA NOT AVAILABLE | DATA NOT AVAILABLE | DATA NOT AVAILABLE | DATA NOT AVAILABLE | DATA NOT AVAILABLE | DATA NOT AVAILABLE | DATA NOT AVAILABLE | NO | CONNECTED | 8.55 | 8.55 | 9 | DATA NOT AVAILABLE | DATA NOT AVAILABLE | DATA NOT AVAILABLE | DATA NOT AVAILABLE | DATA NOT AVAILABLE | DATA NOT AVAILABLE | DATA NOT AVAILABLE | DATA NOT AVAILABLE | DATA NOT AVAILABLE | DATA NOT AVAILABLE | N | DATA NOT AVAILABLE | DATA NOT AVAILABLE | DATA NOT AVAILABLE | DATA NOT AVAILABLE | DATA NOT AVAILABLE | 44034
2000000000000 | [5 empty] | 2000000000000 | HOMESTEAD COMMUNITY SOLAR CIC | SHALFLEET PV | SHALFLEET PV | DATA NOT AVAILABLE | NEWPORT | ISLE OF WIGHT | PO30 4NH | ENGLAND | 440596 | 88664 | FAWLEY GSP | COWES & WOOTTON COMMON | SHALFLEET PV | 11 | SOUTHERN ELECTRIC POWER DISTRIBUTION PLC | SOLAR | PHOTOVOLTAIC | NO | DATA NOT AVAILABLE | DATA NOT AVAILABLE | 4.275 | DATA NOT AVAILABLE | DATA NOT AVAILABLE | DATA NOT AVAILABLE | DATA NOT AVAILABLE | DATA NOT AVAILABLE | DATA NOT AVAILABLE | DATA NOT AVAILABLE | DATA NOT AVAILABLE | DATA NOT AVAILABLE | DATA NOT AVAILABLE | DATA NOT AVAILABLE | DATA NOT AVAILABLE | NO | CONNECTED | 4.275 | 4.275 | 4.5 | DATA NOT AVAILABLE | DATA NOT AVAILABLE | DATA NOT AVAILABLE | DATA NOT AVAILABLE | DATA NOT AVAILABLE | DATA NOT AVAILABLE | DATA NOT AVAILABLE | DATA NOT AVAILABLE | DATA NOT AVAILABLE | DATA NOT AVAILABLE | N | DATA NOT AVAILABLE | DATA NOT AVAILABLE | DATA NOT AVAILABLE | DATA NOT AVAILABLE | DATA NOT AVAILABLE | 44034
2000000000000 | [5 empty] | 2000000000000 | STRETTINGTON PV | STRETTINGTON SOLAR FARM | STRETTINGTON SOLAR FARM HEAVER FARM | DATA NOT AVAILABLE | CHICHESTER | WEST SUSSEX | PO18 0LB | ENGLAND | 489500 | 107164 | LOVEDEAN GSP | CHICHESTER | STRETTINGTON PV GEN | 33 | SOUTHERN ELECTRIC POWER DISTRIBUTION PLC | SOLAR | PHOTOVOLTAIC | NO | DATA NOT AVAILABLE | DATA NOT AVAILABLE | 12.35 | DATA NOT AVAILABLE | DATA NOT AVAILABLE | DATA NOT AVAILABLE | DATA NOT AVAILABLE | DATA NOT AVAILABLE | DATA NOT AVAILABLE | DATA NOT AVAILABLE | DATA NOT AVAILABLE | DATA NOT AVAILABLE | DATA NOT AVAILABLE | DATA NOT AVAILABLE | DATA NOT AVAILABLE | NO | CONNECTED | 12.35 | 12.35 | 13 | DATA NOT AVAILABLE | DATA NOT AVAILABLE | DATA NOT AVAILABLE | DATA NOT AVAILABLE | DATA NOT AVAILABLE | DATA NOT AVAILABLE | DATA NOT AVAILABLE | DATA NOT AVAILABLE | DATA NOT AVAILABLE | DATA NOT AVAILABLE | N | DATA NOT AVAILABLE | DATA NOT AVAILABLE | DATA NOT AVAILABLE | DATA NOT AVAILABLE | DATA NOT AVAILABLE | 44034
2000000000000 | [5 empty] | 2000000000000 | BAKE FARM SOLAR PARK LTD | BAKE FARM PV | BAKE FARM PV | SALISBURY ROAD | SALISBURY | WILTSHIRE | SP5 4JT | ENGLAND | 411321 | 127079 | MANNINGTON GSP | SALISBURY | BAKE FARM PV | 33 | SOUTHERN ELECTRIC POWER DISTRIBUTION PLC | SOLAR | PHOTOVOLTAIC | NO | DATA NOT AVAILABLE | DATA NOT AVAILABLE | 8.788 | DATA NOT AVAILABLE | DATA NOT AVAILABLE | DATA NOT AVAILABLE | DATA NOT AVAILABLE | DATA NOT AVAILABLE | DATA NOT AVAILABLE | DATA NOT AVAILABLE | DATA NOT AVAILABLE | DATA NOT AVAILABLE | DATA NOT AVAILABLE | DATA NOT AVAILABLE | DATA NOT AVAILABLE | NO | CONNECTED | 8.788 | 8.788 | 9.25 | DATA NOT AVAILABLE | DATA NOT AVAILABLE | DATA NOT AVAILABLE | DATA NOT AVAILABLE | DATA NOT AVAILABLE | DATA NOT AVAILABLE | DATA NOT AVAILABLE | DATA NOT AVAILABLE | DATA NOT AVAILABLE | DATA NOT AVAILABLE | N | DATA NOT AVAILABLE | DATA NOT AVAILABLE | DATA NOT AVAILABLE | DATA NOT AVAILABLE | DATA NOT AVAILABLE | 44034
2000000000000 | [5 empty] | 2000000000000 | SUNSAVE 24 (WEST WOODLANDS) LIMITED | WEST WOODLANDS PV | WEST WOODLANDS PV | DATA NOT AVAILABLE | FROME | SOMERSET | BA11 5EN | ENGLAND | 377756 | 143938 | MELKSHAM GSP | FROME | WEST WOODLAND PV | 33 | SOUTHERN ELECTRIC POWER DISTRIBUTION PLC | SOLAR | PHOTOVOLTAIC | NO | DATA NOT AVAILABLE | DATA NOT AVAILABLE | 3.876 | DATA NOT AVAILABLE | DATA NOT AVAILABLE | DATA NOT AVAILABLE | DATA NOT AVAILABLE | DATA NOT AVAILABLE | DATA NOT AVAILABLE | DATA NOT AVAILABLE | DATA NOT AVAILABLE | DATA NOT AVAILABLE | DATA NOT AVAILABLE | DATA NOT AVAILABLE | DATA NOT AVAILABLE | NO | CONNECTED | 3.876 | 3.876 | 4.08 | DATA NOT AVAILABLE | DATA NOT AVAILABLE | DATA NOT AVAILABLE | DATA NOT AVAILABLE | DATA NOT AVAILABLE | DATA NOT AVAILABLE | DATA NOT AVAILABLE | DATA NOT AVAILABLE | DATA NOT AVAILABLE | DATA NOT AVAILABLE | N | DATA NOT AVAILABLE | DATA NOT AVAILABLE | DATA NOT AVAILABLE | DATA NOT AVAILABLE | DATA NOT AVAILABLE | 44034
2000000000000 | [5 empty] | 2000000000000 | MERSTON SOLAR FARM LIMITED | MERSTON FARM PV - 1 | MERSTON FARM PV - 1 | PAGHAM ROAD | CHICHESTER | WEST SUSSEX | PO20 1LL | ENGLAND | 489665 | 101616 | LOVEDEAN GSP | HUNSTON | MERSTON PV | 33 | SOUTHERN ELECTRIC POWER DISTRIBUTION PLC | SOLAR | PHOTOVOLTAIC | NO | DATA NOT AVAILABLE | DATA NOT AVAILABLE | 3.8 | DATA NOT AVAILABLE | DATA NOT AVAILABLE | DATA NOT AVAILABLE | DATA NOT AVAILABLE | DATA NOT AVAILABLE | DATA NOT AVAILABLE | DATA NOT AVAILABLE | DATA NOT AVAILABLE | DATA NOT AVAILABLE | DATA NOT AVAILABLE | DATA NOT AVAILABLE | DATA NOT AVAILABLE | NO | CONNECTED | 3.8 | 3.8 | 4 | DATA NOT AVAILABLE | DATA NOT AVAILABLE | 42360 | DATA NOT AVAILABLE | DATA NOT AVAILABLE | DATA NOT AVAILABLE | DATA NOT AVAILABLE | DATA NOT AVAILABLE | DATA NOT AVAILABLE | DATA NOT AVAILABLE | N | DATA NOT AVAILABLE | DATA NOT AVAILABLE | DATA NOT AVAILABLE | DATA NOT AVAILABLE | DATA NOT AVAILABLE | 44034
2000000000000 | [5 empty] | 2000000000000 | MERSTON SOLAR FARM LIMITED | MERSTON FARM PV - 1 | MERSTON FARM PV - 1 | PAGHAM ROAD | CHICHESTER | WEST SUSSEX | PO20 1LL | ENGLAND | 489665 | 101616 | LOVEDEAN GSP | HUNSTON | MERSTON PV | 33 | SOUTHERN ELECTRIC POWER DISTRIBUTION PLC | SOLAR | PHOTOVOLTAIC | NO | DATA NOT AVAILABLE | DATA NOT AVAILABLE | 3.8 | DATA NOT AVAILABLE | DATA NOT AVAILABLE | DATA NOT AVAILABLE | DATA NOT AVAILABLE | DATA NOT AVAILABLE | DATA NOT AVAILABLE | DATA NOT AVAILABLE | DATA NOT AVAILABLE | DATA NOT AVAILABLE | DATA NOT AVAILABLE | DATA NOT AVAILABLE | DATA NOT AVAILABLE | NO | CONNECTED | 3.8 | 3.8 | 4 | DATA NOT AVAILABLE | DATA NOT AVAILABLE | 42360 | DATA NOT AVAILABLE | DATA NOT AVAILABLE | DATA NOT AVAILABLE | DATA NOT AVAILABLE | DATA NOT AVAILABLE | DATA NOT AVAILABLE | DATA NOT AVAILABLE | N | DATA NOT AVAILABLE | DATA NOT AVAILABLE | DATA NOT AVAILABLE | DATA NOT AVAILABLE | DATA NOT AVAILABLE | 44034
2000000000000 | [5 empty] | 2000000000000 | HOMESTEAD COMMUNITY SOLAR CIC | SHALFLEET PV | SHALFLEET PV | DATA NOT AVAILABLE | NEWPORT | ISLE OF WIGHT | PO30 4NH | ENGLAND | 440596 | 88664 | FAWLEY GSP | COWES & WOOTTON COMMON | SHALFLEET PV | 11 | SOUTHERN ELECTRIC POWER DISTRIBUTION PLC | SOLAR | PHOTOVOLTAIC | NO | DATA NOT AVAILABLE | DATA NOT AVAILABLE | 3.42 | DATA NOT AVAILABLE | DATA NOT AVAILABLE | DATA NOT AVAILABLE | DATA NOT AVAILABLE | DATA NOT AVAILABLE | DATA NOT AVAILABLE | DATA NOT AVAILABLE | DATA NOT AVAILABLE | DATA NOT AVAILABLE | DATA NOT AVAILABLE | DATA NOT AVAILABLE | DATA NOT AVAILABLE | NO | CONNECTED | 3.42 | 3.42 | 3.6 | DATA NOT AVAILABLE | DATA NOT AVAILABLE | DATA NOT AVAILABLE | DATA NOT AVAILABLE | DATA NOT AVAILABLE | DATA NOT AVAILABLE | DATA NOT AVAILABLE | DATA NOT AVAILABLE | DATA NOT AVAILABLE | DATA NOT AVAILABLE | N | DATA NOT AVAILABLE | DATA NOT AVAILABLE | DATA NOT AVAILABLE | DATA NOT AVAILABLE | DATA NOT AVAILABLE | 44034
2000000000000 | [5 empty] | 2000000000000 | FERRY FARM SOLAR LIMITED | FERRY FARM PV | DATA NOT AVAILABLE | DATA NOT AVAILABLE | CHICHESTER | WEST SUSSEX | PO20 9ED | ENGLAND | 485831 | 96047 | LOVEDEAN GSP | CHICHESTER | FERRY FARM SELSEY PV | 33 | SOUTHERN ELECTRIC POWER DISTRIBUTION PLC | SOLAR | PHOTOVOLTAIC | NO | DATA NOT AVAILABLE | DATA NOT AVAILABLE | 4.75 | DATA NOT AVAILABLE | DATA NOT AVAILABLE | DATA NOT AVAILABLE | DATA NOT AVAILABLE | DATA NOT AVAILABLE | DATA NOT AVAILABLE | DATA NOT AVAILABLE | DATA NOT AVAILABLE | DATA NOT AVAILABLE | DATA NOT AVAILABLE | DATA NOT AVAILABLE | DATA NOT AVAILABLE | NO | CONNECTED | 4.75 | 4.75 | 5 | 0.048 | 0.05 | 42355 | DATA NOT AVAILABLE | DATA NOT AVAILABLE | DATA NOT AVAILABLE | DATA NOT AVAILABLE | DATA NOT AVAILABLE | DATA NOT AVAILABLE | DATA NOT AVAILABLE | N | DATA NOT AVAILABLE | DATA NOT AVAILABLE | DATA NOT AVAILABLE | DATA NOT AVAILABLE | DATA NOT AVAILABLE | 44034
2000000000000 | [5 empty] | 2000000000000 | EVELEY SOLAR FARM LIMITED | DATA NOT AVAILABLE | DATA NOT AVAILABLE | DATA NOT AVAILABLE | WINCHESTER | HAMPSHIRE | DATA NOT AVAILABLE | ENGLAND | DATA NOT AVAILABLE | DATA NOT AVAILABLE | NURSLING GSP | DATA NOT APPLICABLE | EVELEY PV | 132 | SOUTHERN ELECTRIC POWER DISTRIBUTION PLC | SOLAR | PHOTOVOLTAIC | NO | DATA NOT AVAILABLE | DATA NOT AVAILABLE | 47.5 | DATA NOT AVAILABLE | DATA NOT AVAILABLE | DATA NOT AVAILABLE | DATA NOT AVAILABLE | DATA NOT AVAILABLE | DATA NOT AVAILABLE | DATA NOT AVAILABLE | DATA NOT AVAILABLE | DATA NOT AVAILABLE | DATA NOT AVAILABLE | DATA NOT AVAILABLE | DATA NOT AVAILABLE | NO | CONNECTED | 47.5 | 47.5 | 50 | DATA NOT AVAILABLE | DATA NOT AVAILABLE | DATA NOT AVAILABLE | DATA NOT AVAILABLE | DATA NOT AVAILABLE | DATA NOT AVAILABLE | DATA NOT AVAILABLE | DATA NOT AVAILABLE | DATA NOT AVAILABLE | DATA NOT AVAILABLE | N | DATA NOT AVAILABLE | DATA NOT AVAILABLE | DATA NOT AVAILABLE | DATA NOT AVAILABLE | DATA NOT AVAILABLE | 44034
2000000000000 | [5 empty] | 2000000000000 | RENEWABLE ENERGY CONNECTIONS LTD | BRADENSTOKE SOLAR PARK (LYNEHAM) PV | BRADENSTOKE SOLAR PARK | DATA NOT AVAILABLE | CHIPPENHAM | WILTSHIRE | SN15 4PZ | ENGLAND | 401380 | 178741 | MINETY GSP | DATA NOT APPLICABLE | LYDIARD PLAIN PV | 132 | SOUTHERN ELECTRIC POWER DISTRIBUTION PLC | SOLAR | PHOTOVOLTAIC | NO | DATA NOT AVAILABLE | DATA NOT AVAILABLE | 47.405 | DATA NOT AVAILABLE | DATA NOT AVAILABLE | DATA NOT AVAILABLE | DATA NOT AVAILABLE | DATA NOT AVAILABLE | DATA NOT AVAILABLE | DATA NOT AVAILABLE | DATA NOT AVAILABLE | DATA NOT AVAILABLE | DATA NOT AVAILABLE | DATA NOT AVAILABLE | DATA NOT AVAILABLE | NO | CONNECTED | 47.405 | 47.405 | 49.9 | 0.428 | 0.45 | 42633 | DATA NOT AVAILABLE | DATA NOT AVAILABLE | DATA NOT AVAILABLE | DATA NOT AVAILABLE | DATA NOT AVAILABLE | DATA NOT AVAILABLE | DATA NOT AVAILABLE | N | DATA NOT AVAILABLE | DATA NOT AVAILABLE | DATA NOT AVAILABLE | DATA NOT AVAILABLE | DATA NOT AVAILABLE | 44034
2000000000000 | [5 empty] | 2000000000000 | SOUTHFIELD FARM SOLAR PARK LTD | SOUTHFIELD FARM SOLAR PARK | SOUTHFIELD FARM PV | DATA NOT AVAILABLE | YEOVIL | SOMERSET | BA22 8HQ | ENGLAND | 357089 | 124014 | AXMINSTER | YEOVIL | SOUTHFIELD PV | 33 | SOUTHERN ELECTRIC POWER DISTRIBUTION PLC | SOLAR | PHOTOVOLTAIC | NO | DATA NOT AVAILABLE | DATA NOT AVAILABLE | 7.6 | DATA NOT AVAILABLE | DATA NOT AVAILABLE | DATA NOT AVAILABLE | DATA NOT AVAILABLE | DATA NOT AVAILABLE | DATA NOT AVAILABLE | DATA NOT AVAILABLE | DATA NOT AVAILABLE | DATA NOT AVAILABLE | DATA NOT AVAILABLE | DATA NOT AVAILABLE | DATA NOT AVAILABLE | NO | CONNECTED | 7.6 | 7.6 | 8 | 0.086 | 0.09 | 42452 | DATA NOT AVAILABLE | DATA NOT AVAILABLE | DATA NOT AVAILABLE | DATA NOT AVAILABLE | DATA NOT AVAILABLE | DATA NOT AVAILABLE | DATA NOT AVAILABLE | N | DATA NOT AVAILABLE | DATA NOT AVAILABLE | DATA NOT AVAILABLE | DATA NOT AVAILABLE | DATA NOT AVAILABLE | 44034
2000000000000 | [5 empty] | 2000000000000 | GERVIS SOLAR LIMITED | PRATTS FIELD PV | PRATTS FIELD PV | DATA NOT AVAILABLE | CHRISTCHURCH | DORSET | BH23 7AA | ENGLAND | 417961 | 95569 | MANNINGTON GSP | CHRISTCHURCH | PRATTS FIELD PV GEN | 33 | SOUTHERN ELECTRIC POWER DISTRIBUTION PLC | SOLAR | PHOTOVOLTAIC | NO | DATA NOT AVAILABLE | DATA NOT AVAILABLE | 2.85 | DATA NOT AVAILABLE | DATA NOT AVAILABLE | DATA NOT AVAILABLE | DATA NOT AVAILABLE | DATA NOT AVAILABLE | DATA NOT AVAILABLE | DATA NOT AVAILABLE | DATA NOT AVAILABLE | DATA NOT AVAILABLE | DATA NOT AVAILABLE | DATA NOT AVAILABLE | DATA NOT AVAILABLE | NO | CONNECTED | 2.85 | 2.85 | 3 | 0.048 | 0.05 | 42360 | DATA NOT AVAILABLE | DATA NOT AVAILABLE | DATA NOT AVAILABLE | DATA NOT AVAILABLE | DATA NOT AVAILABLE | DATA NOT AVAILABLE | DATA NOT AVAILABLE | N | DATA NOT AVAILABLE | DATA NOT AVAILABLE | DATA NOT AVAILABLE | DATA NOT AVAILABLE | DATA NOT AVAILABLE | 44034
2000000000000 | [5 empty] | 2000000000000 | MALMPIT SOLAR LIMITED | BRILLIANT HARVEST GENERATION | EAST FARM | DATA NOT AVAILABLE | WARMINSTER | WILTSHIRE | BA12 0PJ | ENGLAND | 397429 | 139768 | MANNINGTON GSP | SALISBURY | MALMPIT HILL GENERATION | 33 | SOUTHERN ELECTRIC POWER DISTRIBUTION PLC | SOLAR | PHOTOVOLTAIC | NO | DATA NOT AVAILABLE | DATA NOT AVAILABLE | 3.558 | DATA NOT AVAILABLE | DATA NOT AVAILABLE | DATA NOT AVAILABLE | DATA NOT AVAILABLE | DATA NOT AVAILABLE | DATA NOT AVAILABLE | DATA NOT AVAILABLE | DATA NOT AVAILABLE | DATA NOT AVAILABLE | DATA NOT AVAILABLE | DATA NOT AVAILABLE | DATA NOT AVAILABLE | NO | CONNECTED | 3.558 | 3.558 | 3.745 | DATA NOT AVAILABLE | DATA NOT AVAILABLE | 42422 | DATA NOT AVAILABLE | DATA NOT AVAILABLE | DATA NOT AVAILABLE | DATA NOT AVAILABLE | DATA NOT AVAILABLE | DATA NOT AVAILABLE | DATA NOT AVAILABLE | N | DATA NOT AVAILABLE | DATA NOT AVAILABLE | DATA NOT AVAILABLE | DATA NOT AVAILABLE | DATA NOT AVAILABLE | 44034
2000000000000 | [5 empty] | 2000000000000 | GREENCOAT CAPITAL | PARK FARM PV | PARK FARM PV | DATA NOT AVAILABLE | CHICHESTER | WEST SUSSEX | PO20 1LS | ENGLAND | 490731 | 101149 | LOVEDEAN GSP | HUNSTON | MERSTON PV | 33 | SOUTHERN ELECTRIC POWER DISTRIBUTION PLC | SOLAR | PHOTOVOLTAIC | NO | DATA NOT AVAILABLE | DATA NOT AVAILABLE | 3.8 | DATA NOT AVAILABLE | DATA NOT AVAILABLE | DATA NOT AVAILABLE | DATA NOT AVAILABLE | DATA NOT AVAILABLE | DATA NOT AVAILABLE | DATA NOT AVAILABLE | DATA NOT AVAILABLE | DATA NOT AVAILABLE | DATA NOT AVAILABLE | DATA NOT AVAILABLE | DATA NOT AVAILABLE | NO | CONNECTED | 3.8 | 3.8 | 4 | DATA NOT AVAILABLE | DATA NOT AVAILABLE | DATA NOT AVAILABLE | DATA NOT AVAILABLE | DATA NOT AVAILABLE | DATA NOT AVAILABLE | DATA NOT AVAILABLE | DATA NOT AVAILABLE | DATA NOT AVAILABLE | DATA NOT AVAILABLE | N | DATA NOT AVAILABLE | DATA NOT AVAILABLE | DATA NOT AVAILABLE | DATA NOT AVAILABLE | DATA NOT AVAILABLE | 44034
2000000000000 | [5 empty] | 2000000000000 | HARBOURNE POWER | FARNBOROUGH 2 GENERATION (HARBOURNE POWER) | DATA NOT AVAILABLE | DATA NOT AVAILABLE | FARNBOROUGH | HAMPSHIRE | GU14 0FE | ENGLAND | 483669 | 154049 | BRAMLEY (FLEE) | PYESTOCK | FARNBOROUGH 2 GENERATION | 33 | SOUTHERN ELECTRIC POWER DISTRIBUTION PLC | SOLAR | PHOTOVOLTAIC | NO | DATA NOT AVAILABLE | DATA NOT AVAILABLE | 15.2 | DATA NOT AVAILABLE | DATA NOT AVAILABLE | DATA NOT AVAILABLE | DATA NOT AVAILABLE | DATA NOT AVAILABLE | DATA NOT AVAILABLE | DATA NOT AVAILABLE | DATA NOT AVAILABLE | DATA NOT AVAILABLE | DATA NOT AVAILABLE | DATA NOT AVAILABLE | DATA NOT AVAILABLE | NO | CONNECTED | 15.2 | 15.2 | 16 | DATA NOT AVAILABLE | DATA NOT AVAILABLE | 42690 | DATA NOT AVAILABLE | DATA NOT AVAILABLE | DATA NOT AVAILABLE | DATA NOT AVAILABLE | DATA NOT AVAILABLE | DATA NOT AVAILABLE | DATA NOT AVAILABLE | N | DATA NOT AVAILABLE | DATA NOT AVAILABLE | DATA NOT AVAILABLE | DATA NOT AVAILABLE | DATA NOT AVAILABLE | 44034
2000000000000 | [5 empty] | 2000000000000 | SWINDON SOLAR FARM LIMITED | WROUGHTON AIR FIELD | RED BARN GATE | DATA NOT AVAILABLE | SWINDON | SWINDON | SN4 9LP | ENGLAND | 414428 | 180538 | MINETY GSP | TOOTHILL | WROUGHTON AIR PV | 33 | SOUTHERN ELECTRIC POWER DISTRIBUTION PLC | SOLAR | PHOTOVOLTAIC | NO | DATA NOT AVAILABLE | DATA NOT AVAILABLE | 46.085 | DATA NOT AVAILABLE | DATA NOT AVAILABLE | DATA NOT AVAILABLE | DATA NOT AVAILABLE | DATA NOT AVAILABLE | DATA NOT AVAILABLE | DATA NOT AVAILABLE | DATA NOT AVAILABLE | DATA NOT AVAILABLE | DATA NOT AVAILABLE | DATA NOT AVAILABLE | DATA NOT AVAILABLE | NO | CONNECTED | 46.085 | 46.085 | 48.51 | 0.38 | 0.4 | 42452 | DATA NOT AVAILABLE | DATA NOT AVAILABLE | DATA NOT AVAILABLE | DATA NOT AVAILABLE | DATA NOT AVAILABLE | DATA NOT AVAILABLE | DATA NOT AVAILABLE | N | DATA NOT AVAILABLE | DATA NOT AVAILABLE | DATA NOT AVAILABLE | DATA NOT AVAILABLE | DATA NOT AVAILABLE | 44034
2000000000000 | [5 empty] | 2000000000000 | BRADLEY ROAD SOLAR PARK | BRADLEY PV | DATA NOT AVAILABLE | DATA NOT AVAILABLE | TROWBRIDGE | WILTSHIRE | BA14 9RN | ENGLAND | 384949 | 154885 | MELKSHAM GSP | NORRINGTON | BRADLEY PV | 33 | SOUTHERN ELECTRIC POWER DISTRIBUTION PLC | SOLAR | PHOTOVOLTAIC | NO | DATA NOT AVAILABLE | DATA NOT AVAILABLE | 4.18 | DATA NOT AVAILABLE | DATA NOT AVAILABLE | DATA NOT AVAILABLE | DATA NOT AVAILABLE | DATA NOT AVAILABLE | DATA NOT AVAILABLE | DATA NOT AVAILABLE | DATA NOT AVAILABLE | DATA NOT AVAILABLE | DATA NOT AVAILABLE | DATA NOT AVAILABLE | DATA NOT AVAILABLE | NO | CONNECTED | 4.18 | 4.18 | 4.4 | DATA NOT AVAILABLE | DATA NOT AVAILABLE | 42458 | DATA NOT AVAILABLE | DATA NOT AVAILABLE | DATA NOT AVAILABLE | DATA NOT AVAILABLE | DATA NOT AVAILABLE | DATA NOT AVAILABLE | DATA NOT AVAILABLE | N | DATA NOT AVAILABLE | DATA NOT AVAILABLE | DATA NOT AVAILABLE | DATA NOT AVAILABLE | DATA NOT AVAILABLE | 44034
2000000000000 | [5 empty] | 2000000000000 | BLUE ELEPHANT ENERGY | SUTOR FARM PV | DATA NOT AVAILABLE | DATA NOT AVAILABLE | WINCANTON | SOMERSET | BA9 9RA | ENGLAND | 372494 | 127168 | AXMINSTER | YEOVIL | SUTOR PV FARM | 33 | SOUTHERN ELECTRIC POWER DISTRIBUTION PLC | SOLAR | PHOTOVOLTAIC | NO | DATA NOT AVAILABLE | DATA NOT AVAILABLE | 4.275 | DATA NOT AVAILABLE | DATA NOT AVAILABLE | DATA NOT AVAILABLE | DATA NOT AVAILABLE | DATA NOT AVAILABLE | DATA NOT AVAILABLE | DATA NOT AVAILABLE | DATA NOT AVAILABLE | DATA NOT AVAILABLE | DATA NOT AVAILABLE | DATA NOT AVAILABLE | DATA NOT AVAILABLE | NO | CONNECTED | 4.275 | 4.275 | 4.5 | DATA NOT AVAILABLE | DATA NOT AVAILABLE | 42451 | DATA NOT AVAILABLE | DATA NOT AVAILABLE | DATA NOT AVAILABLE | DATA NOT AVAILABLE | DATA NOT AVAILABLE | DATA NOT AVAILABLE | DATA NOT AVAILABLE | N | DATA NOT AVAILABLE | DATA NOT AVAILABLE | DATA NOT AVAILABLE | DATA NOT AVAILABLE | DATA NOT AVAILABLE | 44034
2000000000000 | [5 empty] | 2000000000000 | SANDRIDGE SOLAR POWER LIMITED | SANDRIDGE FARM PV GENERATION | 262A | SANDRIDGE HILL | MELKSHAM | WILTSHIRE | SN12 7QX | ENGLAND | 393761 | 164696 | MELKSHAM GSP | DATA NOT APPLICABLE | SANDRIDGE PV FARM | 132 | SOUTHERN ELECTRIC POWER DISTRIBUTION PLC | SOLAR | PHOTOVOLTAIC | NO | DATA NOT AVAILABLE | DATA NOT AVAILABLE | 37.525 | DATA NOT AVAILABLE | DATA NOT AVAILABLE | DATA NOT AVAILABLE | DATA NOT AVAILABLE | DATA NOT AVAILABLE | DATA NOT AVAILABLE | DATA NOT AVAILABLE | DATA NOT AVAILABLE | DATA NOT AVAILABLE | DATA NOT AVAILABLE | DATA NOT AVAILABLE | DATA NOT AVAILABLE | NO | CONNECTED | 37.525 | 37.525 | 39.5 | DATA NOT AVAILABLE | DATA NOT AVAILABLE | 42454 | DATA NOT AVAILABLE | DATA NOT AVAILABLE | DATA NOT AVAILABLE | DATA NOT AVAILABLE | DATA NOT AVAILABLE | DATA NOT AVAILABLE | DATA NOT AVAILABLE | N | DATA NOT AVAILABLE | DATA NOT AVAILABLE | DATA NOT AVAILABLE | DATA NOT AVAILABLE | DATA NOT AVAILABLE | 44034
2000000000000 | [5 empty] | 2000000000000 | CASWELL SOLAR FARM LIMITED | RYME INTRINSECA | RYME INTRINSECA | DATA NOT AVAILABLE | SHERBORNE | DORSET | DT9 6JP | ENGLAND | 358773 | 109843 | AXMINSTER | YEOVIL | CASWELL PV | 33 | SOUTHERN ELECTRIC POWER DISTRIBUTION PLC | SOLAR | PHOTOVOLTAIC | NO | DATA NOT AVAILABLE | DATA NOT AVAILABLE | 5.035 | DATA NOT AVAILABLE | DATA NOT AVAILABLE | DATA NOT AVAILABLE | DATA NOT AVAILABLE | DATA NOT AVAILABLE | DATA NOT AVAILABLE | DATA NOT AVAILABLE | DATA NOT AVAILABLE | DATA NOT AVAILABLE | DATA NOT AVAILABLE | DATA NOT AVAILABLE | DATA NOT AVAILABLE | NO | CONNECTED | 5.035 | 5.035 | 5.3 | DATA NOT AVAILABLE | DATA NOT AVAILABLE | 42451 | DATA NOT AVAILABLE | DATA NOT AVAILABLE | DATA NOT AVAILABLE | DATA NOT AVAILABLE | DATA NOT AVAILABLE | DATA NOT AVAILABLE | DATA NOT AVAILABLE | N | DATA NOT AVAILABLE | DATA NOT AVAILABLE | DATA NOT AVAILABLE | DATA NOT AVAILABLE | DATA NOT AVAILABLE | 44034
2000000000000 | [5 empty] | 2000000000000 | SOLARCENTURY HOLDINGS LTD | ROMSEY PV | BROADLANDS LAND TO WEST OF A3DATA NOT AVAILABLE57 | DATA NOT AVAILABLE | ROMSEY | HAMPSHIRE | SO16 0XX | ENGLAND | 437042 | 117490 | NURSLING GSP | ROWNHAMS | ROMSEY PV GEN | 11 | SOUTHERN ELECTRIC POWER DISTRIBUTION PLC | SOLAR | PHOTOVOLTAIC | NO | DATA NOT AVAILABLE | DATA NOT AVAILABLE | 4.104 | DATA NOT AVAILABLE | DATA NOT AVAILABLE | DATA NOT AVAILABLE | DATA NOT AVAILABLE | DATA NOT AVAILABLE | DATA NOT AVAILABLE | DATA NOT AVAILABLE | DATA NOT AVAILABLE | DATA NOT AVAILABLE | DATA NOT AVAILABLE | DATA NOT AVAILABLE | DATA NOT AVAILABLE | NO | CONNECTED | 4.104 | 4.104 | 4.32 | 0.086 | 0.09 | 42458 | DATA NOT AVAILABLE | DATA NOT AVAILABLE | DATA NOT AVAILABLE | DATA NOT AVAILABLE | DATA NOT AVAILABLE | DATA NOT AVAILABLE | DATA NOT AVAILABLE | N | DATA NOT AVAILABLE | DATA NOT AVAILABLE | DATA NOT AVAILABLE | DATA NOT AVAILABLE | DATA NOT AVAILABLE | 44034
2000000000000 | [5 empty] | 2000000000000 | LIGHTSOURCE SPV 141 LIMITED | BINSTED FARM PV | DATA NOT AVAILABLE | DATA NOT AVAILABLE | ARUNDEL | WEST SUSSEX | BN18 0LN | ENGLAND | 498150 | 106380 | LOVEDEAN GSP | CHICHESTER | BINSTEAD FARM PV | 33 | SOUTHERN ELECTRIC POWER DISTRIBUTION PLC | SOLAR | PHOTOVOLTAIC | NO | DATA NOT AVAILABLE | DATA NOT AVAILABLE | 3.981 | DATA NOT AVAILABLE | DATA NOT AVAILABLE | DATA NOT AVAILABLE | DATA NOT AVAILABLE | DATA NOT AVAILABLE | DATA NOT AVAILABLE | DATA NOT AVAILABLE | DATA NOT AVAILABLE | DATA NOT AVAILABLE | DATA NOT AVAILABLE | DATA NOT AVAILABLE | DATA NOT AVAILABLE | NO | CONNECTED | 3.981 | 3.981 | 4.19 | DATA NOT AVAILABLE | DATA NOT AVAILABLE | 42460 | DATA NOT AVAILABLE | DATA NOT AVAILABLE | DATA NOT AVAILABLE | DATA NOT AVAILABLE | DATA NOT AVAILABLE | DATA NOT AVAILABLE | DATA NOT AVAILABLE | N | DATA NOT AVAILABLE | DATA NOT AVAILABLE | DATA NOT AVAILABLE | DATA NOT AVAILABLE | DATA NOT AVAILABLE | 44034
2000000000000 | [5 empty] | 2000000000000 | WILSOM SOLAR FARM LIMITED | WILSOM FARM PV | DATA NOT AVAILABLE | DATA NOT AVAILABLE | ALTON | HAMPSHIRE | GU34 2SW | ENGLAND | 472777 | 138856 | BRAMLEY (FLEE) | FERNHURST | WILSOM PV | 33 | SOUTHERN ELECTRIC POWER DISTRIBUTION PLC | SOLAR | PHOTOVOLTAIC | NO | DATA NOT AVAILABLE | DATA NOT AVAILABLE | 7.885 | DATA NOT AVAILABLE | DATA NOT AVAILABLE | DATA NOT AVAILABLE | DATA NOT AVAILABLE | DATA NOT AVAILABLE | DATA NOT AVAILABLE | DATA NOT AVAILABLE | DATA NOT AVAILABLE | DATA NOT AVAILABLE | DATA NOT AVAILABLE | DATA NOT AVAILABLE | DATA NOT AVAILABLE | NO | CONNECTED | 7.885 | 7.885 | 8.3 | DATA NOT AVAILABLE | DATA NOT AVAILABLE | 42460 | DATA NOT AVAILABLE | DATA NOT AVAILABLE | DATA NOT AVAILABLE | DATA NOT AVAILABLE | DATA NOT AVAILABLE | DATA NOT AVAILABLE | DATA NOT AVAILABLE | N | DATA NOT AVAILABLE | DATA NOT AVAILABLE | DATA NOT AVAILABLE | DATA NOT AVAILABLE | DATA NOT AVAILABLE | 44034
2000000000000 | [5 empty] | 2000000000000 | FERRY FARM SOLAR LIMITED | FERRY FARM PV | DATA NOT AVAILABLE | DATA NOT AVAILABLE | CHICHESTER | WEST SUSSEX | PO20 9ED | ENGLAND | 485831 | 96047 | LOVEDEAN GSP | CHICHESTER | FERRY FARM SELSEY PV | 33 | SOUTHERN ELECTRIC POWER DISTRIBUTION PLC | SOLAR | PHOTOVOLTAIC | NO | DATA NOT AVAILABLE | DATA NOT AVAILABLE | 3.8 | DATA NOT AVAILABLE | DATA NOT AVAILABLE | DATA NOT AVAILABLE | DATA NOT AVAILABLE | DATA NOT AVAILABLE | DATA NOT AVAILABLE | DATA NOT AVAILABLE | DATA NOT AVAILABLE | DATA NOT AVAILABLE | DATA NOT AVAILABLE | DATA NOT AVAILABLE | DATA NOT AVAILABLE | NO | CONNECTED | 3.8 | 3.8 | 4 | 0.048 | 0.05 | 42355 | DATA NOT AVAILABLE | DATA NOT AVAILABLE | DATA NOT AVAILABLE | DATA NOT AVAILABLE | DATA NOT AVAILABLE | DATA NOT AVAILABLE | DATA NOT AVAILABLE | N | DATA NOT AVAILABLE | DATA NOT AVAILABLE | DATA NOT AVAILABLE | DATA NOT AVAILABLE | DATA NOT AVAILABLE | 44034
2000000000000 | [5 empty] | 2000000000000 | COMMON FARM SOLAR FARM LIMITED | COMMON FARM PV | COMMON FARM SOLAR FARM LIMITED | DATA NOT AVAILABLE | SWINDON | SWINDON | SN4 9QJ | ENGLAND | 413412 | 181917 | MINETY GSP | TOOTHILL | COMMON FARM WROUGHTON | 33 | SOUTHERN ELECTRIC POWER DISTRIBUTION PLC | SOLAR | PHOTOVOLTAIC | NO | DATA NOT AVAILABLE | DATA NOT AVAILABLE | 3.8 | DATA NOT AVAILABLE | DATA NOT AVAILABLE | DATA NOT AVAILABLE | DATA NOT AVAILABLE | DATA NOT AVAILABLE | DATA NOT AVAILABLE | DATA NOT AVAILABLE | DATA NOT AVAILABLE | DATA NOT AVAILABLE | DATA NOT AVAILABLE | DATA NOT AVAILABLE | DATA NOT AVAILABLE | NO | CONNECTED | 3.8 | 3.8 | 4 | 0.048 | 0.05 | DATA NOT AVAILABLE | DATA NOT AVAILABLE | DATA NOT AVAILABLE | DATA NOT AVAILABLE | DATA NOT AVAILABLE | DATA NOT AVAILABLE | DATA NOT AVAILABLE | DATA NOT AVAILABLE | N | DATA NOT AVAILABLE | DATA NOT AVAILABLE | DATA NOT AVAILABLE | DATA NOT AVAILABLE | DATA NOT AVAILABLE | 44034
2000000000000 | [5 empty] | 2000000000000 | LONG ASH LANE | SOUTHERN COUNTIES COMPLEX | SOUTHERN COUNTIES COMPLEX | WARDEN HILL | DORCHESTER | DORSET | DT2 9PW | ENGLAND | 360894 | 102882 | CHICKERELL GSP | CHICKERELL | MAIDEN NEWTON | 11 | SOUTHERN ELECTRIC POWER DISTRIBUTION PLC | SOLAR | ENGINE (COMBUSTION / RECIPROCATING) | NO | DATA NOT AVAILABLE | DATA NOT AVAILABLE | 3.99 | DATA NOT AVAILABLE | DATA NOT AVAILABLE | DATA NOT AVAILABLE | DATA NOT AVAILABLE | DATA NOT AVAILABLE | DATA NOT AVAILABLE | DATA NOT AVAILABLE | DATA NOT AVAILABLE | DATA NOT AVAILABLE | DATA NOT AVAILABLE | DATA NOT AVAILABLE | DATA NOT AVAILABLE | NO | CONNECTED | 3.99 | 3.99 | 4.2 | DATA NOT AVAILABLE | DATA NOT AVAILABLE | DATA NOT AVAILABLE | DATA NOT AVAILABLE | DATA NOT AVAILABLE | DATA NOT AVAILABLE | DATA NOT AVAILABLE | DATA NOT AVAILABLE | DATA NOT AVAILABLE | DATA NOT AVAILABLE | N | DATA NOT AVAILABLE | DATA NOT AVAILABLE | DATA NOT AVAILABLE | DATA NOT AVAILABLE | DATA NOT AVAILABLE | 44034
2000000000000 | [5 empty] | 2000000000000 | SUNSAVE 13 (SOUTHWICK) LIMITED | POLESHOLE FARM PV ADD CAP | POLESHOLE FARM PV ADD CAP | SOUTHWICK | TROWBRIDGE | WILTSHIRE | BA14 9PS | ENGLAND | 384137 | 154248 | MELKSHAM GSP | FROME | POLESHOLE PV | 33 | SOUTHERN ELECTRIC POWER DISTRIBUTION PLC | SOLAR | PHOTOVOLTAIC | NO | DATA NOT AVAILABLE | DATA NOT AVAILABLE | 9.5 | DATA NOT AVAILABLE | DATA NOT AVAILABLE | DATA NOT AVAILABLE | DATA NOT AVAILABLE | DATA NOT AVAILABLE | DATA NOT AVAILABLE | DATA NOT AVAILABLE | DATA NOT AVAILABLE | DATA NOT AVAILABLE | DATA NOT AVAILABLE | DATA NOT AVAILABLE | DATA NOT AVAILABLE | NO | CONNECTED | 9.5 | 9.5 | 10 | DATA NOT AVAILABLE | DATA NOT AVAILABLE | 42793 | DATA NOT AVAILABLE | DATA NOT AVAILABLE | DATA NOT AVAILABLE | DATA NOT AVAILABLE | DATA NOT AVAILABLE | DATA NOT AVAILABLE | DATA NOT AVAILABLE | N | DATA NOT AVAILABLE | DATA NOT AVAILABLE | DATA NOT AVAILABLE | DATA NOT AVAILABLE | DATA NOT AVAILABLE | 44034
2000000000000 | [5 empty] | 2000000000000 | FULLERTON SOLARFIELD LIMITED | FULLERTON FARM PV | FULLERTON FARM PV | DATA NOT AVAILABLE | ANDOVER | HAMPSHIRE | SP11 7JX | ENGLAND | 437992 | 139758 | MELKSHAM GSP | ANDOVER | FULLERTON FARM PV | 33 | SOUTHERN ELECTRIC POWER DISTRIBUTION PLC | SOLAR | PHOTOVOLTAIC | NO | DATA NOT AVAILABLE | DATA NOT AVAILABLE | 3.325 | DATA NOT AVAILABLE | DATA NOT AVAILABLE | DATA NOT AVAILABLE | DATA NOT AVAILABLE | DATA NOT AVAILABLE | DATA NOT AVAILABLE | DATA NOT AVAILABLE | DATA NOT AVAILABLE | DATA NOT AVAILABLE | DATA NOT AVAILABLE | DATA NOT AVAILABLE | DATA NOT AVAILABLE | NO | CONNECTED | 3.325 | 3.325 | 3.5 | DATA NOT AVAILABLE | DATA NOT AVAILABLE | DATA NOT AVAILABLE | DATA NOT AVAILABLE | DATA NOT AVAILABLE | DATA NOT AVAILABLE | DATA NOT AVAILABLE | DATA NOT AVAILABLE | DATA NOT AVAILABLE | DATA NOT AVAILABLE | N | DATA NOT AVAILABLE | DATA NOT AVAILABLE | DATA NOT AVAILABLE | DATA NOT AVAILABLE | DATA NOT AVAILABLE | 44034
2000000000000 | [5 empty] | 2000000000000 | WICKFIELD SOLAR LIMITED | WICKFIELD FARM PV | WICKFIELD FARM PV | SWINDON ROAD | WOOTTON BASSETT | WILTSHIRE | SN4 8QS | ENGLAND | 408671 | 182252 | MINETY GSP | SWINDON | WICKFIELD FARM PV | 33 | SOUTHERN ELECTRIC POWER DISTRIBUTION PLC | SOLAR | PHOTOVOLTAIC | NO | DATA NOT AVAILABLE | DATA NOT AVAILABLE | 3.8 | DATA NOT AVAILABLE | DATA NOT AVAILABLE | DATA NOT AVAILABLE | DATA NOT AVAILABLE | DATA NOT AVAILABLE | DATA NOT AVAILABLE | DATA NOT AVAILABLE | DATA NOT AVAILABLE | DATA NOT AVAILABLE | DATA NOT AVAILABLE | DATA NOT AVAILABLE | DATA NOT AVAILABLE | NO | CONNECTED | 3.8 | 3.8 | 4 | DATA NOT AVAILABLE | DATA NOT AVAILABLE | 42815 | DATA NOT AVAILABLE | DATA NOT AVAILABLE | DATA NOT AVAILABLE | DATA NOT AVAILABLE | DATA NOT AVAILABLE | DATA NOT AVAILABLE | DATA NOT AVAILABLE | N | DATA NOT AVAILABLE | DATA NOT AVAILABLE | DATA NOT AVAILABLE | DATA NOT AVAILABLE | DATA NOT AVAILABLE | 44034
2000000000000 | [5 empty] | 2000000000000 | BRITISH SOLAR RENEWABLES LIMITED | CLAPTON FARM PV | CLAPTON FARM PV | DATA NOT AVAILABLE | WINCANTON | SOMERSET | BA9 8LH | ENGLAND | 375139 | 129201 | MANNINGTON GSP | SHAFTESBURY | CLAPTON FARM PV | 33 | SOUTHERN ELECTRIC POWER DISTRIBUTION PLC | SOLAR | PHOTOVOLTAIC | NO | DATA NOT AVAILABLE | DATA NOT AVAILABLE | 3.8 | DATA NOT AVAILABLE | DATA NOT AVAILABLE | DATA NOT AVAILABLE | DATA NOT AVAILABLE | DATA NOT AVAILABLE | DATA NOT AVAILABLE | DATA NOT AVAILABLE | DATA NOT AVAILABLE | DATA NOT AVAILABLE | DATA NOT AVAILABLE | DATA NOT AVAILABLE | DATA NOT AVAILABLE | NO | CONNECTED | 3.8 | 3.8 | 4 | DATA NOT AVAILABLE | DATA NOT AVAILABLE | 42814 | DATA NOT AVAILABLE | DATA NOT AVAILABLE | DATA NOT AVAILABLE | DATA NOT AVAILABLE | DATA NOT AVAILABLE | DATA NOT AVAILABLE | DATA NOT AVAILABLE | N | DATA NOT AVAILABLE | DATA NOT AVAILABLE | DATA NOT AVAILABLE | DATA NOT AVAILABLE | DATA NOT AVAILABLE | 44034
2000000000000 | [5 empty] | 2000000000000 | NEXTENERGY SOLAR HOLDINGS VI LIMITED | HILL FARM PV | HILL FARM PV | DATA NOT AVAILABLE | BANBURY | OXFORDSHIRE | OX25 6JJ | ENGLAND | 445901 | 229562 | COWLEY GSP | YARNTON | HILL FARM DUNS TEW PV | 33 | SOUTHERN ELECTRIC POWER DISTRIBUTION PLC | SOLAR | PHOTOVOLTAIC | NO | DATA NOT AVAILABLE | DATA NOT AVAILABLE | 4.513 | DATA NOT AVAILABLE | DATA NOT AVAILABLE | DATA NOT AVAILABLE | DATA NOT AVAILABLE | DATA NOT AVAILABLE | DATA NOT AVAILABLE | DATA NOT AVAILABLE | DATA NOT AVAILABLE | DATA NOT AVAILABLE | DATA NOT AVAILABLE | DATA NOT AVAILABLE | DATA NOT AVAILABLE | NO | CONNECTED | 4.513 | 4.513 | 4.75 | 0.238 | 0.25 | 42814 | DATA NOT AVAILABLE | DATA NOT AVAILABLE | DATA NOT AVAILABLE | DATA NOT AVAILABLE | DATA NOT AVAILABLE | DATA NOT AVAILABLE | DATA NOT AVAILABLE | N | DATA NOT AVAILABLE | DATA NOT AVAILABLE | DATA NOT AVAILABLE | DATA NOT AVAILABLE | DATA NOT AVAILABLE | 44034
2000000000000 | [5 empty] | 2000000000000 | NEXTENERGY SOLAR HOLDINGS VI LIMITED | WASING PARK PV | WASING PARK PV | DATA NOT AVAILABLE | READING | BERKSHIRE | RG7 4TB | ENGLAND | 456206 | 164817 | BRAMLEY (ANDO-THAT) | THATCHAM | WASING PARK PV | 33 | SOUTHERN ELECTRIC POWER DISTRIBUTION PLC | SOLAR | PHOTOVOLTAIC | NO | DATA NOT AVAILABLE | DATA NOT AVAILABLE | 3.981 | DATA NOT AVAILABLE | DATA NOT AVAILABLE | DATA NOT AVAILABLE | DATA NOT AVAILABLE | DATA NOT AVAILABLE | DATA NOT AVAILABLE | DATA NOT AVAILABLE | DATA NOT AVAILABLE | DATA NOT AVAILABLE | DATA NOT AVAILABLE | DATA NOT AVAILABLE | DATA NOT AVAILABLE | NO | CONNECTED | 3.981 | 3.981 | 4.19 | DATA NOT AVAILABLE | DATA NOT AVAILABLE | 42822 | DATA NOT AVAILABLE | DATA NOT AVAILABLE | DATA NOT AVAILABLE | DATA NOT AVAILABLE | DATA NOT AVAILABLE | DATA NOT AVAILABLE | DATA NOT AVAILABLE | N | DATA NOT AVAILABLE | DATA NOT AVAILABLE | DATA NOT AVAILABLE | DATA NOT AVAILABLE | DATA NOT AVAILABLE | 44034
2000000000000 | [5 empty] | 2000000000000 | SWINDON CHAPEL FARM SOLAR LTD | CHAPEL FARM PV | CHAPEL FARM PV | DATA NOT AVAILABLE | SWINDON | WILTSHIRE | SN26 8DD | ENGLAND | 412827 | 191343 | MINETY GSP | SWINDON | CHAPEL FARM PV | 33 | SOUTHERN ELECTRIC POWER DISTRIBUTION PLC | SOLAR | PHOTOVOLTAIC | NO | DATA NOT AVAILABLE | DATA NOT AVAILABLE | 7.6 | DATA NOT AVAILABLE | DATA NOT AVAILABLE | DATA NOT AVAILABLE | DATA NOT AVAILABLE | DATA NOT AVAILABLE | DATA NOT AVAILABLE | DATA NOT AVAILABLE | DATA NOT AVAILABLE | DATA NOT AVAILABLE | DATA NOT AVAILABLE | DATA NOT AVAILABLE | DATA NOT AVAILABLE | NO | CONNECTED | 7.6 | 7.6 | 8 | DATA NOT AVAILABLE | DATA NOT AVAILABLE | DATA NOT AVAILABLE | DATA NOT AVAILABLE | DATA NOT AVAILABLE | DATA NOT AVAILABLE | DATA NOT AVAILABLE | DATA NOT AVAILABLE | DATA NOT AVAILABLE | DATA NOT AVAILABLE | N | DATA NOT AVAILABLE | DATA NOT AVAILABLE | DATA NOT AVAILABLE | DATA NOT AVAILABLE | DATA NOT AVAILABLE | 44034
2000000000000 | [5 empty] | 2000000000000 | GSII NETLEY SOLAR LIMITED | NETLEY PV | NETLEY PV | BURSLEDON | SOUTHAMPTON | SOUTHAMPTON | SO31 8BT | ENGLAND | 447013 | 110328 | BOTLEY WOOD GSP | NETLEY COMMON | OLD NETLEY PV GENERATION | 33 | SOUTHERN ELECTRIC POWER DISTRIBUTION PLC | SOLAR | PHOTOVOLTAIC | NO | DATA NOT AVAILABLE | DATA NOT AVAILABLE | 9.5 | DATA NOT AVAILABLE | DATA NOT AVAILABLE | DATA NOT AVAILABLE | DATA NOT AVAILABLE | DATA NOT AVAILABLE | DATA NOT AVAILABLE | DATA NOT AVAILABLE | DATA NOT AVAILABLE | DATA NOT AVAILABLE | DATA NOT AVAILABLE | DATA NOT AVAILABLE | DATA NOT AVAILABLE | NO | CONNECTED | 9.5 | 9.5 | 10 | DATA NOT AVAILABLE | DATA NOT AVAILABLE | 42824 | DATA NOT AVAILABLE | DATA NOT AVAILABLE | DATA NOT AVAILABLE | DATA NOT AVAILABLE | DATA NOT AVAILABLE | DATA NOT AVAILABLE | DATA NOT AVAILABLE | N | DATA NOT AVAILABLE | DATA NOT AVAILABLE | DATA NOT AVAILABLE | DATA NOT AVAILABLE | DATA NOT AVAILABLE | 44034
2000000000000 | [5 empty] | 2000000000000 | BRITISH SOLAR RENEWABLES LIMITED | RAMPISHAM DOWN PV | RAMPISHAM DOWN PV | MAIDEN NEWTON | DORCHESTER | DORSET | DT2 0HS | ENGLAND | 354820 | 101220 | AXMINSTER | YEOVIL | BBC RAMPISHAM | 33 | SOUTHERN ELECTRIC POWER DISTRIBUTION PLC | SOLAR | PHOTOVOLTAIC | NO | DATA NOT AVAILABLE | DATA NOT AVAILABLE | 11.4 | DATA NOT AVAILABLE | DATA NOT AVAILABLE | DATA NOT AVAILABLE | DATA NOT AVAILABLE | DATA NOT AVAILABLE | DATA NOT AVAILABLE | DATA NOT AVAILABLE | DATA NOT AVAILABLE | DATA NOT AVAILABLE | DATA NOT AVAILABLE | DATA NOT AVAILABLE | DATA NOT AVAILABLE | NO | CONNECTED | 11.4 | 11.4 | 12 | 0.333 | 0.35 | 42825 | DATA NOT AVAILABLE | DATA NOT AVAILABLE | DATA NOT AVAILABLE | DATA NOT AVAILABLE | DATA NOT AVAILABLE | DATA NOT AVAILABLE | DATA NOT AVAILABLE | N | DATA NOT AVAILABLE | DATA NOT AVAILABLE | DATA NOT AVAILABLE | DATA NOT AVAILABLE | DATA NOT AVAILABLE | 44034
2000000000000 | [5 empty] | 2000000000000 | COMMON FARM SOLAR FARM LIMITED | COMMON FARM PV | COMMON FARM SOLAR FARM LIMITED | DATA NOT AVAILABLE | SWINDON | SWINDON | SN4 9QJ | ENGLAND | 413412 | 181917 | MINETY GSP | TOOTHILL | COMMON FARM WROUGHTON | 33 | SOUTHERN ELECTRIC POWER DISTRIBUTION PLC | SOLAR | PHOTOVOLTAIC | NO | DATA NOT AVAILABLE | DATA NOT AVAILABLE | 2.622 | DATA NOT AVAILABLE | DATA NOT AVAILABLE | DATA NOT AVAILABLE | DATA NOT AVAILABLE | DATA NOT AVAILABLE | DATA NOT AVAILABLE | DATA NOT AVAILABLE | DATA NOT AVAILABLE | DATA NOT AVAILABLE | DATA NOT AVAILABLE | DATA NOT AVAILABLE | DATA NOT AVAILABLE | NO | CONNECTED | 2.622 | 2.622 | 2.76 | 0.048 | 0.05 | DATA NOT AVAILABLE | DATA NOT AVAILABLE | DATA NOT AVAILABLE | DATA NOT AVAILABLE | DATA NOT AVAILABLE | DATA NOT AVAILABLE | DATA NOT AVAILABLE | DATA NOT AVAILABLE | N | DATA NOT AVAILABLE | DATA NOT AVAILABLE | DATA NOT AVAILABLE | DATA NOT AVAILABLE | DATA NOT AVAILABLE | 44034
2000000000000 | [5 empty] | 2000000000000 | WEST SUSSEX COUNTY COUNCIL | WESTHAMPNETT SOLAR FARM | WESTHAMPNETT SOLAR FARM | COACH ROAD | WESTHAMPNETT | WEST SUSSEX | PO18 0NX | ENGLAND | 488340 | 106139 | LOVEDEAN GSP | CHICHESTER | WESTHAMPNETT PV | 33 | SOUTHERN ELECTRIC POWER DISTRIBUTION PLC | SOLAR | PHOTOVOLTAIC | NO | DATA NOT AVAILABLE | DATA NOT AVAILABLE | 6.65 | DATA NOT AVAILABLE | DATA NOT AVAILABLE | DATA NOT AVAILABLE | DATA NOT AVAILABLE | DATA NOT AVAILABLE | DATA NOT AVAILABLE | DATA NOT AVAILABLE | DATA NOT AVAILABLE | DATA NOT AVAILABLE | DATA NOT AVAILABLE | DATA NOT AVAILABLE | DATA NOT AVAILABLE | NO | CONNECTED | 6.65 | 6.65 | 7 | DATA NOT AVAILABLE | DATA NOT AVAILABLE | DATA NOT AVAILABLE | DATA NOT AVAILABLE | DATA NOT AVAILABLE | DATA NOT AVAILABLE | DATA NOT AVAILABLE | DATA NOT AVAILABLE | DATA NOT AVAILABLE | DATA NOT AVAILABLE | N | DATA NOT AVAILABLE | DATA NOT AVAILABLE | DATA NOT AVAILABLE | DATA NOT AVAILABLE | DATA NOT AVAILABLE | 44034
2000000000000 | [5 empty] | 2000000000000 | REDBRIDGE ROAD SOLAR PARK LIMITED | CROSSWAYS | REDBRIDGE PV | DATA NOT AVAILABLE | DORCHESTER | DORSET | DT2 8DU | ENGLAND | 377720 | 88086 | MANNINGTON GSP | DATA NOT APPLICABLE | WINFRITH HEATH | 11 | SOUTHERN ELECTRIC POWER DISTRIBUTION PLC | SOLAR | PHOTOVOLTAIC | NO | DATA NOT AVAILABLE | DATA NOT AVAILABLE | 5.32 | DATA NOT AVAILABLE | DATA NOT AVAILABLE | DATA NOT AVAILABLE | DATA NOT AVAILABLE | DATA NOT AVAILABLE | DATA NOT AVAILABLE | DATA NOT AVAILABLE | DATA NOT AVAILABLE | DATA NOT AVAILABLE | DATA NOT AVAILABLE | DATA NOT AVAILABLE | DATA NOT AVAILABLE | NO | CONNECTED | 5.32 | 5.32 | 5.6 | 0.048 | 0.05 | 41711 | DATA NOT AVAILABLE | DATA NOT AVAILABLE | DATA NOT AVAILABLE | DATA NOT AVAILABLE | DATA NOT AVAILABLE | DATA NOT AVAILABLE | DATA NOT AVAILABLE | N | DATA NOT AVAILABLE | DATA NOT AVAILABLE | DATA NOT AVAILABLE | DATA NOT AVAILABLE | DATA NOT AVAILABLE | 44084
2000000000000 | [5 empty] | 2000000000000 | DATA NOT AVAILABLE | MIDDLE WALLOP | SAXLEY FARMHOUSE | DATA NOT AVAILABLE | ANDOVER | HAMPSHIRE | SP11 7PG | ENGLAND | 432525 | 140299 | MELKSHAM GSP | ANDOVER | MIDDLE WALLOP | 11 | SOUTHERN ELECTRIC POWER DISTRIBUTION PLC | SOLAR | PHOTOVOLTAIC | NO | DATA NOT AVAILABLE | DATA NOT AVAILABLE | 4.4 | DATA NOT AVAILABLE | DATA NOT AVAILABLE | DATA NOT AVAILABLE | DATA NOT AVAILABLE | DATA NOT AVAILABLE | DATA NOT AVAILABLE | DATA NOT AVAILABLE | DATA NOT AVAILABLE | DATA NOT AVAILABLE | DATA NOT AVAILABLE | DATA NOT AVAILABLE | DATA NOT AVAILABLE | NO | CONNECTED | 4.4 | 4.4 | 4.632 | DATA NOT AVAILABLE | DATA NOT AVAILABLE | 41899 | DATA NOT AVAILABLE | DATA NOT AVAILABLE | DATA NOT AVAILABLE | DATA NOT AVAILABLE | DATA NOT AVAILABLE | DATA NOT AVAILABLE | DATA NOT AVAILABLE | N | DATA NOT AVAILABLE | DATA NOT AVAILABLE | DATA NOT AVAILABLE | DATA NOT AVAILABLE | DATA NOT AVAILABLE | 44084
2000000000000 | [5 empty] | 2000000000000 | S O POWER GENERATION LIMITED | CHALGROVE | LANGLEY HALL | LANGLEY HALL SOLAR PARK | OXFORD | OXFORDSHIRE | OX44 7SL | ENGLAND | 463141 | 196958 | COWLEY GSP | COWLEY LOCAL | BERINSFIELD | 11 | SOUTHERN ELECTRIC POWER DISTRIBUTION PLC | SOLAR | PHOTOVOLTAIC | NO | DATA NOT AVAILABLE | DATA NOT AVAILABLE | 2 | DATA NOT AVAILABLE | DATA NOT AVAILABLE | DATA NOT AVAILABLE | DATA NOT AVAILABLE | DATA NOT AVAILABLE | DATA NOT AVAILABLE | DATA NOT AVAILABLE | DATA NOT AVAILABLE | DATA NOT AVAILABLE | DATA NOT AVAILABLE | DATA NOT AVAILABLE | DATA NOT AVAILABLE | NO | CONNECTED | 2 | 2 | 2.105 | DATA NOT AVAILABLE | DATA NOT AVAILABLE | 41726 | DATA NOT AVAILABLE | DATA NOT AVAILABLE | DATA NOT AVAILABLE | DATA NOT AVAILABLE | DATA NOT AVAILABLE | DATA NOT AVAILABLE | DATA NOT AVAILABLE | N | DATA NOT AVAILABLE | DATA NOT AVAILABLE | DATA NOT AVAILABLE | DATA NOT AVAILABLE | DATA NOT AVAILABLE | 44084
2000000000000 | [5 empty] | 2000000000000 | DATA NOT AVAILABLE | WOOL | NORTH OF WOOLBRIDGE MANOR HSE | WOOLBRIDGE SOLAR FARM | WAREHAM | DORSET | BH20 6HQ | ENGLAND | 384404 | 87204 | MANNINGTON GSP | WAREHAM | BOVINGTON | 11 | SOUTHERN ELECTRIC POWER DISTRIBUTION PLC | SOLAR | PHOTOVOLTAIC | NO | DATA NOT AVAILABLE | DATA NOT AVAILABLE | 5 | DATA NOT AVAILABLE | DATA NOT AVAILABLE | DATA NOT AVAILABLE | DATA NOT AVAILABLE | DATA NOT AVAILABLE | DATA NOT AVAILABLE | DATA NOT AVAILABLE | DATA NOT AVAILABLE | DATA NOT AVAILABLE | DATA NOT AVAILABLE | DATA NOT AVAILABLE | DATA NOT AVAILABLE | NO | CONNECTED | 5 | 5 | 5.263 | DATA NOT AVAILABLE | DATA NOT AVAILABLE | 41802 | DATA NOT AVAILABLE | DATA NOT AVAILABLE | DATA NOT AVAILABLE | DATA NOT AVAILABLE | DATA NOT AVAILABLE | DATA NOT AVAILABLE | DATA NOT AVAILABLE | N | DATA NOT AVAILABLE | DATA NOT AVAILABLE | DATA NOT AVAILABLE | DATA NOT AVAILABLE | DATA NOT AVAILABLE | 44084
2000000000000 | [5 empty] | 2000000000000 | BILSHAM SOLAR FARM PHASE 1 | DATA NOT AVAILABLE | PHASE 1 | BILSHAM FARM | ARUNDEL | WEST SUSSEX | BN18 0JX | ENGLAND | 497222 | 102074 | LOVEDEAN GSP | CHICHESTER | BILSHAM | 11 | SOUTHERN ELECTRIC POWER DISTRIBUTION PLC | SOLAR | PHOTOVOLTAIC | NO | DATA NOT AVAILABLE | DATA NOT AVAILABLE | 10 | DATA NOT AVAILABLE | DATA NOT AVAILABLE | DATA NOT AVAILABLE | DATA NOT AVAILABLE | DATA NOT AVAILABLE | DATA NOT AVAILABLE | DATA NOT AVAILABLE | DATA NOT AVAILABLE | DATA NOT AVAILABLE | DATA NOT AVAILABLE | DATA NOT AVAILABLE | DATA NOT AVAILABLE | NO | CONNECTED | 10 | 10 | 10.526 | DATA NOT AVAILABLE | DATA NOT AVAILABLE | DATA NOT AVAILABLE | DATA NOT AVAILABLE | DATA NOT AVAILABLE | DATA NOT AVAILABLE | DATA NOT AVAILABLE | DATA NOT AVAILABLE | DATA NOT AVAILABLE | DATA NOT AVAILABLE | N | DATA NOT AVAILABLE | DATA NOT AVAILABLE | DATA NOT AVAILABLE | DATA NOT AVAILABLE | DATA NOT AVAILABLE | 44084
2000000000000 | [5 empty] | 2000000000000 | BILSHAM SOLAR FARM PHASE 2 | DATA NOT AVAILABLE | PHASE 2 | BILSHAM FARM | ARUNDEL | WEST SUSSEX | BN18 0JX | ENGLAND | 497222 | 102074 | LOVEDEAN GSP | CHICHESTER | BILSHAM | 11 | SOUTHERN ELECTRIC POWER DISTRIBUTION PLC | SOLAR | PHOTOVOLTAIC | NO | DATA NOT AVAILABLE | DATA NOT AVAILABLE | 10 | DATA NOT AVAILABLE | DATA NOT AVAILABLE | DATA NOT AVAILABLE | DATA NOT AVAILABLE | DATA NOT AVAILABLE | DATA NOT AVAILABLE | DATA NOT AVAILABLE | DATA NOT AVAILABLE | DATA NOT AVAILABLE | DATA NOT AVAILABLE | DATA NOT AVAILABLE | DATA NOT AVAILABLE | NO | CONNECTED | 10 | 10 | 10.526 | DATA NOT AVAILABLE | DATA NOT AVAILABLE | DATA NOT AVAILABLE | DATA NOT AVAILABLE | DATA NOT AVAILABLE | DATA NOT AVAILABLE | DATA NOT AVAILABLE | DATA NOT AVAILABLE | DATA NOT AVAILABLE | DATA NOT AVAILABLE | N | DATA NOT AVAILABLE | DATA NOT AVAILABLE | DATA NOT AVAILABLE | DATA NOT AVAILABLE | DATA NOT AVAILABLE | 44084
2000000000000 | [5 empty] | 2000000000000 | HOPTON PV LTD | HOPTON ROAD | HOPTON PV | DATA NOT AVAILABLE | DEVIZES | WILTSHIRE | SN10 2EH | ENGLAND | 402413 | 163259 | MELKSHAM GSP | NORRINGTON | DEVIZES | 11 | SOUTHERN ELECTRIC POWER DISTRIBUTION PLC | SOLAR | PHOTOVOLTAIC | NO | DATA NOT AVAILABLE | DATA NOT AVAILABLE | 1.3 | DATA NOT AVAILABLE | DATA NOT AVAILABLE | DATA NOT AVAILABLE | DATA NOT AVAILABLE | DATA NOT AVAILABLE | DATA NOT AVAILABLE | DATA NOT AVAILABLE | DATA NOT AVAILABLE | DATA NOT AVAILABLE | DATA NOT AVAILABLE | DATA NOT AVAILABLE | DATA NOT AVAILABLE | NO | CONNECTED | 1.3 | 1.3 | 1.368 | 0.048 | 0.05 | 41794 | DATA NOT AVAILABLE | DATA NOT AVAILABLE | DATA NOT AVAILABLE | DATA NOT AVAILABLE | DATA NOT AVAILABLE | DATA NOT AVAILABLE | DATA NOT AVAILABLE | N | DATA NOT AVAILABLE | DATA NOT AVAILABLE | DATA NOT AVAILABLE | DATA NOT AVAILABLE | DATA NOT AVAILABLE | 44084
2000000000000 | [5 empty] | 2000000000000 | ANDOVER SOLAR PARK LIMITED | DATA NOT AVAILABLE | RED POST LANE | FORMER ANDOVER AIRFIELD | ANDOVER | HAMPSHIRE | SP11 8DB | ENGLAND | 432315 | 145623 | MELKSHAM GSP | ANDOVER | PORTWAY | 11 | SOUTHERN ELECTRIC POWER DISTRIBUTION PLC | SOLAR | PHOTOVOLTAIC | NO | DATA NOT AVAILABLE | DATA NOT AVAILABLE | 2.4 | DATA NOT AVAILABLE | DATA NOT AVAILABLE | DATA NOT AVAILABLE | DATA NOT AVAILABLE | DATA NOT AVAILABLE | DATA NOT AVAILABLE | DATA NOT AVAILABLE | DATA NOT AVAILABLE | DATA NOT AVAILABLE | DATA NOT AVAILABLE | DATA NOT AVAILABLE | DATA NOT AVAILABLE | NO | CONNECTED | 2.4 | 2.4 | 2.526 | DATA NOT AVAILABLE | DATA NOT AVAILABLE | 41871 | DATA NOT AVAILABLE | DATA NOT AVAILABLE | DATA NOT AVAILABLE | DATA NOT AVAILABLE | DATA NOT AVAILABLE | DATA NOT AVAILABLE | DATA NOT AVAILABLE | N | DATA NOT AVAILABLE | DATA NOT AVAILABLE | DATA NOT AVAILABLE | DATA NOT AVAILABLE | DATA NOT AVAILABLE | 44084
2000000000000 | [5 empty] | 2000000000000 | DATA NOT AVAILABLE | BROAD TOWN | GOLDBOROUGH FARM | DATA NOT AVAILABLE | SWINDON | WILTSHIRE | SN4 7QX | ENGLAND | 408055 | 180334 | MINETY GSP | SWINDON | WOOTTON BASSETT | 11 | SOUTHERN ELECTRIC POWER DISTRIBUTION PLC | SOLAR | PHOTOVOLTAIC | NO | DATA NOT AVAILABLE | DATA NOT AVAILABLE | 5 | DATA NOT AVAILABLE | DATA NOT AVAILABLE | DATA NOT AVAILABLE | DATA NOT AVAILABLE | DATA NOT AVAILABLE | DATA NOT AVAILABLE | DATA NOT AVAILABLE | DATA NOT AVAILABLE | DATA NOT AVAILABLE | DATA NOT AVAILABLE | DATA NOT AVAILABLE | DATA NOT AVAILABLE | NO | CONNECTED | 5 | 5 | 5.263 | DATA NOT AVAILABLE | DATA NOT AVAILABLE | 42859 | DATA NOT AVAILABLE | DATA NOT AVAILABLE | DATA NOT AVAILABLE | DATA NOT AVAILABLE | DATA NOT AVAILABLE | DATA NOT AVAILABLE | DATA NOT AVAILABLE | N | DATA NOT AVAILABLE | DATA NOT AVAILABLE | DATA NOT AVAILABLE | DATA NOT AVAILABLE | DATA NOT AVAILABLE | 44084
2000000000000 | [5 empty] | 2000000000000 | DATA NOT AVAILABLE | BURGHFIELD | PIERCES FARM PV | DATA NOT AVAILABLE | READING | BERKSHIRE | RG7 3AH | ENGLAND | 468051 | 166448 | BRAMLEY (FLEE) | BURGHFIELD RESERVE | TRASH GREEN | 11 | SOUTHERN ELECTRIC POWER DISTRIBUTION PLC | SOLAR | PHOTOVOLTAIC | NO | DATA NOT AVAILABLE | DATA NOT AVAILABLE | 1.6 | DATA NOT AVAILABLE | DATA NOT AVAILABLE | DATA NOT AVAILABLE | DATA NOT AVAILABLE | DATA NOT AVAILABLE | DATA NOT AVAILABLE | DATA NOT AVAILABLE | DATA NOT AVAILABLE | DATA NOT AVAILABLE | DATA NOT AVAILABLE | DATA NOT AVAILABLE | DATA NOT AVAILABLE | NO | CONNECTED | 1.6 | 1.6 | 1.684 | DATA NOT AVAILABLE | DATA NOT AVAILABLE | DATA NOT AVAILABLE | DATA NOT AVAILABLE | DATA NOT AVAILABLE | DATA NOT AVAILABLE | DATA NOT AVAILABLE | DATA NOT AVAILABLE | DATA NOT AVAILABLE | DATA NOT AVAILABLE | N | DATA NOT AVAILABLE | DATA NOT AVAILABLE | DATA NOT AVAILABLE | DATA NOT AVAILABLE | DATA NOT AVAILABLE | 44084
2000000000000 | [5 empty] | 2000000000000 | SOLEIN ROOKERY LTD | DATA NOT AVAILABLE | LAND NORTH OF MIDDLETON-ON-SEA | ROOKERY FARM | BOGNOR REGIS | WEST SUSSEX | PO22 8NN | ENGLAND | 496215 | 101244 | LOVEDEAN GSP | CHICHESTER | BILSHAM | 11 | SOUTHERN ELECTRIC POWER DISTRIBUTION PLC | SOLAR | PHOTOVOLTAIC | NO | DATA NOT AVAILABLE | DATA NOT AVAILABLE | 3 | DATA NOT AVAILABLE | DATA NOT AVAILABLE | DATA NOT AVAILABLE | DATA NOT AVAILABLE | DATA NOT AVAILABLE | DATA NOT AVAILABLE | DATA NOT AVAILABLE | DATA NOT AVAILABLE | DATA NOT AVAILABLE | DATA NOT AVAILABLE | DATA NOT AVAILABLE | DATA NOT AVAILABLE | NO | CONNECTED | 3 | 3 | 3.158 | DATA NOT AVAILABLE | DATA NOT AVAILABLE | 42092 | DATA NOT AVAILABLE | DATA NOT AVAILABLE | DATA NOT AVAILABLE | DATA NOT AVAILABLE | DATA NOT AVAILABLE | DATA NOT AVAILABLE | DATA NOT AVAILABLE | N | DATA NOT AVAILABLE | DATA NOT AVAILABLE | DATA NOT AVAILABLE | DATA NOT AVAILABLE | DATA NOT AVAILABLE | 44084
2000000000000 | [5 empty] | 2000000000000 | HALE FARM SOLAR LTD | ADMISTON | HALE FARM PV GENERATION | DATA NOT AVAILABLE | SALISBURY | WILTSHIRE | SP4 0AW | ENGLAND | 419461 | 137939 | MELKSHAM GSP | AMESBURY | BOSCOMBE DOWN | 11 | SOUTHERN ELECTRIC POWER DISTRIBUTION PLC | SOLAR | PHOTOVOLTAIC | NO | DATA NOT AVAILABLE | DATA NOT AVAILABLE | 10 | DATA NOT AVAILABLE | DATA NOT AVAILABLE | DATA NOT AVAILABLE | DATA NOT AVAILABLE | DATA NOT AVAILABLE | DATA NOT AVAILABLE | DATA NOT AVAILABLE | DATA NOT AVAILABLE | DATA NOT AVAILABLE | DATA NOT AVAILABLE | DATA NOT AVAILABLE | DATA NOT AVAILABLE | NO | CONNECTED | 10 | 10 | 10.526 | DATA NOT AVAILABLE | DATA NOT AVAILABLE | 42093 | DATA NOT AVAILABLE | DATA NOT AVAILABLE | DATA NOT AVAILABLE | DATA NOT AVAILABLE | DATA NOT AVAILABLE | DATA NOT AVAILABLE | DATA NOT AVAILABLE | N | DATA NOT AVAILABLE | DATA NOT AVAILABLE | DATA NOT AVAILABLE | DATA NOT AVAILABLE | DATA NOT AVAILABLE | 44084
2000000000000 | [5 empty] | 2000000000000 | WADSWICK SOLAR PARK | DATA NOT AVAILABLE | MANOR FARM PV | DATA NOT AVAILABLE | CORSHAM | WILTSHIRE | SN13 8JB | ENGLAND | 384503 | 167924 | MELKSHAM GSP | NORRINGTON | SPRING QUARRY WEST | 11 | SOUTHERN ELECTRIC POWER DISTRIBUTION PLC | SOLAR | PHOTOVOLTAIC | NO | DATA NOT AVAILABLE | DATA NOT AVAILABLE | 7 | DATA NOT AVAILABLE | DATA NOT AVAILABLE | DATA NOT AVAILABLE | DATA NOT AVAILABLE | DATA NOT AVAILABLE | DATA NOT AVAILABLE | DATA NOT AVAILABLE | DATA NOT AVAILABLE | DATA NOT AVAILABLE | DATA NOT AVAILABLE | DATA NOT AVAILABLE | DATA NOT AVAILABLE | NO | CONNECTED | 7 | 7 | 7.368 | DATA NOT AVAILABLE | DATA NOT AVAILABLE | 42235 | DATA NOT AVAILABLE | DATA NOT AVAILABLE | DATA NOT AVAILABLE | DATA NOT AVAILABLE | DATA NOT AVAILABLE | DATA NOT AVAILABLE | DATA NOT AVAILABLE | N | DATA NOT AVAILABLE | DATA NOT AVAILABLE | DATA NOT AVAILABLE | DATA NOT AVAILABLE | DATA NOT AVAILABLE | 44084
2000000000000 | [5 empty] | 2000000000000 | SSB WRAYSBURY LIMITED | WRAYSBURY | WRAYSBURY PV | DATA NOT AVAILABLE | STAINES-UPON-THAMES | MIDDLESEX | DATA NOT AVAILABLE | ENGLAND | DATA NOT AVAILABLE | DATA NOT AVAILABLE | LALEHAM | STAINES | CAUSEWAY | 11 | SOUTHERN ELECTRIC POWER DISTRIBUTION PLC | SOLAR | PHOTOVOLTAIC | NO | DATA NOT AVAILABLE | DATA NOT AVAILABLE | 2.6 | DATA NOT AVAILABLE | DATA NOT AVAILABLE | DATA NOT AVAILABLE | DATA NOT AVAILABLE | DATA NOT AVAILABLE | DATA NOT AVAILABLE | DATA NOT AVAILABLE | DATA NOT AVAILABLE | DATA NOT AVAILABLE | DATA NOT AVAILABLE | DATA NOT AVAILABLE | DATA NOT AVAILABLE | NO | CONNECTED | 2.6 | 2.6 | 2.737 | DATA NOT AVAILABLE | DATA NOT AVAILABLE | 42811 | DATA NOT AVAILABLE | DATA NOT AVAILABLE | DATA NOT AVAILABLE | DATA NOT AVAILABLE | DATA NOT AVAILABLE | DATA NOT AVAILABLE | DATA NOT AVAILABLE | N | DATA NOT AVAILABLE | DATA NOT AVAILABLE | DATA NOT AVAILABLE | DATA NOT AVAILABLE | DATA NOT AVAILABLE | 44084
2000000000000 | [5 empty] | 2000000000000 | NEWLANDS FARM SOLAR PARK LTD | CHICKERELL | NEWLANDS PV | DATA NOT AVAILABLE | WEYMOUTH | DORSET | DT3 4BG | ENGLAND | 365257 | 81425 | CHICKERELL GSP | CHICKERELL | CHICKERELL | 11 | SOUTHERN ELECTRIC POWER DISTRIBUTION PLC | SOLAR | PHOTOVOLTAIC | NO | DATA NOT AVAILABLE | DATA NOT AVAILABLE | 4.77 | DATA NOT AVAILABLE | DATA NOT AVAILABLE | DATA NOT AVAILABLE | DATA NOT AVAILABLE | DATA NOT AVAILABLE | DATA NOT AVAILABLE | DATA NOT AVAILABLE | DATA NOT AVAILABLE | DATA NOT AVAILABLE | DATA NOT AVAILABLE | DATA NOT AVAILABLE | DATA NOT AVAILABLE | NO | CONNECTED | 4.77 | 4.77 | 5.021 | DATA NOT AVAILABLE | DATA NOT AVAILABLE | 42279 | DATA NOT AVAILABLE | DATA NOT AVAILABLE | DATA NOT AVAILABLE | DATA NOT AVAILABLE | DATA NOT AVAILABLE | DATA NOT AVAILABLE | DATA NOT AVAILABLE | N | DATA NOT AVAILABLE | DATA NOT AVAILABLE | DATA NOT AVAILABLE | DATA NOT AVAILABLE | DATA NOT AVAILABLE | 44084
2000000000000 | [5 empty] | 2000000000000 | PHEVOS LTD | CHOLSEY | WALLINGFORD PV | DATA NOT AVAILABLE | WALLINGFORD | OXFORDSHIRE | OX10 9HA | ENGLAND | 460219 | 187813 | COWLEY GSP | COWLEY LOCAL | WALLINGFORD | 11 | SOUTHERN ELECTRIC POWER DISTRIBUTION PLC | SOLAR | PHOTOVOLTAIC | NO | DATA NOT AVAILABLE | DATA NOT AVAILABLE | 1.36 | DATA NOT AVAILABLE | DATA NOT AVAILABLE | DATA NOT AVAILABLE | DATA NOT AVAILABLE | DATA NOT AVAILABLE | DATA NOT AVAILABLE | DATA NOT AVAILABLE | DATA NOT AVAILABLE | DATA NOT AVAILABLE | DATA NOT AVAILABLE | DATA NOT AVAILABLE | DATA NOT AVAILABLE | NO | CONNECTED | 1.36 | 1.36 | 1.432 | DATA NOT AVAILABLE | DATA NOT AVAILABLE | 42242 | DATA NOT AVAILABLE | DATA NOT AVAILABLE | DATA NOT AVAILABLE | DATA NOT AVAILABLE | DATA NOT AVAILABLE | DATA NOT AVAILABLE | DATA NOT AVAILABLE | N | DATA NOT AVAILABLE | DATA NOT AVAILABLE | DATA NOT AVAILABLE | DATA NOT AVAILABLE | DATA NOT AVAILABLE | 44084
2000000000000 | [5 empty] | 2000000000000 | WEST SUSSEX COUNTY COUNCIL | TANGMERE | TANGMERE SOLAR PARK | DATA NOT AVAILABLE | CHICHESTER | WEST SUSSEX | PO20 2GB | ENGLAND | 490897 | 106464 | LOVEDEAN GSP | CHICHESTER | CHICHESTER | 11 | SOUTHERN ELECTRIC POWER DISTRIBUTION PLC | SOLAR | PHOTOVOLTAIC | NO | DATA NOT AVAILABLE | DATA NOT AVAILABLE | 4 | DATA NOT AVAILABLE | DATA NOT AVAILABLE | DATA NOT AVAILABLE | DATA NOT AVAILABLE | DATA NOT AVAILABLE | DATA NOT AVAILABLE | DATA NOT AVAILABLE | DATA NOT AVAILABLE | DATA NOT AVAILABLE | DATA NOT AVAILABLE | DATA NOT AVAILABLE | DATA NOT AVAILABLE | NO | CONNECTED | 4 | 4 | 4.211 | DATA NOT AVAILABLE | DATA NOT AVAILABLE | 42423 | DATA NOT AVAILABLE | DATA NOT AVAILABLE | DATA NOT AVAILABLE | DATA NOT AVAILABLE | DATA NOT AVAILABLE | DATA NOT AVAILABLE | DATA NOT AVAILABLE | N | DATA NOT AVAILABLE | DATA NOT AVAILABLE | DATA NOT AVAILABLE | DATA NOT AVAILABLE | DATA NOT AVAILABLE | 44084
2000000000000 | [5 empty] | 2000000000000 | OVERTON SOLAR FARM LTD | OVERTON | NORTHINGTON FARM PV | DATA NOT AVAILABLE | BASINGSTOKE | HAMPSHIRE | RG25 3DJ | ENGLAND | 450178 | 149517 | BRAMLEY (BASI) | BASINGSTOKE | OVERTON | 11 | SOUTHERN ELECTRIC POWER DISTRIBUTION PLC | SOLAR | PHOTOVOLTAIC | NO | DATA NOT AVAILABLE | DATA NOT AVAILABLE | 3.2 | DATA NOT AVAILABLE | DATA NOT AVAILABLE | DATA NOT AVAILABLE | DATA NOT AVAILABLE | DATA NOT AVAILABLE | DATA NOT AVAILABLE | DATA NOT AVAILABLE | DATA NOT AVAILABLE | DATA NOT AVAILABLE | DATA NOT AVAILABLE | DATA NOT AVAILABLE | DATA NOT AVAILABLE | NO | CONNECTED | 3.2 | 3.2 | 3.368 | 0.143 | 0.15 | 42356 | DATA NOT AVAILABLE | DATA NOT AVAILABLE | DATA NOT AVAILABLE | DATA NOT AVAILABLE | DATA NOT AVAILABLE | DATA NOT AVAILABLE | DATA NOT AVAILABLE | N | DATA NOT AVAILABLE | DATA NOT AVAILABLE | DATA NOT AVAILABLE | DATA NOT AVAILABLE | DATA NOT AVAILABLE | 44084
2000000000000 | [5 empty] | 2000000000000 | MANOR FARM PARK LIMITED | SHRIPNEY | MANOR FARM PHASE 2 | DATA NOT AVAILABLE | BOGNOR REGIS | WEST SUSSEX | PO22 9UP | ENGLAND | 493499 | 102153 | LOVEDEAN GSP | CHICHESTER | MANOR FARM SHRIPNEY PV | 33 | SOUTHERN ELECTRIC POWER DISTRIBUTION PLC | SOLAR | PHOTOVOLTAIC | NO | DATA NOT AVAILABLE | DATA NOT AVAILABLE | 8 | DATA NOT AVAILABLE | DATA NOT AVAILABLE | DATA NOT AVAILABLE | DATA NOT AVAILABLE | DATA NOT AVAILABLE | DATA NOT AVAILABLE | DATA NOT AVAILABLE | DATA NOT AVAILABLE | DATA NOT AVAILABLE | DATA NOT AVAILABLE | DATA NOT AVAILABLE | DATA NOT AVAILABLE | NO | CONNECTED | 8 | 8 | 8.421 | DATA NOT AVAILABLE | DATA NOT AVAILABLE | 42418 | DATA NOT AVAILABLE | DATA NOT AVAILABLE | DATA NOT AVAILABLE | DATA NOT AVAILABLE | DATA NOT AVAILABLE | DATA NOT AVAILABLE | DATA NOT AVAILABLE | N | DATA NOT AVAILABLE | DATA NOT AVAILABLE | DATA NOT AVAILABLE | DATA NOT AVAILABLE | DATA NOT AVAILABLE | 44084
2000000000000 | [5 empty] | 2000000000000 | DATA NOT AVAILABLE | DATA NOT AVAILABLE | BEECH FARM SOLAR PARK | DATA NOT AVAILABLE | SWINDON | WILTSHIRE | SN6 7SE | ENGLAND | 417999 | 190239 | MINETY GSP | STRATTON | STANTON FITZWARREN | 11 | SOUTHERN ELECTRIC POWER DISTRIBUTION PLC | SOLAR | PHOTOVOLTAIC | NO | DATA NOT AVAILABLE | DATA NOT AVAILABLE | 3.5 | DATA NOT AVAILABLE | DATA NOT AVAILABLE | DATA NOT AVAILABLE | DATA NOT AVAILABLE | DATA NOT AVAILABLE | DATA NOT AVAILABLE | DATA NOT AVAILABLE | DATA NOT AVAILABLE | DATA NOT AVAILABLE | DATA NOT AVAILABLE | DATA NOT AVAILABLE | DATA NOT AVAILABLE | NO | CONNECTED | 3.5 | 3.5 | 3.684 | DATA NOT AVAILABLE | DATA NOT AVAILABLE | DATA NOT AVAILABLE | DATA NOT AVAILABLE | DATA NOT AVAILABLE | DATA NOT AVAILABLE | DATA NOT AVAILABLE | DATA NOT AVAILABLE | DATA NOT AVAILABLE | DATA NOT AVAILABLE | N | DATA NOT AVAILABLE | DATA NOT AVAILABLE | DATA NOT AVAILABLE | DATA NOT AVAILABLE | DATA NOT AVAILABLE | 44084
2000000000000 | [5 empty] | 2000000000000 | NEXTENERGY SOLAR HOLDINGS VI LIMITED | STALBRIDGE | DATA NOT AVAILABLE | STALBRIDGE SOLAR PARK LIMITED | STALBRIDGE | DORSET | DT10 2RR | ENGLAND | 373121 | 118179 | AXMINSTER | YEOVIL | HENSTRIDGE | 11 | SOUTHERN ELECTRIC POWER DISTRIBUTION PLC | SOLAR | PHOTOVOLTAIC | NO | DATA NOT AVAILABLE | DATA NOT AVAILABLE | 4.13 | DATA NOT AVAILABLE | DATA NOT AVAILABLE | DATA NOT AVAILABLE | DATA NOT AVAILABLE | DATA NOT AVAILABLE | DATA NOT AVAILABLE | DATA NOT AVAILABLE | DATA NOT AVAILABLE | DATA NOT AVAILABLE | DATA NOT AVAILABLE | DATA NOT AVAILABLE | DATA NOT AVAILABLE | NO | CONNECTED | 4.13 | 4.13 | 4.347 | DATA NOT AVAILABLE | DATA NOT AVAILABLE | 42823 | DATA NOT AVAILABLE | DATA NOT AVAILABLE | DATA NOT AVAILABLE | DATA NOT AVAILABLE | DATA NOT AVAILABLE | DATA NOT AVAILABLE | DATA NOT AVAILABLE | N | DATA NOT AVAILABLE | DATA NOT AVAILABLE | DATA NOT AVAILABLE | DATA NOT AVAILABLE | DATA NOT AVAILABLE | 44084
2000000000000 | [5 empty] | 2000000000000 | NEXTENERGY SOLAR HOLDINGS VI LIMITED | WALTHAM CHASE | FOREST FARM PV | DATA NOT AVAILABLE | WALTHAM CHASE | SOUTHAMPTON | SO32 2LL | ENGLAND | 456113 | 116238 | BOTLEY WOOD GSP | NETLEY COMMON | BISHOPS WALTHAM | 11 | SOUTHERN ELECTRIC POWER DISTRIBUTION PLC | SOLAR | PHOTOVOLTAIC | NO | DATA NOT AVAILABLE | DATA NOT AVAILABLE | 2.5 | DATA NOT AVAILABLE | DATA NOT AVAILABLE | DATA NOT AVAILABLE | DATA NOT AVAILABLE | DATA NOT AVAILABLE | DATA NOT AVAILABLE | DATA NOT AVAILABLE | DATA NOT AVAILABLE | DATA NOT AVAILABLE | DATA NOT AVAILABLE | DATA NOT AVAILABLE | DATA NOT AVAILABLE | NO | CONNECTED | 2.5 | 2.5 | 2.632 | DATA NOT AVAILABLE | DATA NOT AVAILABLE | 43374 | DATA NOT AVAILABLE | DATA NOT AVAILABLE | DATA NOT AVAILABLE | DATA NOT AVAILABLE | DATA NOT AVAILABLE | DATA NOT AVAILABLE | DATA NOT AVAILABLE | N | DATA NOT AVAILABLE | DATA NOT AVAILABLE | DATA NOT AVAILABLE | DATA NOT AVAILABLE | DATA NOT AVAILABLE | 44084
2000000000000 | [5 empty] | 2000000000000 | MILBORNE PORT | FIELDS SOUTH OF OLD BOWDEN WAY | DATA NOT AVAILABLE | MILBORNE PORT SOLAR FARM | MILBORNE PORT | YEOVIL | DT9 5EF | ENGLAND | 367793 | 119548 | AXMINSTER | YEOVIL | MILBORNE PORT | 11 | SOUTHERN ELECTRIC POWER DISTRIBUTION PLC | SOLAR | PHOTOVOLTAIC | NO | DATA NOT AVAILABLE | DATA NOT AVAILABLE | 4 | DATA NOT AVAILABLE | DATA NOT AVAILABLE | DATA NOT AVAILABLE | DATA NOT AVAILABLE | DATA NOT AVAILABLE | DATA NOT AVAILABLE | DATA NOT AVAILABLE | DATA NOT AVAILABLE | DATA NOT AVAILABLE | DATA NOT AVAILABLE | DATA NOT AVAILABLE | DATA NOT AVAILABLE | NO | CONNECTED | 4 | 4 | 4.211 | DATA NOT AVAILABLE | DATA NOT AVAILABLE | 43167 | DATA NOT AVAILABLE | DATA NOT AVAILABLE | DATA NOT AVAILABLE | DATA NOT AVAILABLE | DATA NOT AVAILABLE | DATA NOT AVAILABLE | DATA NOT AVAILABLE | N | DATA NOT AVAILABLE | DATA NOT AVAILABLE | DATA NOT AVAILABLE | DATA NOT AVAILABLE | DATA NOT AVAILABLE | 44084
2000000000000 | [5 empty] | 2000000000000 | GALTON MANOR SOLAR PARK LIMITED | GALTON | GALTON MANOR PV | DATA NOT AVAILABLE | GALTON | DORCHESTER | DT2 8BZ | ENGLAND | 377725 | 85132 | MANNINGTON GSP | DATA NOT APPLICABLE | WINFRITH HEATH | 11 | SOUTHERN ELECTRIC POWER DISTRIBUTION PLC | SOLAR | PHOTOVOLTAIC | NO | DATA NOT AVAILABLE | DATA NOT AVAILABLE | 3.2 | DATA NOT AVAILABLE | DATA NOT AVAILABLE | DATA NOT AVAILABLE | DATA NOT AVAILABLE | DATA NOT AVAILABLE | DATA NOT AVAILABLE | DATA NOT AVAILABLE | DATA NOT AVAILABLE | DATA NOT AVAILABLE | DATA NOT AVAILABLE | DATA NOT AVAILABLE | DATA NOT AVAILABLE | NO | CONNECTED | 3.2 | 3.2 | 3.368 | 0.048 | 0.05 | 42820 | DATA NOT AVAILABLE | DATA NOT AVAILABLE | DATA NOT AVAILABLE | DATA NOT AVAILABLE | DATA NOT AVAILABLE | DATA NOT AVAILABLE | DATA NOT AVAILABLE | N | DATA NOT AVAILABLE | DATA NOT AVAILABLE | DATA NOT AVAILABLE | DATA NOT AVAILABLE | DATA NOT AVAILABLE | 44084
2000000000000 | [5 empty] | 2000000000000 | HOLLY FARM SOLAR PARK LIMITED | GALTON | HOLLY FARM PV | DATA NOT AVAILABLE | DORCHESTER | DORSET | DT2 8BZ | ENGLAND | 377725 | 85132 | MANNINGTON GSP | DATA NOT APPLICABLE | WINFRITH HEATH | 11 | SOUTHERN ELECTRIC POWER DISTRIBUTION PLC | SOLAR | PHOTOVOLTAIC | NO | DATA NOT AVAILABLE | DATA NOT AVAILABLE | 5 | DATA NOT AVAILABLE | DATA NOT AVAILABLE | DATA NOT AVAILABLE | DATA NOT AVAILABLE | DATA NOT AVAILABLE | DATA NOT AVAILABLE | DATA NOT AVAILABLE | DATA NOT AVAILABLE | DATA NOT AVAILABLE | DATA NOT AVAILABLE | DATA NOT AVAILABLE | DATA NOT AVAILABLE | NO | CONNECTED | 5 | 5 | 5.263 | 0.048 | 0.05 | 42820 | DATA NOT AVAILABLE | DATA NOT AVAILABLE | DATA NOT AVAILABLE | DATA NOT AVAILABLE | DATA NOT AVAILABLE | DATA NOT AVAILABLE | DATA NOT AVAILABLE | N | DATA NOT AVAILABLE | DATA NOT AVAILABLE | DATA NOT AVAILABLE | DATA NOT AVAILABLE | DATA NOT AVAILABLE | 44084
2000000000000 | [5 empty] | 2000000000000 | EAST FARM SOLAR PARK LIMITED | GALTON | EAST FARM | EAST FARM SOLAR PARK | GALTON | DORCHESTER | DT2 8BZ | ENGLAND | 377725 | 85132 | MANNINGTON GSP | DATA NOT APPLICABLE | WINFRITH HEATH | 11 | SOUTHERN ELECTRIC POWER DISTRIBUTION PLC | SOLAR | PHOTOVOLTAIC | NO | DATA NOT AVAILABLE | DATA NOT AVAILABLE | 5 | DATA NOT AVAILABLE | DATA NOT AVAILABLE | DATA NOT AVAILABLE | DATA NOT AVAILABLE | DATA NOT AVAILABLE | DATA NOT AVAILABLE | DATA NOT AVAILABLE | DATA NOT AVAILABLE | DATA NOT AVAILABLE | DATA NOT AVAILABLE | DATA NOT AVAILABLE | DATA NOT AVAILABLE | NO | CONNECTED | 5 | 5 | 5.263 | 0.048 | 0.05 | 42819 | DATA NOT AVAILABLE | DATA NOT AVAILABLE | DATA NOT AVAILABLE | DATA NOT AVAILABLE | DATA NOT AVAILABLE | DATA NOT AVAILABLE | DATA NOT AVAILABLE | N | DATA NOT AVAILABLE | DATA NOT AVAILABLE | DATA NOT AVAILABLE | DATA NOT AVAILABLE | DATA NOT AVAILABLE | 44084
2000000000000 | [5 empty] | 2000000000000 | LAKE SIDE VIEW | BURCOT LANE BERINSFIELD | WALLY CORNER PV | DATA NOT AVAILABLE | WALLINGFORD | OXFORDSHIRE | OX10 7PQ | ENGLAND | 457957 | 195512 | COWLEY GSP | COWLEY LOCAL | BERINSFIELD | 11 | SOUTHERN ELECTRIC POWER DISTRIBUTION PLC | SOLAR | PHOTOVOLTAIC | NO | DATA NOT AVAILABLE | DATA NOT AVAILABLE | 4.14 | DATA NOT AVAILABLE | DATA NOT AVAILABLE | DATA NOT AVAILABLE | DATA NOT AVAILABLE | DATA NOT AVAILABLE | DATA NOT AVAILABLE | DATA NOT AVAILABLE | DATA NOT AVAILABLE | DATA NOT AVAILABLE | DATA NOT AVAILABLE | DATA NOT AVAILABLE | DATA NOT AVAILABLE | NO | CONNECTED | 4.14 | 4.14 | 4.358 | DATA NOT AVAILABLE | DATA NOT AVAILABLE | 42817 | DATA NOT AVAILABLE | DATA NOT AVAILABLE | DATA NOT AVAILABLE | DATA NOT AVAILABLE | DATA NOT AVAILABLE | DATA NOT AVAILABLE | DATA NOT AVAILABLE | N | DATA NOT AVAILABLE | DATA NOT AVAILABLE | DATA NOT AVAILABLE | DATA NOT AVAILABLE | DATA NOT AVAILABLE | 44084
2000000000000 | [5 empty] | 2000000000000 | WEL SOLAR PARK 22 LIMITED | BARNHAM | BARNHAM COURT FARMS PV | DATA NOT AVAILABLE | BARNHAM | BOGNOR REGIS | PO22 0BP | ENGLAND | 495592 | 103516 | LOVEDEAN GSP | CHICHESTER | BILSHAM | 11 | SOUTHERN ELECTRIC POWER DISTRIBUTION PLC | SOLAR | PHOTOVOLTAIC | NO | DATA NOT AVAILABLE | DATA NOT AVAILABLE | 1.2 | DATA NOT AVAILABLE | DATA NOT AVAILABLE | DATA NOT AVAILABLE | DATA NOT AVAILABLE | DATA NOT AVAILABLE | DATA NOT AVAILABLE | DATA NOT AVAILABLE | DATA NOT AVAILABLE | DATA NOT AVAILABLE | DATA NOT AVAILABLE | DATA NOT AVAILABLE | DATA NOT AVAILABLE | NO | CONNECTED | 1.2 | 1.2 | 1.263 | 0.086 | 0.09 | 42823 | DATA NOT AVAILABLE | DATA NOT AVAILABLE | DATA NOT AVAILABLE | DATA NOT AVAILABLE | DATA NOT AVAILABLE | DATA NOT AVAILABLE | DATA NOT AVAILABLE | N | DATA NOT AVAILABLE | DATA NOT AVAILABLE | DATA NOT AVAILABLE | DATA NOT AVAILABLE | DATA NOT AVAILABLE | 44084
2000000000000 | [5 empty] | 2000000000000 | DATA NOT AVAILABLE | DATA NOT AVAILABLE | HERRIARD SOLAR PARK | DATA NOT AVAILABLE | BASINGSTOKE | HAMPSHIRE | RG25 2NS | ENGLAND | 465720 | 146745 | BRAMLEY (FLEE) | ALTON | HERRIARD | 11 | SOUTHERN ELECTRIC POWER DISTRIBUTION PLC | SOLAR | ENGINE (COMBUSTION / RECIPROCATING) | NO | DATA NOT AVAILABLE | DATA NOT AVAILABLE | 4.75 | DATA NOT AVAILABLE | DATA NOT AVAILABLE | DATA NOT AVAILABLE | DATA NOT AVAILABLE | DATA NOT AVAILABLE | DATA NOT AVAILABLE | DATA NOT AVAILABLE | DATA NOT AVAILABLE | DATA NOT AVAILABLE | DATA NOT AVAILABLE | DATA NOT AVAILABLE | DATA NOT AVAILABLE | NO | CONNECTED | 4.75 | 4.75 | 5 | DATA NOT AVAILABLE | DATA NOT AVAILABLE | DATA NOT AVAILABLE | DATA NOT AVAILABLE | DATA NOT AVAILABLE | DATA NOT AVAILABLE | DATA NOT AVAILABLE | DATA NOT AVAILABLE | DATA NOT AVAILABLE | DATA NOT AVAILABLE | N | DATA NOT AVAILABLE | DATA NOT AVAILABLE | DATA NOT AVAILABLE | DATA NOT AVAILABLE | DATA NOT AVAILABLE | 44105
2000000000000 | [5 empty] | 2000000000000 | CROSSWAYS SOLAR PARK LTD | CROSSWAYS SOLAR FARM | CROSSWAYS PIT, HEATH FARM | REDBRIDGE ROAD | DORCHESTER | DORSET | DT2 8DX | ENGLAND | 377513 | 88181 | MANNINGTON GSP | DATA NOT APPLICABLE | WINFRITH HEATH | 11 | SOUTHERN ELECTRIC POWER DISTRIBUTION PLC | SOLAR | ENGINE (COMBUSTION / RECIPROCATING) | NO | DATA NOT AVAILABLE | DATA NOT AVAILABLE | 4.75 | DATA NOT AVAILABLE | DATA NOT AVAILABLE | DATA NOT AVAILABLE | DATA NOT AVAILABLE | DATA NOT AVAILABLE | DATA NOT AVAILABLE | DATA NOT AVAILABLE | DATA NOT AVAILABLE | DATA NOT AVAILABLE | DATA NOT AVAILABLE | DATA NOT AVAILABLE | DATA NOT AVAILABLE | NO | CONNECTED | 4.75 | 4.75 | 5 | DATA NOT AVAILABLE | DATA NOT AVAILABLE | DATA NOT AVAILABLE | DATA NOT AVAILABLE | DATA NOT AVAILABLE | DATA NOT AVAILABLE | DATA NOT AVAILABLE | DATA NOT AVAILABLE | DATA NOT AVAILABLE | DATA NOT AVAILABLE | N | DATA NOT AVAILABLE | DATA NOT AVAILABLE | DATA NOT AVAILABLE | DATA NOT AVAILABLE | DATA NOT AVAILABLE | 44105
2000000000000 | [5 empty] | 2000000000000 | THE BECKLEY PARTNERSHIP | DATA NOT AVAILABLE | BECKLEY SOLAR PARK | DATA NOT AVAILABLE | NEW MILTON | HAMPSHIRE | BH23 7EJ | ENGLAND | 421913 | 95348 | MANNINGTON GSP | ARNEWOOD | NEW MILTON | 11 | SOUTHERN ELECTRIC POWER DISTRIBUTION PLC | SOLAR | ENGINE (COMBUSTION / RECIPROCATING) | NO | DATA NOT AVAILABLE | DATA NOT AVAILABLE | 1.425 | DATA NOT AVAILABLE | DATA NOT AVAILABLE | DATA NOT AVAILABLE | DATA NOT AVAILABLE | DATA NOT AVAILABLE | DATA NOT AVAILABLE | DATA NOT AVAILABLE | DATA NOT AVAILABLE | DATA NOT AVAILABLE | DATA NOT AVAILABLE | DATA NOT AVAILABLE | DATA NOT AVAILABLE | NO | CONNECTED | 1.425 | 1.425 | 1.5 | DATA NOT AVAILABLE | DATA NOT AVAILABLE | DATA NOT AVAILABLE | DATA NOT AVAILABLE | DATA NOT AVAILABLE | DATA NOT AVAILABLE | DATA NOT AVAILABLE | DATA NOT AVAILABLE | DATA NOT AVAILABLE | DATA NOT AVAILABLE | N | DATA NOT AVAILABLE | DATA NOT AVAILABLE | DATA NOT AVAILABLE | DATA NOT AVAILABLE | DATA NOT AVAILABLE | 44105
2000000000000 | [5 empty] | 2000000000000 | CHILTON CANTELLO SOLAR PARK LTD | CHILTERN CANTELLO | SOLAR FARM | DATA NOT AVAILABLE | YEOVIL | SOMERSET | BA22 8BQ | ENGLAND | 357507 | 121718 | AXMINSTER | YEOVIL | CHILTON CANTELO | 11 | SOUTHERN ELECTRIC POWER DISTRIBUTION PLC | SOLAR | ENGINE (COMBUSTION / RECIPROCATING) | NO | DATA NOT AVAILABLE | DATA NOT AVAILABLE | 4.75 | DATA NOT AVAILABLE | DATA NOT AVAILABLE | DATA NOT AVAILABLE | DATA NOT AVAILABLE | DATA NOT AVAILABLE | DATA NOT AVAILABLE | DATA NOT AVAILABLE | DATA NOT AVAILABLE | DATA NOT AVAILABLE | DATA NOT AVAILABLE | DATA NOT AVAILABLE | DATA NOT AVAILABLE | NO | CONNECTED | 4.75 | 4.75 | 5 | DATA NOT AVAILABLE | DATA NOT AVAILABLE | DATA NOT AVAILABLE | DATA NOT AVAILABLE | DATA NOT AVAILABLE | DATA NOT AVAILABLE | DATA NOT AVAILABLE | DATA NOT AVAILABLE | DATA NOT AVAILABLE | DATA NOT AVAILABLE | N | DATA NOT AVAILABLE | DATA NOT AVAILABLE | DATA NOT AVAILABLE | DATA NOT AVAILABLE | DATA NOT AVAILABLE | 44105
2000000000000 | [5 empty] | 2000000000000 | DATA NOT AVAILABLE | DATA NOT AVAILABLE | STABLES FARM PV | DATA NOT AVAILABLE | NEWPORT | ISLE OF WIGHT | PO30 4NH | ENGLAND | 440596 | 88664 | FAWLEY GSP | COWES & WOOTTON COMMON | SHALFLEET | 11 | SOUTHERN ELECTRIC POWER DISTRIBUTION PLC | SOLAR | PHOTOVOLTAIC | NO | DATA NOT AVAILABLE | DATA NOT AVAILABLE | 1.425 | DATA NOT AVAILABLE | DATA NOT AVAILABLE | DATA NOT AVAILABLE | DATA NOT AVAILABLE | DATA NOT AVAILABLE | DATA NOT AVAILABLE | DATA NOT AVAILABLE | DATA NOT AVAILABLE | DATA NOT AVAILABLE | DATA NOT AVAILABLE | DATA NOT AVAILABLE | DATA NOT AVAILABLE | NO | CONNECTED | 1.425 | 1.425 | 1.5 | DATA NOT AVAILABLE | DATA NOT AVAILABLE | DATA NOT AVAILABLE | DATA NOT AVAILABLE | DATA NOT AVAILABLE | DATA NOT AVAILABLE | DATA NOT AVAILABLE | DATA NOT AVAILABLE | DATA NOT AVAILABLE | DATA NOT AVAILABLE | N | DATA NOT AVAILABLE | DATA NOT AVAILABLE | DATA NOT AVAILABLE | DATA NOT AVAILABLE | DATA NOT AVAILABLE | 44105
2000000000000 | [5 empty] | 2000000000000 | GPP BIG FIELD LLP | HAMPTWORTH SOLAR | HOME FARM | DATA NOT AVAILABLE | SALISBURY | WILTSHIRE | SP5 2DS | ENGLAND | 423790 | 119228 | MANNINGTON GSP | SALISBURY | REDLYNCH | 11 | SOUTHERN ELECTRIC POWER DISTRIBUTION PLC | SOLAR | ENGINE (COMBUSTION / RECIPROCATING) | NO | DATA NOT AVAILABLE | DATA NOT AVAILABLE | 5.7 | DATA NOT AVAILABLE | DATA NOT AVAILABLE | DATA NOT AVAILABLE | DATA NOT AVAILABLE | DATA NOT AVAILABLE | DATA NOT AVAILABLE | DATA NOT AVAILABLE | DATA NOT AVAILABLE | DATA NOT AVAILABLE | DATA NOT AVAILABLE | DATA NOT AVAILABLE | DATA NOT AVAILABLE | NO | CONNECTED | 5.7 | 5.7 | 6 | DATA NOT AVAILABLE | DATA NOT AVAILABLE | DATA NOT AVAILABLE | DATA NOT AVAILABLE | DATA NOT AVAILABLE | DATA NOT AVAILABLE | DATA NOT AVAILABLE | DATA NOT AVAILABLE | DATA NOT AVAILABLE | DATA NOT AVAILABLE | N | DATA NOT AVAILABLE | DATA NOT AVAILABLE | DATA NOT AVAILABLE | DATA NOT AVAILABLE | DATA NOT AVAILABLE | 44105
2000000000000 | [5 empty] | 2000000000000 | CRAYMARSH | SOLAR PV | CRAYMARSH FARM | DATA NOT AVAILABLE | MELKSHAM | WILTSHIRE | SN12 6RG | ENGLAND | 393584 | 162229 | MELKSHAM GSP | NORRINGTON | MELKSHAM TOWN | 11 | SOUTHERN ELECTRIC POWER DISTRIBUTION PLC | SOLAR | ENGINE (COMBUSTION / RECIPROCATING) | NO | DATA NOT AVAILABLE | DATA NOT AVAILABLE | 1.9 | DATA NOT AVAILABLE | DATA NOT AVAILABLE | DATA NOT AVAILABLE | DATA NOT AVAILABLE | DATA NOT AVAILABLE | DATA NOT AVAILABLE | DATA NOT AVAILABLE | DATA NOT AVAILABLE | DATA NOT AVAILABLE | DATA NOT AVAILABLE | DATA NOT AVAILABLE | DATA NOT AVAILABLE | NO | CONNECTED | 1.9 | 1.9 | 2 | DATA NOT AVAILABLE | DATA NOT AVAILABLE | DATA NOT AVAILABLE | DATA NOT AVAILABLE | DATA NOT AVAILABLE | DATA NOT AVAILABLE | DATA NOT AVAILABLE | DATA NOT AVAILABLE | DATA NOT AVAILABLE | DATA NOT AVAILABLE | N | DATA NOT AVAILABLE | DATA NOT AVAILABLE | DATA NOT AVAILABLE | DATA NOT AVAILABLE | DATA NOT AVAILABLE | 44105
2000000000000 | [5 empty] | 2000000000000 | SLAUGHTERGATE LIMITED | DATA NOT AVAILABLE | SLAUGHTERGATE FARM | DATA NOT AVAILABLE | GILLINGHAM | DORSET | SP8 5NH | ENGLAND | 379266 | 126883 | MANNINGTON GSP | SHAFTESBURY | BOURTON | 11 | SOUTHERN ELECTRIC POWER DISTRIBUTION PLC | SOLAR | ENGINE (COMBUSTION / RECIPROCATING) | NO | DATA NOT AVAILABLE | DATA NOT AVAILABLE | 1.425 | DATA NOT AVAILABLE | DATA NOT AVAILABLE | DATA NOT AVAILABLE | DATA NOT AVAILABLE | DATA NOT AVAILABLE | DATA NOT AVAILABLE | DATA NOT AVAILABLE | DATA NOT AVAILABLE | DATA NOT AVAILABLE | DATA NOT AVAILABLE | DATA NOT AVAILABLE | DATA NOT AVAILABLE | NO | CONNECTED | 1.425 | 1.425 | 1.5 | DATA NOT AVAILABLE | DATA NOT AVAILABLE | DATA NOT AVAILABLE | DATA NOT AVAILABLE | DATA NOT AVAILABLE | DATA NOT AVAILABLE | DATA NOT AVAILABLE | DATA NOT AVAILABLE | DATA NOT AVAILABLE | DATA NOT AVAILABLE | N | DATA NOT AVAILABLE | DATA NOT AVAILABLE | DATA NOT AVAILABLE | DATA NOT AVAILABLE | DATA NOT AVAILABLE | 44105
2000000000000 | [5 empty] | 2000000000000 | HELLUMS FIELD SOLAR PARK | HELLUMS FIELD SOLAR PARK | PARK FARM | DATA NOT AVAILABLE | BLANDFORD FORUM | DORSET | DT11 8TP | ENGLAND | 385566 | 113706 | MANNINGTON GSP | SHAFTESBURY | SHROTON | 11 | SOUTHERN ELECTRIC POWER DISTRIBUTION PLC | SOLAR | ENGINE (COMBUSTION / RECIPROCATING) | NO | DATA NOT AVAILABLE | DATA NOT AVAILABLE | 6.27 | DATA NOT AVAILABLE | DATA NOT AVAILABLE | DATA NOT AVAILABLE | DATA NOT AVAILABLE | DATA NOT AVAILABLE | DATA NOT AVAILABLE | DATA NOT AVAILABLE | DATA NOT AVAILABLE | DATA NOT AVAILABLE | DATA NOT AVAILABLE | DATA NOT AVAILABLE | DATA NOT AVAILABLE | NO | CONNECTED | 6.27 | 6.27 | 6.6 | DATA NOT AVAILABLE | DATA NOT AVAILABLE | DATA NOT AVAILABLE | DATA NOT AVAILABLE | DATA NOT AVAILABLE | DATA NOT AVAILABLE | DATA NOT AVAILABLE | DATA NOT AVAILABLE | DATA NOT AVAILABLE | DATA NOT AVAILABLE | N | DATA NOT AVAILABLE | DATA NOT AVAILABLE | DATA NOT AVAILABLE | DATA NOT AVAILABLE | DATA NOT AVAILABLE | 44105
2000000000000 | [5 empty] | 2000000000000 | LIMBERLOST SOLAR PARK LIMITED | LIMBERLOST FARM | SOLAR PARK | COMMON ROAD | THATCHAM | BERKSHIRE | RG19 8DH | ENGLAND | 453023 | 164763 | BRAMLEY (ANDO-THAT) | THATCHAM | THATCHAM | 11 | SOUTHERN ELECTRIC POWER DISTRIBUTION PLC | SOLAR | ENGINE (COMBUSTION / RECIPROCATING) | NO | DATA NOT AVAILABLE | DATA NOT AVAILABLE | 1.615 | DATA NOT AVAILABLE | DATA NOT AVAILABLE | DATA NOT AVAILABLE | DATA NOT AVAILABLE | DATA NOT AVAILABLE | DATA NOT AVAILABLE | DATA NOT AVAILABLE | DATA NOT AVAILABLE | DATA NOT AVAILABLE | DATA NOT AVAILABLE | DATA NOT AVAILABLE | DATA NOT AVAILABLE | NO | CONNECTED | 1.615 | 1.615 | 1.7 | DATA NOT AVAILABLE | DATA NOT AVAILABLE | DATA NOT AVAILABLE | DATA NOT AVAILABLE | DATA NOT AVAILABLE | DATA NOT AVAILABLE | DATA NOT AVAILABLE | DATA NOT AVAILABLE | DATA NOT AVAILABLE | DATA NOT AVAILABLE | N | DATA NOT AVAILABLE | DATA NOT AVAILABLE | DATA NOT AVAILABLE | DATA NOT AVAILABLE | DATA NOT AVAILABLE | 44105
2000000000000 | [5 empty] | 2000000000000 | VICTORIA SOLAR LTD | DATA NOT AVAILABLE | CHAWTON FARM BARNS PV | CHAWTON LANE | COWES | ISLE OF WIGHT | PO31 8QT | ENGLAND | 449368 | 92936 | FAWLEY GSP | COWES & WOOTTON COMMON | COWES | 11 | SOUTHERN ELECTRIC POWER DISTRIBUTION PLC | SOLAR | ENGINE (COMBUSTION / RECIPROCATING) | NO | DATA NOT AVAILABLE | DATA NOT AVAILABLE | 3.325 | DATA NOT AVAILABLE | DATA NOT AVAILABLE | DATA NOT AVAILABLE | DATA NOT AVAILABLE | DATA NOT AVAILABLE | DATA NOT AVAILABLE | DATA NOT AVAILABLE | DATA NOT AVAILABLE | DATA NOT AVAILABLE | DATA NOT AVAILABLE | DATA NOT AVAILABLE | DATA NOT AVAILABLE | NO | CONNECTED | 3.325 | 3.325 | 3.5 | DATA NOT AVAILABLE | DATA NOT AVAILABLE | DATA NOT AVAILABLE | DATA NOT AVAILABLE | DATA NOT AVAILABLE | DATA NOT AVAILABLE | DATA NOT AVAILABLE | DATA NOT AVAILABLE | DATA NOT AVAILABLE | DATA NOT AVAILABLE | N | DATA NOT AVAILABLE | DATA NOT AVAILABLE | DATA NOT AVAILABLE | DATA NOT AVAILABLE | DATA NOT AVAILABLE | 44105
2000000000000 | [5 empty] | 2000000000000 | BNRG IOW LTD | DATA NOT AVAILABLE | APSE NEW BARN FARM | VENTOR ROAD | SHANKLIN | ISLE OF WIGHT | PO37 7PP | ENGLAND | 456523 | 82911 | FAWLEY GSP | COWES & WOOTTON COMMON | SHANKLIN | 11 | SOUTHERN ELECTRIC POWER DISTRIBUTION PLC | SOLAR | PHOTOVOLTAIC | NO | DATA NOT AVAILABLE | DATA NOT AVAILABLE | 2.66 | DATA NOT AVAILABLE | DATA NOT AVAILABLE | DATA NOT AVAILABLE | DATA NOT AVAILABLE | DATA NOT AVAILABLE | DATA NOT AVAILABLE | DATA NOT AVAILABLE | DATA NOT AVAILABLE | DATA NOT AVAILABLE | DATA NOT AVAILABLE | DATA NOT AVAILABLE | DATA NOT AVAILABLE | NO | CONNECTED | 2.66 | 2.66 | 2.8 | DATA NOT AVAILABLE | DATA NOT AVAILABLE | DATA NOT AVAILABLE | DATA NOT AVAILABLE | DATA NOT AVAILABLE | DATA NOT AVAILABLE | DATA NOT AVAILABLE | DATA NOT AVAILABLE | DATA NOT AVAILABLE | DATA NOT AVAILABLE | N | DATA NOT AVAILABLE | DATA NOT AVAILABLE | DATA NOT AVAILABLE | DATA NOT AVAILABLE | DATA NOT AVAILABLE | 44105
2000000000000 | [5 empty] | 2000000000000 | LOVEDEAN LIMITED | DATA NOT AVAILABLE | LOVEDEAN FARM | OFF DAY LANE | WATERLOOVILLE | HAMPSHIRE | PO8 9RY | ENGLAND | 468430 | 113155 | LOVEDEAN GSP | HAVANT | HORNDEAN | 11 | SOUTHERN ELECTRIC POWER DISTRIBUTION PLC | SOLAR | PHOTOVOLTAIC | NO | DATA NOT AVAILABLE | DATA NOT AVAILABLE | 3.8 | DATA NOT AVAILABLE | DATA NOT AVAILABLE | DATA NOT AVAILABLE | DATA NOT AVAILABLE | DATA NOT AVAILABLE | DATA NOT AVAILABLE | DATA NOT AVAILABLE | DATA NOT AVAILABLE | DATA NOT AVAILABLE | DATA NOT AVAILABLE | DATA NOT AVAILABLE | DATA NOT AVAILABLE | NO | CONNECTED | 3.8 | 3.8 | 4 | DATA NOT AVAILABLE | DATA NOT AVAILABLE | DATA NOT AVAILABLE | DATA NOT AVAILABLE | DATA NOT AVAILABLE | DATA NOT AVAILABLE | DATA NOT AVAILABLE | DATA NOT AVAILABLE | DATA NOT AVAILABLE | DATA NOT AVAILABLE | N | DATA NOT AVAILABLE | DATA NOT AVAILABLE | DATA NOT AVAILABLE | DATA NOT AVAILABLE | DATA NOT AVAILABLE | 44105
2000000000000 | [5 empty] | 2000000000000 | NEXTPOWER LIMITED | DATA NOT AVAILABLE | HIGHER HATHERLEIGH FARM | DATA NOT AVAILABLE | WINCANTON | SOMERSET | BA9 8AE | ENGLAND | 369751 | 127414 | MANNINGTON GSP | SHAFTESBURY | WINCANTON | 11 | SOUTHERN ELECTRIC POWER DISTRIBUTION PLC | SOLAR | ENGINE (COMBUSTION / RECIPROCATING) | NO | DATA NOT AVAILABLE | DATA NOT AVAILABLE | 4.75 | DATA NOT AVAILABLE | DATA NOT AVAILABLE | DATA NOT AVAILABLE | DATA NOT AVAILABLE | DATA NOT AVAILABLE | DATA NOT AVAILABLE | DATA NOT AVAILABLE | DATA NOT AVAILABLE | DATA NOT AVAILABLE | DATA NOT AVAILABLE | DATA NOT AVAILABLE | DATA NOT AVAILABLE | NO | CONNECTED | 4.75 | 4.75 | 5 | DATA NOT AVAILABLE | DATA NOT AVAILABLE | DATA NOT AVAILABLE | DATA NOT AVAILABLE | DATA NOT AVAILABLE | DATA NOT AVAILABLE | DATA NOT AVAILABLE | DATA NOT AVAILABLE | DATA NOT AVAILABLE | DATA NOT AVAILABLE | N | DATA NOT AVAILABLE | DATA NOT AVAILABLE | DATA NOT AVAILABLE | DATA NOT AVAILABLE | DATA NOT AVAILABLE | 44105
2000000000000 | [5 empty] | 2000000000000 | RAGLINGTON FARM SOLAR PARK LIMITED | RAGLINGTON FARM SOLAR PARK | RAGLINGTON FARM | DATA NOT AVAILABLE | SOUTHAMPTON | HAMPSHIRE | SO32 2HL | ENGLAND | 454304 | 113436 | BOTLEY WOOD GSP | NETLEY COMMON | BISHOPS WALTHAM | 11 | SOUTHERN ELECTRIC POWER DISTRIBUTION PLC | SOLAR | ENGINE (COMBUSTION / RECIPROCATING) | NO | DATA NOT AVAILABLE | DATA NOT AVAILABLE | 4.75 | DATA NOT AVAILABLE | DATA NOT AVAILABLE | DATA NOT AVAILABLE | DATA NOT AVAILABLE | DATA NOT AVAILABLE | DATA NOT AVAILABLE | DATA NOT AVAILABLE | DATA NOT AVAILABLE | DATA NOT AVAILABLE | DATA NOT AVAILABLE | DATA NOT AVAILABLE | DATA NOT AVAILABLE | NO | CONNECTED | 4.75 | 4.75 | 5 | DATA NOT AVAILABLE | DATA NOT AVAILABLE | DATA NOT AVAILABLE | DATA NOT AVAILABLE | DATA NOT AVAILABLE | DATA NOT AVAILABLE | DATA NOT AVAILABLE | DATA NOT AVAILABLE | DATA NOT AVAILABLE | DATA NOT AVAILABLE | N | DATA NOT AVAILABLE | DATA NOT AVAILABLE | DATA NOT AVAILABLE | DATA NOT AVAILABLE | DATA NOT AVAILABLE | 44105
2000000000000 | [5 empty] | 2000000000000 | STELLAR POWER LTD | DATA NOT AVAILABLE | TAVELLS LANE PV FARM | TAVELLS LANE | SOUTHAMPTON | HAMPSHIRE | DATA NOT AVAILABLE | ENGLAND | DATA NOT AVAILABLE | DATA NOT AVAILABLE | NURSLING GSP | DATA NOT APPLICABLE | MARCHWOOD | 11 | SOUTHERN ELECTRIC POWER DISTRIBUTION PLC | SOLAR | PHOTOVOLTAIC | NO | DATA NOT AVAILABLE | DATA NOT AVAILABLE | 4.75 | DATA NOT AVAILABLE | DATA NOT AVAILABLE | DATA NOT AVAILABLE | DATA NOT AVAILABLE | DATA NOT AVAILABLE | DATA NOT AVAILABLE | DATA NOT AVAILABLE | DATA NOT AVAILABLE | DATA NOT AVAILABLE | DATA NOT AVAILABLE | DATA NOT AVAILABLE | DATA NOT AVAILABLE | NO | CONNECTED | 4.75 | 4.75 | 5 | DATA NOT AVAILABLE | DATA NOT AVAILABLE | DATA NOT AVAILABLE | DATA NOT AVAILABLE | DATA NOT AVAILABLE | DATA NOT AVAILABLE | DATA NOT AVAILABLE | DATA NOT AVAILABLE | DATA NOT AVAILABLE | DATA NOT AVAILABLE | N | DATA NOT AVAILABLE | DATA NOT AVAILABLE | DATA NOT AVAILABLE | DATA NOT AVAILABLE | DATA NOT AVAILABLE | 44105
2000000000000 | [5 empty] | 2000000000000 | CROUCHLAND BIOGAS LIMITED | DATA NOT AVAILABLE | CROUCHLAND FARM | RICKMANS LANE | BILLINGSHURST | WEST SUSSEX | RH14 0LE | ENGLAND | 501245 | 129673 | BRAMLEY (FLEE) | FERNHURST | PLAISTOW | 11 | SOUTHERN ELECTRIC POWER DISTRIBUTION PLC | SOLAR | ENGINE (COMBUSTION / RECIPROCATING) | NO | DATA NOT AVAILABLE | DATA NOT AVAILABLE | 4.75 | DATA NOT AVAILABLE | DATA NOT AVAILABLE | DATA NOT AVAILABLE | DATA NOT AVAILABLE | DATA NOT AVAILABLE | DATA NOT AVAILABLE | DATA NOT AVAILABLE | DATA NOT AVAILABLE | DATA NOT AVAILABLE | DATA NOT AVAILABLE | DATA NOT AVAILABLE | DATA NOT AVAILABLE | NO | CONNECTED | 4.75 | 4.75 | 5 | DATA NOT AVAILABLE | DATA NOT AVAILABLE | DATA NOT AVAILABLE | DATA NOT AVAILABLE | DATA NOT AVAILABLE | DATA NOT AVAILABLE | DATA NOT AVAILABLE | DATA NOT AVAILABLE | DATA NOT AVAILABLE | DATA NOT AVAILABLE | N | DATA NOT AVAILABLE | DATA NOT AVAILABLE | DATA NOT AVAILABLE | DATA NOT AVAILABLE | DATA NOT AVAILABLE | 44105
2000000000000 | [5 empty] | 2000000000000 | MITZI SOLAR SPV1 LTD | STANSWOOD SOLAR FARM | CADLAND 2 | NEWHOUSE FIELD 2 | SOUTHAMPTON | HAMPSHIRE | SO45 1AB | ENGLAND | 446077 | 100135 | FAWLEY GSP | LANGLEY | LANGLEY | 11 | SOUTHERN ELECTRIC POWER DISTRIBUTION PLC | SOLAR | ENGINE (COMBUSTION / RECIPROCATING) | NO | DATA NOT AVAILABLE | DATA NOT AVAILABLE | 2.85 | DATA NOT AVAILABLE | DATA NOT AVAILABLE | DATA NOT AVAILABLE | DATA NOT AVAILABLE | DATA NOT AVAILABLE | DATA NOT AVAILABLE | DATA NOT AVAILABLE | DATA NOT AVAILABLE | DATA NOT AVAILABLE | DATA NOT AVAILABLE | DATA NOT AVAILABLE | DATA NOT AVAILABLE | NO | CONNECTED | 2.85 | 2.85 | 3 | DATA NOT AVAILABLE | DATA NOT AVAILABLE | DATA NOT AVAILABLE | DATA NOT AVAILABLE | DATA NOT AVAILABLE | DATA NOT AVAILABLE | DATA NOT AVAILABLE | DATA NOT AVAILABLE | DATA NOT AVAILABLE | DATA NOT AVAILABLE | N | DATA NOT AVAILABLE | DATA NOT AVAILABLE | DATA NOT AVAILABLE | DATA NOT AVAILABLE | DATA NOT AVAILABLE | 44105
2000000000000 | [5 empty] | 2000000000000 | DATA NOT AVAILABLE | DATA NOT AVAILABLE | DATA NOT AVAILABLE | DATA NOT AVAILABLE | DATA NOT AVAILABLE | DATA NOT AVAILABLE | DATA NOT AVAILABLE | ENGLAND | DATA NOT AVAILABLE | DATA NOT AVAILABLE | MANNINGTON GSP | SHAFTESBURY | NORTH FARM PV GENERATION | 33 | SOUTHERN ELECTRIC POWER DISTRIBUTION PLC | SOLAR | PHOTOVOLTAIC | NO | DATA NOT AVAILABLE | DATA NOT AVAILABLE | 8.892 | DATA NOT AVAILABLE | DATA NOT AVAILABLE | DATA NOT AVAILABLE | DATA NOT AVAILABLE | DATA NOT AVAILABLE | DATA NOT AVAILABLE | DATA NOT AVAILABLE | DATA NOT AVAILABLE | DATA NOT AVAILABLE | DATA NOT AVAILABLE | DATA NOT AVAILABLE | DATA NOT AVAILABLE | NO | CONNECTED | 8.892 | 8.892 | 9.36 | DATA NOT AVAILABLE | DATA NOT AVAILABLE | DATA NOT AVAILABLE | DATA NOT AVAILABLE | DATA NOT AVAILABLE | DATA NOT AVAILABLE | DATA NOT AVAILABLE | DATA NOT AVAILABLE | DATA NOT AVAILABLE | DATA NOT AVAILABLE | N | DATA NOT AVAILABLE | DATA NOT AVAILABLE | DATA NOT AVAILABLE | DATA NOT AVAILABLE | DATA NOT AVAILABLE | 44105
2000000000000 | [5 empty] | 2000000000000 | HALE FARM SOLAR LTD | DATA NOT AVAILABLE | HALE FARM PV GENERATION | DATA NOT AVAILABLE | SALISBURY | WILTSHIRE | SP4 0AW | ENGLAND | 419461 | 137939 | MELKSHAM GSP | AMESBURY | BOSCOMBE DOWN | 11 | SOUTHERN ELECTRIC POWER DISTRIBUTION PLC | SOLAR | ENGINE (COMBUSTION / RECIPROCATING) | NO | DATA NOT AVAILABLE | DATA NOT AVAILABLE | 4.75 | DATA NOT AVAILABLE | DATA NOT AVAILABLE | DATA NOT AVAILABLE | DATA NOT AVAILABLE | DATA NOT AVAILABLE | DATA NOT AVAILABLE | DATA NOT AVAILABLE | DATA NOT AVAILABLE | DATA NOT AVAILABLE | DATA NOT AVAILABLE | DATA NOT AVAILABLE | DATA NOT AVAILABLE | NO | CONNECTED | 4.75 | 4.75 | 5 | DATA NOT AVAILABLE | DATA NOT AVAILABLE | DATA NOT AVAILABLE | DATA NOT AVAILABLE | DATA NOT AVAILABLE | DATA NOT AVAILABLE | DATA NOT AVAILABLE | DATA NOT AVAILABLE | DATA NOT AVAILABLE | DATA NOT AVAILABLE | N | DATA NOT AVAILABLE | DATA NOT AVAILABLE | DATA NOT AVAILABLE | DATA NOT AVAILABLE | DATA NOT AVAILABLE | 44105
2000000000000 | [5 empty] | 2000000000000 | ASHTON SOLAR FARM | ASHTON COMMON PV | DATA NOT AVAILABLE | ASHTON LANE | TROWBRIDGE | WILTSHIRE | BA14 6DX | ENGLAND | 388976 | 158134 | MELKSHAM GSP | NORRINGTON | ASHTON PARK | 11 | SOUTHERN ELECTRIC POWER DISTRIBUTION PLC | SOLAR | ENGINE (COMBUSTION / RECIPROCATING) | NO | DATA NOT AVAILABLE | DATA NOT AVAILABLE | 3.8 | DATA NOT AVAILABLE | DATA NOT AVAILABLE | DATA NOT AVAILABLE | DATA NOT AVAILABLE | DATA NOT AVAILABLE | DATA NOT AVAILABLE | DATA NOT AVAILABLE | DATA NOT AVAILABLE | DATA NOT AVAILABLE | DATA NOT AVAILABLE | DATA NOT AVAILABLE | DATA NOT AVAILABLE | NO | CONNECTED | 3.8 | 3.8 | 4 | DATA NOT AVAILABLE | DATA NOT AVAILABLE | DATA NOT AVAILABLE | DATA NOT AVAILABLE | DATA NOT AVAILABLE | DATA NOT AVAILABLE | DATA NOT AVAILABLE | DATA NOT AVAILABLE | DATA NOT AVAILABLE | DATA NOT AVAILABLE | N | DATA NOT AVAILABLE | DATA NOT AVAILABLE | DATA NOT AVAILABLE | DATA NOT AVAILABLE | DATA NOT AVAILABLE | 44105
2000000000000 | [5 empty] | 2000000000000 | MANOR FARM PV | MANOR FARM PV | DATA NOT AVAILABLE | DATA NOT AVAILABLE | CASTLE CARY | SOMERSET | BA7 7BA | ENGLAND | 364072 | 132144 | AXMINSTER | YEOVIL | CASTLE CARY | 11 | SOUTHERN ELECTRIC POWER DISTRIBUTION PLC | SOLAR | ENGINE (COMBUSTION / RECIPROCATING) | NO | DATA NOT AVAILABLE | DATA NOT AVAILABLE | 1.254 | DATA NOT AVAILABLE | DATA NOT AVAILABLE | DATA NOT AVAILABLE | DATA NOT AVAILABLE | DATA NOT AVAILABLE | DATA NOT AVAILABLE | DATA NOT AVAILABLE | DATA NOT AVAILABLE | DATA NOT AVAILABLE | DATA NOT AVAILABLE | DATA NOT AVAILABLE | DATA NOT AVAILABLE | NO | CONNECTED | 1.254 | 1.254 | 1.32 | DATA NOT AVAILABLE | DATA NOT AVAILABLE | DATA NOT AVAILABLE | DATA NOT AVAILABLE | DATA NOT AVAILABLE | DATA NOT AVAILABLE | DATA NOT AVAILABLE | DATA NOT AVAILABLE | DATA NOT AVAILABLE | DATA NOT AVAILABLE | N | DATA NOT AVAILABLE | DATA NOT AVAILABLE | DATA NOT AVAILABLE | DATA NOT AVAILABLE | DATA NOT AVAILABLE | 44105
2000000000000 | [5 empty] | 2000000000000 | DATA NOT AVAILABLE | DATA NOT AVAILABLE | WATERSIDE PARK | DATA NOT AVAILABLE | SWINDON | SWINDON | SN2 2PJ | ENGLAND | 413636 | 185906 | MINETY GSP | SWINDON | SWINDON | 11 | SOUTHERN ELECTRIC POWER DISTRIBUTION PLC | SOLAR | PHOTOVOLTAIC | NO | DATA NOT AVAILABLE | DATA NOT AVAILABLE | 2.375 | DATA NOT AVAILABLE | DATA NOT AVAILABLE | DATA NOT AVAILABLE | DATA NOT AVAILABLE | DATA NOT AVAILABLE | DATA NOT AVAILABLE | DATA NOT AVAILABLE | DATA NOT AVAILABLE | DATA NOT AVAILABLE | DATA NOT AVAILABLE | DATA NOT AVAILABLE | DATA NOT AVAILABLE | NO | CONNECTED | 2.375 | 2.375 | 2.5 | DATA NOT AVAILABLE | DATA NOT AVAILABLE | DATA NOT AVAILABLE | DATA NOT AVAILABLE | DATA NOT AVAILABLE | DATA NOT AVAILABLE | DATA NOT AVAILABLE | DATA NOT AVAILABLE | DATA NOT AVAILABLE | DATA NOT AVAILABLE | N | DATA NOT AVAILABLE | DATA NOT AVAILABLE | DATA NOT AVAILABLE | DATA NOT AVAILABLE | DATA NOT AVAILABLE | 44105
2000000000000 | [5 empty] | 2000000000000 | STEVENTON SOLAR LIMITED | STEVENTON FIELDS | STEVENTON PV GENERATION | HANNEY ROAD | ABINGDON | OXFORDSHIRE | OX13 6DJ | ENGLAND | 444864 | 191748 | COWLEY GSP | DRAYTON | STEVENTON PV | 33 | SOUTHERN ELECTRIC POWER DISTRIBUTION PLC | SOLAR | PHOTOVOLTAIC | NO | DATA NOT AVAILABLE | DATA NOT AVAILABLE | 9.5 | DATA NOT AVAILABLE | DATA NOT AVAILABLE | DATA NOT AVAILABLE | DATA NOT AVAILABLE | DATA NOT AVAILABLE | DATA NOT AVAILABLE | DATA NOT AVAILABLE | DATA NOT AVAILABLE | DATA NOT AVAILABLE | DATA NOT AVAILABLE | DATA NOT AVAILABLE | DATA NOT AVAILABLE | NO | CONNECTED | 9.5 | 9.5 | 10 | DATA NOT AVAILABLE | DATA NOT AVAILABLE | DATA NOT AVAILABLE | DATA NOT AVAILABLE | DATA NOT AVAILABLE | DATA NOT AVAILABLE | DATA NOT AVAILABLE | DATA NOT AVAILABLE | DATA NOT AVAILABLE | DATA NOT AVAILABLE | N | DATA NOT AVAILABLE | DATA NOT AVAILABLE | DATA NOT AVAILABLE | DATA NOT AVAILABLE | DATA NOT AVAILABLE | 44245
2000000000000 | [5 empty] | 2000000000000 | FIELD HOUSE SOLAR LIMITED | FIELD HOUSE PV GENERATION | DATA NOT AVAILABLE | LANDWELL HURSLEY | WINCHESTER | HAMPSHIRE | SO21 2LE | ENGLAND | 442784 | 123897 | NURSLING GSP | ROWNHAMS | FIELD HOUSE HURSLEY PV | 33 | SOUTHERN ELECTRIC POWER DISTRIBUTION PLC | SOLAR | PHOTOVOLTAIC | NO | DATA NOT AVAILABLE | DATA NOT AVAILABLE | 4.75 | DATA NOT AVAILABLE | DATA NOT AVAILABLE | DATA NOT AVAILABLE | DATA NOT AVAILABLE | DATA NOT AVAILABLE | DATA NOT AVAILABLE | DATA NOT AVAILABLE | DATA NOT AVAILABLE | DATA NOT AVAILABLE | DATA NOT AVAILABLE | DATA NOT AVAILABLE | DATA NOT AVAILABLE | NO | CONNECTED | 4.75 | 4.75 | 5 | DATA NOT AVAILABLE | DATA NOT AVAILABLE | 42075 | DATA NOT AVAILABLE | DATA NOT AVAILABLE | DATA NOT AVAILABLE | DATA NOT AVAILABLE | DATA NOT AVAILABLE | DATA NOT AVAILABLE | DATA NOT AVAILABLE | N | DATA NOT AVAILABLE | DATA NOT AVAILABLE | DATA NOT AVAILABLE | DATA NOT AVAILABLE | DATA NOT AVAILABLE | 44245
2000000000000 | [5 empty] | 2000000000000 | SHEEPBRIDGE SOLAR LIMITED | SHEEPBRIDGE COURT FARM | SHEEPBRIDGE PV | DATA NOT AVAILABLE | BASINGSTOKE | HAMPSHIRE | RG7 1PX | ENGLAND | 472091 | 165553 | BRAMLEY (FLEE) | READING | SHEEPBRIDGE PV | 33 | SOUTHERN ELECTRIC POWER DISTRIBUTION PLC | SOLAR | PHOTOVOLTAIC | NO | DATA NOT AVAILABLE | DATA NOT AVAILABLE | 3.876 | DATA NOT AVAILABLE | DATA NOT AVAILABLE | DATA NOT AVAILABLE | DATA NOT AVAILABLE | DATA NOT AVAILABLE | DATA NOT AVAILABLE | DATA NOT AVAILABLE | DATA NOT AVAILABLE | DATA NOT AVAILABLE | DATA NOT AVAILABLE | DATA NOT AVAILABLE | DATA NOT AVAILABLE | NO | CONNECTED | 3.876 | 3.876 | 4.08 | DATA NOT AVAILABLE | DATA NOT AVAILABLE | 42342 | DATA NOT AVAILABLE | DATA NOT AVAILABLE | DATA NOT AVAILABLE | DATA NOT AVAILABLE | DATA NOT AVAILABLE | DATA NOT AVAILABLE | DATA NOT AVAILABLE | N | DATA NOT AVAILABLE | DATA NOT AVAILABLE | DATA NOT AVAILABLE | DATA NOT AVAILABLE | DATA NOT AVAILABLE | 44245
2000000000000 | [5 empty] | 2000000000000 | SOUTHILL SOLAR LIMITED | SOUTHILL PV | DATA NOT AVAILABLE | FAWLER ROAD | CHIPPING NORTON | OXFORDSHIRE | OX7 3EW | ENGLAND | 435833 | 217915 | COWLEY GSP | YARNTON | CHARLBURY | 11 | SOUTHERN ELECTRIC POWER DISTRIBUTION PLC | SOLAR | PHOTOVOLTAIC | NO | DATA NOT AVAILABLE | DATA NOT AVAILABLE | 4.085 | DATA NOT AVAILABLE | DATA NOT AVAILABLE | DATA NOT AVAILABLE | DATA NOT AVAILABLE | DATA NOT AVAILABLE | DATA NOT AVAILABLE | DATA NOT AVAILABLE | DATA NOT AVAILABLE | DATA NOT AVAILABLE | DATA NOT AVAILABLE | DATA NOT AVAILABLE | DATA NOT AVAILABLE | NO | CONNECTED | 4.085 | 4.085 | 4.3 | DATA NOT AVAILABLE | DATA NOT AVAILABLE | DATA NOT AVAILABLE | DATA NOT AVAILABLE | DATA NOT AVAILABLE | DATA NOT AVAILABLE | DATA NOT AVAILABLE | DATA NOT AVAILABLE | DATA NOT AVAILABLE | DATA NOT AVAILABLE | N | DATA NOT AVAILABLE | DATA NOT AVAILABLE | DATA NOT AVAILABLE | DATA NOT AVAILABLE | DATA NOT AVAILABLE | 44245
2000000000000 | [5 empty] | 2000000000000 | COOP PPA SITES | SOLAR FARM | WEST SOLENT | ILEY LANE | LYMINGTON | DATA NOT AVAILABLE | SO41 8AL | ENGLAND | 431705 | 93624 | MANNINGTON GSP | ARNEWOOD | LYMINGTON | 11 | SOUTHERN ELECTRIC POWER DISTRIBUTION PLC | SOLAR | PHOTOVOLTAIC | NO | DATA NOT AVAILABLE | DATA NOT AVAILABLE | 1.9 | DATA NOT AVAILABLE | DATA NOT AVAILABLE | DATA NOT AVAILABLE | DATA NOT AVAILABLE | DATA NOT AVAILABLE | DATA NOT AVAILABLE | DATA NOT AVAILABLE | DATA NOT AVAILABLE | DATA NOT AVAILABLE | DATA NOT AVAILABLE | DATA NOT AVAILABLE | DATA NOT AVAILABLE | NO | CONNECTED | 1.9 | 1.9 | 2 | DATA NOT AVAILABLE | DATA NOT AVAILABLE | DATA NOT AVAILABLE | DATA NOT AVAILABLE | DATA NOT AVAILABLE | DATA NOT AVAILABLE | DATA NOT AVAILABLE | DATA NOT AVAILABLE | DATA NOT AVAILABLE | DATA NOT AVAILABLE | N | DATA NOT AVAILABLE | DATA NOT AVAILABLE | DATA NOT AVAILABLE | DATA NOT AVAILABLE | DATA NOT AVAILABLE | 44377
2000000000000 | [5 empty] | 2000000000000 | DATA NOT AVAILABLE | DATA NOT AVAILABLE | DATA NOT AVAILABLE | DATA NOT AVAILABLE | DATA NOT AVAILABLE | DATA NOT AVAILABLE | DATA NOT AVAILABLE | ENGLAND | DATA NOT AVAILABLE | DATA NOT AVAILABLE | DATA NOT AVAILABLE | DATA NOT AVAILABLE | DATA NOT AVAILABLE | DATA NOT AVAILABLE | SOUTHERN ELECTRIC POWER DISTRIBUTION PLC | SOLAR | PHOTOVOLTAIC | NO | DATA NOT AVAILABLE | DATA NOT AVAILABLE | 4.394 | DATA NOT AVAILABLE | DATA NOT AVAILABLE | DATA NOT AVAILABLE | DATA NOT AVAILABLE | DATA NOT AVAILABLE | DATA NOT AVAILABLE | DATA NOT AVAILABLE | DATA NOT AVAILABLE | DATA NOT AVAILABLE | DATA NOT AVAILABLE | DATA NOT AVAILABLE | DATA NOT AVAILABLE | NO | CONNECTED | 4.394 | 4.394 | 4.625 | DATA NOT AVAILABLE | DATA NOT AVAILABLE | DATA NOT AVAILABLE | DATA NOT AVAILABLE | DATA NOT AVAILABLE | DATA NOT AVAILABLE | DATA NOT AVAILABLE | DATA NOT AVAILABLE | DATA NOT AVAILABLE | DATA NOT AVAILABLE | N | DATA NOT AVAILABLE | DATA NOT AVAILABLE | DATA NOT AVAILABLE | DATA NOT AVAILABLE | DATA NOT AVAILABLE | 44532
2000000000000 | [5 empty] | 2000000000000 | ANDOVER AIRFIELD SOLAR DEVELOPMENTS LIMITED | FORMER ANDOVER AIRFIELD | DATA NOT AVAILABLE | RED POST LANE | ANDOVER | HAMPSHIRE | SP11 8DB | ENGLAND | 432315 | 145623 | MELKSHAM GSP | ANDOVER | PORTWAY | 11 | SOUTHERN ELECTRIC POWER DISTRIBUTION PLC | SOLAR | PHOTOVOLTAIC | NO | DATA NOT AVAILABLE | DATA NOT AVAILABLE | 3.5625 | DATA NOT AVAILABLE | DATA NOT AVAILABLE | DATA NOT AVAILABLE | DATA NOT AVAILABLE | DATA NOT AVAILABLE | DATA NOT AVAILABLE | DATA NOT AVAILABLE | DATA NOT AVAILABLE | DATA NOT AVAILABLE | DATA NOT AVAILABLE | DATA NOT AVAILABLE | DATA NOT AVAILABLE | NO | CONNECTED | 3.5625 | 3.5625 | 3.75 | DATA NOT AVAILABLE | DATA NOT AVAILABLE | DATA NOT AVAILABLE | DATA NOT AVAILABLE | DATA NOT AVAILABLE | DATA NOT AVAILABLE | DATA NOT AVAILABLE | DATA NOT AVAILABLE | DATA NOT AVAILABLE | DATA NOT AVAILABLE | N | DATA NOT AVAILABLE | DATA NOT AVAILABLE | DATA NOT AVAILABLE | DATA NOT AVAILABLE | DATA NOT AVAILABLE | 44719
2000000000000 | [5 empty] | 2000000000000 | STEADFAST MARSH SOLAR LTD | MARSH FARM B PV | DATA NOT AVAILABLE | DATA NOT AVAILABLE | MALMESBURY | WILTSHIRE | SN16 9SR | ENGLAND | 392813 | 191282 | MELKSHAM GSP | CHIPPENHAM | MARSH FARM B PV GEN | 33 | SOUTHERN ELECTRIC POWER DISTRIBUTION PLC | SOLAR | PHOTOVOLTAIC | NO | DATA NOT AVAILABLE | DATA NOT AVAILABLE | 11.4 | DATA NOT AVAILABLE | DATA NOT AVAILABLE | DATA NOT AVAILABLE | DATA NOT AVAILABLE | DATA NOT AVAILABLE | DATA NOT AVAILABLE | DATA NOT AVAILABLE | DATA NOT AVAILABLE | DATA NOT AVAILABLE | DATA NOT AVAILABLE | DATA NOT AVAILABLE | DATA NOT AVAILABLE | NO | CONNECTED | 11.4 | 11.4 | 12 | DATA NOT AVAILABLE | DATA NOT AVAILABLE | DATA NOT AVAILABLE | DATA NOT AVAILABLE | DATA NOT AVAILABLE | DATA NOT AVAILABLE | DATA NOT AVAILABLE | DATA NOT AVAILABLE | DATA NOT AVAILABLE | DATA NOT AVAILABLE | N | DATA NOT AVAILABLE | DATA NOT AVAILABLE | DATA NOT AVAILABLE | DATA NOT AVAILABLE | DATA NOT AVAILABLE | 44719
2000000000000 | [5 empty] | 2000000000000 | GREENACRE REDBRIDGE LIMITED | REDBRIDGE FARM | DATA NOT AVAILABLE | DATA NOT AVAILABLE | POOLE | DORSET | BH16 6HP | ENGLAND | 393114 | 95116 | MANNINGTON GSP | WAREHAM | REDBRIDGE PV FARM | 33 | SOUTHERN ELECTRIC POWER DISTRIBUTION PLC | SOLAR | PHOTOVOLTAIC | NO | DATA NOT AVAILABLE | DATA NOT AVAILABLE | 3.344 | DATA NOT AVAILABLE | DATA NOT AVAILABLE | DATA NOT AVAILABLE | DATA NOT AVAILABLE | DATA NOT AVAILABLE | DATA NOT AVAILABLE | DATA NOT AVAILABLE | DATA NOT AVAILABLE | DATA NOT AVAILABLE | DATA NOT AVAILABLE | DATA NOT AVAILABLE | DATA NOT AVAILABLE | NO | CONNECTED | 3.344 | 3.344 | 3.52 | 0 | 0 | 41704 | DATA NOT AVAILABLE | DATA NOT AVAILABLE | DATA NOT AVAILABLE | DATA NOT AVAILABLE | DATA NOT AVAILABLE | DATA NOT AVAILABLE | DATA NOT AVAILABLE | N | DATA NOT AVAILABLE | DATA NOT AVAILABLE | DATA NOT AVAILABLE | DATA NOT AVAILABLE | DATA NOT AVAILABLE | 44719
2000000000000 | [5 empty] | 2000000000000 | SUNSAVE 1DATA NOT AVAILABLE (FAREHAM) LTD | NEWLANDS FARM | FAREHAM PV | DATA NOT AVAILABLE | FAREHAM | HAMPSHIRE | PO14 2HT | ENGLAND | 456100 | 104426 | LOVEDEAN GSP | FAREHAM | FAREHAM PV FARM | 33 | SOUTHERN ELECTRIC POWER DISTRIBUTION PLC | SOLAR | PHOTOVOLTAIC | NO | DATA NOT AVAILABLE | DATA NOT AVAILABLE | 16.6725 | DATA NOT AVAILABLE | DATA NOT AVAILABLE | DATA NOT AVAILABLE | DATA NOT AVAILABLE | DATA NOT AVAILABLE | DATA NOT AVAILABLE | DATA NOT AVAILABLE | DATA NOT AVAILABLE | DATA NOT AVAILABLE | DATA NOT AVAILABLE | DATA NOT AVAILABLE | DATA NOT AVAILABLE | NO | CONNECTED | 16.6725 | 16.6725 | 17.55 | 0.06175 | 0.065 | DATA NOT AVAILABLE | DATA NOT AVAILABLE | DATA NOT AVAILABLE | DATA NOT AVAILABLE | DATA NOT AVAILABLE | DATA NOT AVAILABLE | DATA NOT AVAILABLE | DATA NOT AVAILABLE | N | DATA NOT AVAILABLE | DATA NOT AVAILABLE | DATA NOT AVAILABLE | DATA NOT AVAILABLE | DATA NOT AVAILABLE | 44719
2000000000000 | [5 empty] | 2000000000000 | EQUITIX SOLAR (3) LIMITED | PV GENERATION | LEES ESTATE | DATA NOT AVAILABLE | POOLE | DORSET | BH16 6EH | ENGLAND | 394286 | 94275 | MANNINGTON GSP | WAREHAM | LEES ESTATE PV | 33 | SOUTHERN ELECTRIC POWER DISTRIBUTION PLC | SOLAR | PHOTOVOLTAIC | NO | DATA NOT AVAILABLE | DATA NOT AVAILABLE | 6.84 | DATA NOT AVAILABLE | DATA NOT AVAILABLE | DATA NOT AVAILABLE | DATA NOT AVAILABLE | DATA NOT AVAILABLE | DATA NOT AVAILABLE | DATA NOT AVAILABLE | DATA NOT AVAILABLE | DATA NOT AVAILABLE | DATA NOT AVAILABLE | DATA NOT AVAILABLE | DATA NOT AVAILABLE | NO | CONNECTED | 6.84 | 6.84 | 7.2 | 0.19 | 0.2 | 41719 | DATA NOT AVAILABLE | DATA NOT AVAILABLE | DATA NOT AVAILABLE | DATA NOT AVAILABLE | DATA NOT AVAILABLE | DATA NOT AVAILABLE | DATA NOT AVAILABLE | N | DATA NOT AVAILABLE | DATA NOT AVAILABLE | DATA NOT AVAILABLE | DATA NOT AVAILABLE | DATA NOT AVAILABLE | 44719
2000000000000 | [5 empty] | 2000000000000 | EQUITIX SOLAR (2) LIMITED | PV GENERATION | NEWTON FARM | DATA NOT AVAILABLE | POOLE | DORSET | BH16 6AP | ENGLAND | 395744 | 93441 | MANNINGTON GSP | WAREHAM | NEWTON FARM PV GEN | 33 | SOUTHERN ELECTRIC POWER DISTRIBUTION PLC | SOLAR | PHOTOVOLTAIC | NO | DATA NOT AVAILABLE | DATA NOT AVAILABLE | 12.16 | DATA NOT AVAILABLE | DATA NOT AVAILABLE | DATA NOT AVAILABLE | DATA NOT AVAILABLE | DATA NOT AVAILABLE | DATA NOT AVAILABLE | DATA NOT AVAILABLE | DATA NOT AVAILABLE | DATA NOT AVAILABLE | DATA NOT AVAILABLE | DATA NOT AVAILABLE | DATA NOT AVAILABLE | NO | CONNECTED | 12.16 | 12.16 | 12.8 | 0.19 | 0.2 | 41716 | DATA NOT AVAILABLE | DATA NOT AVAILABLE | DATA NOT AVAILABLE | DATA NOT AVAILABLE | DATA NOT AVAILABLE | DATA NOT AVAILABLE | DATA NOT AVAILABLE | N | DATA NOT AVAILABLE | DATA NOT AVAILABLE | DATA NOT AVAILABLE | DATA NOT AVAILABLE | DATA NOT AVAILABLE | 44719
2000000000000 | [5 empty] | 2000000000000 | HOMELAND SOLAR LIMITED | PV GENERATION | HOMELAND | DATA NOT AVAILABLE | WIMBORNE | DORSET | BH21 6QZ | ENGLAND | 409492 | 105152 | MANNINGTON GSP | MANNINGTON | HOMELAND PV FARM | 33 | SOUTHERN ELECTRIC POWER DISTRIBUTION PLC | SOLAR | PHOTOVOLTAIC | NO | DATA NOT AVAILABLE | DATA NOT AVAILABLE | 10.64 | DATA NOT AVAILABLE | DATA NOT AVAILABLE | DATA NOT AVAILABLE | DATA NOT AVAILABLE | DATA NOT AVAILABLE | DATA NOT AVAILABLE | DATA NOT AVAILABLE | DATA NOT AVAILABLE | DATA NOT AVAILABLE | DATA NOT AVAILABLE | DATA NOT AVAILABLE | DATA NOT AVAILABLE | NO | CONNECTED | 10.64 | 10.64 | 11.2 | 0.1995 | 0.21 | 41724 | DATA NOT AVAILABLE | DATA NOT AVAILABLE | DATA NOT AVAILABLE | DATA NOT AVAILABLE | DATA NOT AVAILABLE | DATA NOT AVAILABLE | DATA NOT AVAILABLE | N | DATA NOT AVAILABLE | DATA NOT AVAILABLE | DATA NOT AVAILABLE | DATA NOT AVAILABLE | DATA NOT AVAILABLE | 44719
2000000000000 | [5 empty] | 2000000000000 | LIGHTSOURCE | NORRINGTON PV GENERATION | DATA NOT AVAILABLE | DATA NOT AVAILABLE | MELKSHAM | WILTSHIRE | SN12 8LR | ENGLAND | 388164 | 164878 | MELKSHAM GSP | NORRINGTON | NORRINGTON PV | 33 | SOUTHERN ELECTRIC POWER DISTRIBUTION PLC | SOLAR | PHOTOVOLTAIC | NO | DATA NOT AVAILABLE | DATA NOT AVAILABLE | 9.5 | DATA NOT AVAILABLE | DATA NOT AVAILABLE | DATA NOT AVAILABLE | DATA NOT AVAILABLE | DATA NOT AVAILABLE | DATA NOT AVAILABLE | DATA NOT AVAILABLE | DATA NOT AVAILABLE | DATA NOT AVAILABLE | DATA NOT AVAILABLE | DATA NOT AVAILABLE | DATA NOT AVAILABLE | NO | CONNECTED | 9.5 | 9.5 | 10 | DATA NOT AVAILABLE | DATA NOT AVAILABLE | DATA NOT AVAILABLE | DATA NOT AVAILABLE | DATA NOT AVAILABLE | DATA NOT AVAILABLE | DATA NOT AVAILABLE | DATA NOT AVAILABLE | DATA NOT AVAILABLE | DATA NOT AVAILABLE | N | DATA NOT AVAILABLE | DATA NOT AVAILABLE | DATA NOT AVAILABLE | DATA NOT AVAILABLE | DATA NOT AVAILABLE | 44719
2000000000000 | [5 empty] | 2000000000000 | SUNE PROJECT1 LTD | CRUCIS PARK PV FARM | DATA NOT AVAILABLE | OFF B4425 | CIRENCESTER | GLOUCESTERSHIRE | GL7 5DX | ENGLAND | 406007 | 202873 | MINETY GSP | CIRENCESTER | CRUCIS PV FARM | 33 | SOUTHERN ELECTRIC POWER DISTRIBUTION PLC | SOLAR | PHOTOVOLTAIC | NO | DATA NOT AVAILABLE | DATA NOT AVAILABLE | 14.25 | DATA NOT AVAILABLE | DATA NOT AVAILABLE | DATA NOT AVAILABLE | DATA NOT AVAILABLE | DATA NOT AVAILABLE | DATA NOT AVAILABLE | DATA NOT AVAILABLE | DATA NOT AVAILABLE | DATA NOT AVAILABLE | DATA NOT AVAILABLE | DATA NOT AVAILABLE | DATA NOT AVAILABLE | NO | CONNECTED | 14.25 | 14.25 | 15 | DATA NOT AVAILABLE | DATA NOT AVAILABLE | DATA NOT AVAILABLE | DATA NOT AVAILABLE | DATA NOT AVAILABLE | DATA NOT AVAILABLE | DATA NOT AVAILABLE | DATA NOT AVAILABLE | DATA NOT AVAILABLE | DATA NOT AVAILABLE | N | DATA NOT AVAILABLE | DATA NOT AVAILABLE | DATA NOT AVAILABLE | DATA NOT AVAILABLE | DATA NOT AVAILABLE | 44719
2000000000000 | [5 empty] | 2000000000000 | IOW SOLAR LIMITED | FAIRLEE FARM PV GENERATION | DATA NOT AVAILABLE | FAIRLEE ROAD | NEWPORT | ISLE OF WIGHT | PO30 2JU | ENGLAND | 451235 | 91058 | FAWLEY GSP | COWES & WOOTTON COMMON | FAIRLEE PV FARM | 33 | SOUTHERN ELECTRIC POWER DISTRIBUTION PLC | SOLAR | PHOTOVOLTAIC | NO | DATA NOT AVAILABLE | DATA NOT AVAILABLE | 6.5455 | DATA NOT AVAILABLE | DATA NOT AVAILABLE | DATA NOT AVAILABLE | DATA NOT AVAILABLE | DATA NOT AVAILABLE | DATA NOT AVAILABLE | DATA NOT AVAILABLE | DATA NOT AVAILABLE | DATA NOT AVAILABLE | DATA NOT AVAILABLE | DATA NOT AVAILABLE | DATA NOT AVAILABLE | NO | CONNECTED | 6.5455 | 6.5455 | 6.89 | DATA NOT AVAILABLE | DATA NOT AVAILABLE | DATA NOT AVAILABLE | DATA NOT AVAILABLE | DATA NOT AVAILABLE | DATA NOT AVAILABLE | DATA NOT AVAILABLE | DATA NOT AVAILABLE | DATA NOT AVAILABLE | DATA NOT AVAILABLE | N | DATA NOT AVAILABLE | DATA NOT AVAILABLE | DATA NOT AVAILABLE | DATA NOT AVAILABLE | DATA NOT AVAILABLE | 44719
2000000000000 | [5 empty] | 2000000000000 | BOURNE PARK SOLAR LIMITED | BOURNE PARK PV GENERATION | DATA NOT AVAILABLE | DATA NOT AVAILABLE | DORCHESTER | DORSET | DT2 7TU | ENGLAND | 372335 | 97529 | CHICKERELL GSP | CHICKERELL | BOURNE PARK PV GEN | 11 | SOUTHERN ELECTRIC POWER DISTRIBUTION PLC | SOLAR | PHOTOVOLTAIC | NO | DATA NOT AVAILABLE | DATA NOT AVAILABLE | 4.75 | DATA NOT AVAILABLE | DATA NOT AVAILABLE | DATA NOT AVAILABLE | DATA NOT AVAILABLE | DATA NOT AVAILABLE | DATA NOT AVAILABLE | DATA NOT AVAILABLE | DATA NOT AVAILABLE | DATA NOT AVAILABLE | DATA NOT AVAILABLE | DATA NOT AVAILABLE | DATA NOT AVAILABLE | NO | CONNECTED | 4.75 | 4.75 | 5 | 0 | 0 | 42081 | DATA NOT AVAILABLE | DATA NOT AVAILABLE | DATA NOT AVAILABLE | DATA NOT AVAILABLE | DATA NOT AVAILABLE | DATA NOT AVAILABLE | DATA NOT AVAILABLE | N | DATA NOT AVAILABLE | DATA NOT AVAILABLE | DATA NOT AVAILABLE | DATA NOT AVAILABLE | DATA NOT AVAILABLE | 44719
2000000000000 | [5 empty] | 2000000000000 | DATA NOT AVAILABLE | DATA NOT AVAILABLE | HILPERTON | DATA NOT AVAILABLE | TROWBRIDGE | WILTSHIRE | BA14 9PJ | ENGLAND | 383634 | 154882 | MELKSHAM GSP | NORRINGTON | TROWBRIDGE TOWN | 11 | SOUTHERN ELECTRIC POWER DISTRIBUTION PLC | SOLAR | PHOTOVOLTAIC | NO | DATA NOT AVAILABLE | DATA NOT AVAILABLE | 7.2675 | DATA NOT AVAILABLE | DATA NOT AVAILABLE | DATA NOT AVAILABLE | DATA NOT AVAILABLE | DATA NOT AVAILABLE | DATA NOT AVAILABLE | DATA NOT AVAILABLE | DATA NOT AVAILABLE | DATA NOT AVAILABLE | DATA NOT AVAILABLE | DATA NOT AVAILABLE | DATA NOT AVAILABLE | NO | CONNECTED | 7.2675 | 7.2675 | 7.65 | DATA NOT AVAILABLE | DATA NOT AVAILABLE | DATA NOT AVAILABLE | DATA NOT AVAILABLE | DATA NOT AVAILABLE | DATA NOT AVAILABLE | DATA NOT AVAILABLE | DATA NOT AVAILABLE | DATA NOT AVAILABLE | DATA NOT AVAILABLE | N | DATA NOT AVAILABLE | DATA NOT AVAILABLE | DATA NOT AVAILABLE | DATA NOT AVAILABLE | DATA NOT AVAILABLE | 44719
2000000000000 | [5 empty] | 2000000000000 | SUTTON BRIDGE SOLAR FARM | SUTTON BRIDGE PV | DATA NOT AVAILABLE | SUTTON BRIDGE | YEOVIL | SOMERSET | BA22 7HT | ENGLAND | 361041 | 124810 | AXMINSTER | YEOVIL | SUTTON BRIDGE PV | 33 | SOUTHERN ELECTRIC POWER DISTRIBUTION PLC | SOLAR | PHOTOVOLTAIC | NO | DATA NOT AVAILABLE | DATA NOT AVAILABLE | 5.2725 | DATA NOT AVAILABLE | DATA NOT AVAILABLE | DATA NOT AVAILABLE | DATA NOT AVAILABLE | DATA NOT AVAILABLE | DATA NOT AVAILABLE | DATA NOT AVAILABLE | DATA NOT AVAILABLE | DATA NOT AVAILABLE | DATA NOT AVAILABLE | DATA NOT AVAILABLE | DATA NOT AVAILABLE | NO | CONNECTED | 5.2725 | 5.2725 | 5.55 | DATA NOT AVAILABLE | DATA NOT AVAILABLE | DATA NOT AVAILABLE | DATA NOT AVAILABLE | DATA NOT AVAILABLE | DATA NOT AVAILABLE | DATA NOT AVAILABLE | DATA NOT AVAILABLE | DATA NOT AVAILABLE | DATA NOT AVAILABLE | N | DATA NOT AVAILABLE | DATA NOT AVAILABLE | DATA NOT AVAILABLE | DATA NOT AVAILABLE | DATA NOT AVAILABLE | 44719
2000000000000 | [5 empty] | 2000000000000 | ROWLES SOLAR PARK LTD | ROWLES FARM PV | DATA NOT AVAILABLE | CHARLTON ON OTMOOR | OXFORD | OXFORDSHIRE | OX5 2UW | ENGLAND | 453672 | 216161 | COWLEY GSP | HEADINGTON | ROWLES PV | 33 | SOUTHERN ELECTRIC POWER DISTRIBUTION PLC | SOLAR | PHOTOVOLTAIC | NO | DATA NOT AVAILABLE | DATA NOT AVAILABLE | 9.5 | DATA NOT AVAILABLE | DATA NOT AVAILABLE | DATA NOT AVAILABLE | DATA NOT AVAILABLE | DATA NOT AVAILABLE | DATA NOT AVAILABLE | DATA NOT AVAILABLE | DATA NOT AVAILABLE | DATA NOT AVAILABLE | DATA NOT AVAILABLE | DATA NOT AVAILABLE | DATA NOT AVAILABLE | NO | CONNECTED | 9.5 | 9.5 | 10 | 0 | 0 | 42074 | DATA NOT AVAILABLE | DATA NOT AVAILABLE | DATA NOT AVAILABLE | DATA NOT AVAILABLE | DATA NOT AVAILABLE | DATA NOT AVAILABLE | DATA NOT AVAILABLE | N | DATA NOT AVAILABLE | DATA NOT AVAILABLE | DATA NOT AVAILABLE | DATA NOT AVAILABLE | DATA NOT AVAILABLE | 44719
2000000000000 | [5 empty] | 2000000000000 | SUNE GREEN ENERGY LTD | BROOK FARM PV | DATA NOT AVAILABLE | DATA NOT AVAILABLE | BICESTER | OXFORDSHIRE | OX25 1NZ | ENGLAND | 461103 | 217442 | COWLEY GSP | HEADINGTON | BROOK FARM ARNCOTT PV | 33 | SOUTHERN ELECTRIC POWER DISTRIBUTION PLC | SOLAR | PHOTOVOLTAIC | NO | DATA NOT AVAILABLE | DATA NOT AVAILABLE | 6.84 | DATA NOT AVAILABLE | DATA NOT AVAILABLE | DATA NOT AVAILABLE | DATA NOT AVAILABLE | DATA NOT AVAILABLE | DATA NOT AVAILABLE | DATA NOT AVAILABLE | DATA NOT AVAILABLE | DATA NOT AVAILABLE | DATA NOT AVAILABLE | DATA NOT AVAILABLE | DATA NOT AVAILABLE | NO | CONNECTED | 6.84 | 6.84 | 7.2 | 0 | 0 | 42090 | DATA NOT AVAILABLE | DATA NOT AVAILABLE | DATA NOT AVAILABLE | DATA NOT AVAILABLE | DATA NOT AVAILABLE | DATA NOT AVAILABLE | DATA NOT AVAILABLE | N | DATA NOT AVAILABLE | DATA NOT AVAILABLE | DATA NOT AVAILABLE | DATA NOT AVAILABLE | DATA NOT AVAILABLE | 44719
2000000000000 | [5 empty] | 2000000000000 | GREENCOAT SOLAR ASSETS II LIMITED | FLIT FARM PV | DATA NOT AVAILABLE | WOODSTOCK ROAD | KIDLINGTON | OXFORDSHIRE | OX5 1PH | ENGLAND | 448859 | 211698 | COWLEY GSP | YARNTON | FLIT FARM PV GEN | 33 | SOUTHERN ELECTRIC POWER DISTRIBUTION PLC | SOLAR | PHOTOVOLTAIC | NO | DATA NOT AVAILABLE | DATA NOT AVAILABLE | 9.5 | DATA NOT AVAILABLE | DATA NOT AVAILABLE | DATA NOT AVAILABLE | DATA NOT AVAILABLE | DATA NOT AVAILABLE | DATA NOT AVAILABLE | DATA NOT AVAILABLE | DATA NOT AVAILABLE | DATA NOT AVAILABLE | DATA NOT AVAILABLE | DATA NOT AVAILABLE | DATA NOT AVAILABLE | NO | CONNECTED | 9.5 | 9.5 | 10 | 0 | 0 | 42088 | DATA NOT AVAILABLE | DATA NOT AVAILABLE | DATA NOT AVAILABLE | DATA NOT AVAILABLE | DATA NOT AVAILABLE | DATA NOT AVAILABLE | DATA NOT AVAILABLE | N | DATA NOT AVAILABLE | DATA NOT AVAILABLE | DATA NOT AVAILABLE | DATA NOT AVAILABLE | DATA NOT AVAILABLE | 44719
2000000000000 | [5 empty] | 2000000000000 | STANTON SOLAR LIMITED | STANTON WATERS PV | DATA NOT AVAILABLE | DATA NOT AVAILABLE | SWINDON | SWINDON | SN6 7RY | ENGLAND | 417339 | 191571 | MINETY GSP | STRATTON | STANTON FITZWARREN | 11 | SOUTHERN ELECTRIC POWER DISTRIBUTION PLC | SOLAR | PHOTOVOLTAIC | NO | DATA NOT AVAILABLE | DATA NOT AVAILABLE | 3.8 | DATA NOT AVAILABLE | DATA NOT AVAILABLE | DATA NOT AVAILABLE | DATA NOT AVAILABLE | DATA NOT AVAILABLE | DATA NOT AVAILABLE | DATA NOT AVAILABLE | DATA NOT AVAILABLE | DATA NOT AVAILABLE | DATA NOT AVAILABLE | DATA NOT AVAILABLE | DATA NOT AVAILABLE | NO | CONNECTED | 3.8 | 3.8 | 4 | 0 | 0 | 42075 | DATA NOT AVAILABLE | DATA NOT AVAILABLE | DATA NOT AVAILABLE | DATA NOT AVAILABLE | DATA NOT AVAILABLE | DATA NOT AVAILABLE | DATA NOT AVAILABLE | N | DATA NOT AVAILABLE | DATA NOT AVAILABLE | DATA NOT AVAILABLE | DATA NOT AVAILABLE | DATA NOT AVAILABLE | 44719
2000000000000 | [5 empty] | 2000000000000 | SIDLESHAM RENEWABLES LIMITED | BAKERS FARM | SIDLESHAM PV | DATA NOT AVAILABLE | CHICHESTER | WEST SUSSEX | PO20 7NE | ENGLAND | 485613 | 96759 | LOVEDEAN GSP | CHICHESTER | SIDLESHAM FARM PV | 33 | SOUTHERN ELECTRIC POWER DISTRIBUTION PLC | SOLAR | PHOTOVOLTAIC | NO | DATA NOT AVAILABLE | DATA NOT AVAILABLE | 9.5 | DATA NOT AVAILABLE | DATA NOT AVAILABLE | DATA NOT AVAILABLE | DATA NOT AVAILABLE | DATA NOT AVAILABLE | DATA NOT AVAILABLE | DATA NOT AVAILABLE | DATA NOT AVAILABLE | DATA NOT AVAILABLE | DATA NOT AVAILABLE | DATA NOT AVAILABLE | DATA NOT AVAILABLE | NO | CONNECTED | 9.5 | 9.5 | 10 | 0.095 | 0.1 | 42090 | DATA NOT AVAILABLE | DATA NOT AVAILABLE | DATA NOT AVAILABLE | DATA NOT AVAILABLE | DATA NOT AVAILABLE | DATA NOT AVAILABLE | DATA NOT AVAILABLE | N | DATA NOT AVAILABLE | DATA NOT AVAILABLE | DATA NOT AVAILABLE | DATA NOT AVAILABLE | DATA NOT AVAILABLE | 44719
2000000000000 | [5 empty] | DATA NOT AVAILABLE | HALE | HALE SOLAR | EXPORT | CHAPEL LANE | CHRISTCHURCH | DORSET | BH23 6BG | ENGLAND | 409981 | 99040 | MANNINGTON GSP | REDHILL | REDHILL | 11 | SOUTHERN ELECTRIC POWER DISTRIBUTION PLC | SOLAR | PHOTOVOLTAIC | NO | DATA NOT AVAILABLE | DATA NOT AVAILABLE | 4.731 | DATA NOT AVAILABLE | DATA NOT AVAILABLE | DATA NOT AVAILABLE | DATA NOT AVAILABLE | DATA NOT AVAILABLE | DATA NOT AVAILABLE | DATA NOT AVAILABLE | DATA NOT AVAILABLE | DATA NOT AVAILABLE | DATA NOT AVAILABLE | DATA NOT AVAILABLE | DATA NOT AVAILABLE | NO | CONNECTED | 4.731 | 4.731 | 4.98 | 0 | 0 | 42360 | DATA NOT AVAILABLE | DATA NOT AVAILABLE | DATA NOT AVAILABLE | DATA NOT AVAILABLE | DATA NOT AVAILABLE | DATA NOT AVAILABLE | DATA NOT AVAILABLE | N | DATA NOT AVAILABLE | DATA NOT AVAILABLE | DATA NOT AVAILABLE | DATA NOT AVAILABLE | DATA NOT AVAILABLE | 44719
2000000000000 | [5 empty] | 2000000000000 | TGC SOLAR OAKFIELD LTD | OAKFIELD FARM PV | DATA NOT AVAILABLE | TAPLINS FARM LANE | BASINGSTOKE | HAMPSHIRE | RG27 8SH | ENGLAND | 477391 | 155131 | BRAMLEY (FLEE) | COXMOOR WOOD | HITCHES LANE | 11 | SOUTHERN ELECTRIC POWER DISTRIBUTION PLC | SOLAR | PHOTOVOLTAIC | NO | DATA NOT AVAILABLE | DATA NOT AVAILABLE | 4.047 | DATA NOT AVAILABLE | DATA NOT AVAILABLE | DATA NOT AVAILABLE | DATA NOT AVAILABLE | DATA NOT AVAILABLE | DATA NOT AVAILABLE | DATA NOT AVAILABLE | DATA NOT AVAILABLE | DATA NOT AVAILABLE | DATA NOT AVAILABLE | DATA NOT AVAILABLE | DATA NOT AVAILABLE | NO | CONNECTED | 4.047 | 4.047 | 4.26 | 0.07125 | 0.075 | DATA NOT AVAILABLE | DATA NOT AVAILABLE | DATA NOT AVAILABLE | DATA NOT AVAILABLE | DATA NOT AVAILABLE | DATA NOT AVAILABLE | DATA NOT AVAILABLE | DATA NOT AVAILABLE | N | DATA NOT AVAILABLE | DATA NOT AVAILABLE | DATA NOT AVAILABLE | DATA NOT AVAILABLE | DATA NOT AVAILABLE | 44719
2000000000000 | [5 empty] | 2000000000000 | WOODTOWN SOLAR LIMITED | DATA NOT AVAILABLE | WOODTOWN SOLAR PV LIMITED | CHAPEL LANE | CHRISTCHURCH | DORSET | BH22 8SW | ENGLAND | 409156 | 97807 | MANNINGTON GSP | REDHILL | REDHILL | 11 | SOUTHERN ELECTRIC POWER DISTRIBUTION PLC | SOLAR | PHOTOVOLTAIC | NO | DATA NOT AVAILABLE | DATA NOT AVAILABLE | 3.6195 | DATA NOT AVAILABLE | DATA NOT AVAILABLE | DATA NOT AVAILABLE | DATA NOT AVAILABLE | DATA NOT AVAILABLE | DATA NOT AVAILABLE | DATA NOT AVAILABLE | DATA NOT AVAILABLE | DATA NOT AVAILABLE | DATA NOT AVAILABLE | DATA NOT AVAILABLE | DATA NOT AVAILABLE | NO | CONNECTED | 3.6195 | 3.6195 | 3.81 | 0 | 0 | 42360 | DATA NOT AVAILABLE | DATA NOT AVAILABLE | DATA NOT AVAILABLE | DATA NOT AVAILABLE | DATA NOT AVAILABLE | DATA NOT AVAILABLE | DATA NOT AVAILABLE | N | DATA NOT AVAILABLE | DATA NOT AVAILABLE | DATA NOT AVAILABLE | DATA NOT AVAILABLE | DATA NOT AVAILABLE | 44719
2000000000000 | [5 empty] | 2000000000000 | ANESCO BERRY COURT LIMITED | BERRY COURT PV | DATA NOT AVAILABLE | DATA NOT AVAILABLE | TADLEY | HAMPSHIRE | RG26 5EU | ENGLAND | 461938 | 159221 | BRAMLEY (BASI) | BASINGSTOKE | BERRY COURT FARM PV | 33 | SOUTHERN ELECTRIC POWER DISTRIBUTION PLC | SOLAR | PHOTOVOLTAIC | NO | DATA NOT AVAILABLE | DATA NOT AVAILABLE | 3.8 | DATA NOT AVAILABLE | DATA NOT AVAILABLE | DATA NOT AVAILABLE | DATA NOT AVAILABLE | DATA NOT AVAILABLE | DATA NOT AVAILABLE | DATA NOT AVAILABLE | DATA NOT AVAILABLE | DATA NOT AVAILABLE | DATA NOT AVAILABLE | DATA NOT AVAILABLE | DATA NOT AVAILABLE | NO | CONNECTED | 3.8 | 3.8 | 4 | 0.095 | 0.1 | 42354 | DATA NOT AVAILABLE | DATA NOT AVAILABLE | DATA NOT AVAILABLE | DATA NOT AVAILABLE | DATA NOT AVAILABLE | DATA NOT AVAILABLE | DATA NOT AVAILABLE | N | DATA NOT AVAILABLE | DATA NOT AVAILABLE | DATA NOT AVAILABLE | DATA NOT AVAILABLE | DATA NOT AVAILABLE | 44719
2000000000000 | [5 empty] | 2000000000000 | TROWLE SOLAR LIMITED | MANOR COURT FARM PV | DATA NOT AVAILABLE | DATA NOT AVAILABLE | TROWBRIDGE | WILTSHIRE | BA14 9BR | ENGLAND | 383893 | 158353 | MELKSHAM GSP | NORRINGTON | MANOR COURT TROWBRIDGE | 33 | SOUTHERN ELECTRIC POWER DISTRIBUTION PLC | SOLAR | PHOTOVOLTAIC | NO | DATA NOT AVAILABLE | DATA NOT AVAILABLE | 4.18 | DATA NOT AVAILABLE | DATA NOT AVAILABLE | DATA NOT AVAILABLE | DATA NOT AVAILABLE | DATA NOT AVAILABLE | DATA NOT AVAILABLE | DATA NOT AVAILABLE | DATA NOT AVAILABLE | DATA NOT AVAILABLE | DATA NOT AVAILABLE | DATA NOT AVAILABLE | DATA NOT AVAILABLE | NO | CONNECTED | 4.18 | 4.18 | 4.4 | 0.0475 | 0.05 | 42383 | DATA NOT AVAILABLE | DATA NOT AVAILABLE | DATA NOT AVAILABLE | DATA NOT AVAILABLE | DATA NOT AVAILABLE | DATA NOT AVAILABLE | DATA NOT AVAILABLE | N | DATA NOT AVAILABLE | DATA NOT AVAILABLE | DATA NOT AVAILABLE | DATA NOT AVAILABLE | DATA NOT AVAILABLE | 44719
2000000000000 | [5 empty] | 2000000000000 | INRG (SOLAR PARKS) 15 LIMITED | LAINS FARM PV | DATA NOT AVAILABLE | DATA NOT AVAILABLE | ANDOVER | HAMPSHIRE | SP11 8PU | ENGLAND | 427233 | 144461 | MELKSHAM GSP | ANDOVER | LAINS FARM PV GEN | 33 | SOUTHERN ELECTRIC POWER DISTRIBUTION PLC | SOLAR | PHOTOVOLTAIC | NO | DATA NOT AVAILABLE | DATA NOT AVAILABLE | 3.325 | DATA NOT AVAILABLE | DATA NOT AVAILABLE | DATA NOT AVAILABLE | DATA NOT AVAILABLE | DATA NOT AVAILABLE | DATA NOT AVAILABLE | DATA NOT AVAILABLE | DATA NOT AVAILABLE | DATA NOT AVAILABLE | DATA NOT AVAILABLE | DATA NOT AVAILABLE | DATA NOT AVAILABLE | NO | CONNECTED | 3.325 | 3.325 | 3.5 | 0.05225 | 0.055 | 42452 | DATA NOT AVAILABLE | DATA NOT AVAILABLE | DATA NOT AVAILABLE | DATA NOT AVAILABLE | DATA NOT AVAILABLE | DATA NOT AVAILABLE | DATA NOT AVAILABLE | N | DATA NOT AVAILABLE | DATA NOT AVAILABLE | DATA NOT AVAILABLE | DATA NOT AVAILABLE | DATA NOT AVAILABLE | 44719
2000000000000 | [5 empty] | 2000000000000 | COWDOWN RENEWABLES LTD | DATA NOT AVAILABLE | COWDOWN LANE | DATA NOT AVAILABLE | ANDOVER | HAMPSHIRE | SP11 6LE | ENGLAND | 438471 | 144096 | MELKSHAM GSP | ANDOVER | WHERWELL PV GEN | 33 | SOUTHERN ELECTRIC POWER DISTRIBUTION PLC | SOLAR | PHOTOVOLTAIC | NO | DATA NOT AVAILABLE | DATA NOT AVAILABLE | 30.4 | DATA NOT AVAILABLE | DATA NOT AVAILABLE | DATA NOT AVAILABLE | DATA NOT AVAILABLE | DATA NOT AVAILABLE | DATA NOT AVAILABLE | DATA NOT AVAILABLE | DATA NOT AVAILABLE | DATA NOT AVAILABLE | DATA NOT AVAILABLE | DATA NOT AVAILABLE | DATA NOT AVAILABLE | NO | CONNECTED | 30.4 | 30.4 | 32 | 0 | 0 | 42451 | DATA NOT AVAILABLE | DATA NOT AVAILABLE | DATA NOT AVAILABLE | DATA NOT AVAILABLE | DATA NOT AVAILABLE | DATA NOT AVAILABLE | DATA NOT AVAILABLE | N | DATA NOT AVAILABLE | DATA NOT AVAILABLE | DATA NOT AVAILABLE | DATA NOT AVAILABLE | DATA NOT AVAILABLE | 44719
2000000000000 | [5 empty] | 2000000000000 | FIVE OAKS SOLAR FARM LIMITED | DATA NOT AVAILABLE | DATA NOT AVAILABLE | DATA NOT AVAILABLE | BILLINGSHURST | WEST SUSSEX | RH14 9AG | ENGLAND | 509724 | 128247 | BRAMLEY (FLEE) | FERNHURST | FIVE OAKS FARM PV | 33 | SOUTHERN ELECTRIC POWER DISTRIBUTION PLC | SOLAR | PHOTOVOLTAIC | NO | DATA NOT AVAILABLE | DATA NOT AVAILABLE | 3.9045 | DATA NOT AVAILABLE | DATA NOT AVAILABLE | DATA NOT AVAILABLE | DATA NOT AVAILABLE | DATA NOT AVAILABLE | DATA NOT AVAILABLE | DATA NOT AVAILABLE | DATA NOT AVAILABLE | DATA NOT AVAILABLE | DATA NOT AVAILABLE | DATA NOT AVAILABLE | DATA NOT AVAILABLE | NO | CONNECTED | 3.9045 | 3.9045 | 4.11 | 0 | 0 | 42460 | DATA NOT AVAILABLE | DATA NOT AVAILABLE | DATA NOT AVAILABLE | DATA NOT AVAILABLE | DATA NOT AVAILABLE | DATA NOT AVAILABLE | DATA NOT AVAILABLE | N | DATA NOT AVAILABLE | DATA NOT AVAILABLE | DATA NOT AVAILABLE | DATA NOT AVAILABLE | DATA NOT AVAILABLE | 44719
2000000000000 | [5 empty] | 2000000000000 | WARREN SOLAR LIMITED | WARREN FARM PV | DATA NOT AVAILABLE | HIGHWOOD | ROMSEY | HAMPSHIRE | SO51 9AG | ENGLAND | 437906 | 121342 | DATA NOT AVAILABLE | DATA NOT AVAILABLE | WARREN FARM NORTH BAD PV | 33 | SOUTHERN ELECTRIC POWER DISTRIBUTION PLC | SOLAR | PHOTOVOLTAIC | NO | DATA NOT AVAILABLE | DATA NOT AVAILABLE | 4.7491 | DATA NOT AVAILABLE | DATA NOT AVAILABLE | DATA NOT AVAILABLE | DATA NOT AVAILABLE | DATA NOT AVAILABLE | DATA NOT AVAILABLE | DATA NOT AVAILABLE | DATA NOT AVAILABLE | DATA NOT AVAILABLE | DATA NOT AVAILABLE | DATA NOT AVAILABLE | DATA NOT AVAILABLE | NO | CONNECTED | 4.7491 | 4.7491 | 4.999 | 0 | 0 | 42613 | DATA NOT AVAILABLE | DATA NOT AVAILABLE | DATA NOT AVAILABLE | DATA NOT AVAILABLE | DATA NOT AVAILABLE | DATA NOT AVAILABLE | DATA NOT AVAILABLE | N | DATA NOT AVAILABLE | DATA NOT AVAILABLE | DATA NOT AVAILABLE | DATA NOT AVAILABLE | DATA NOT AVAILABLE | 44719
2000000000000 | [5 empty] | 2000000000000 | BISHOPS WALTHAM | DATA NOT AVAILABLE | DATA NOT AVAILABLE | DATA NOT AVAILABLE | SOUTHAMPTON | HAMPSHIRE | SO32 2LN | ENGLAND | 455838 | 115834 | BOTLEY WOOD GSP | NETLEY COMMON | BISHOPS WALTHAM PV | 33 | SOUTHERN ELECTRIC POWER DISTRIBUTION PLC | SOLAR | PHOTOVOLTAIC | NO | DATA NOT AVAILABLE | DATA NOT AVAILABLE | 11.4 | DATA NOT AVAILABLE | DATA NOT AVAILABLE | DATA NOT AVAILABLE | DATA NOT AVAILABLE | DATA NOT AVAILABLE | DATA NOT AVAILABLE | DATA NOT AVAILABLE | DATA NOT AVAILABLE | DATA NOT AVAILABLE | DATA NOT AVAILABLE | DATA NOT AVAILABLE | DATA NOT AVAILABLE | NO | CONNECTED | 11.4 | 11.4 | 12 | DATA NOT AVAILABLE | DATA NOT AVAILABLE | DATA NOT AVAILABLE | DATA NOT AVAILABLE | DATA NOT AVAILABLE | DATA NOT AVAILABLE | DATA NOT AVAILABLE | DATA NOT AVAILABLE | DATA NOT AVAILABLE | DATA NOT AVAILABLE | N | DATA NOT AVAILABLE | DATA NOT AVAILABLE | DATA NOT AVAILABLE | DATA NOT AVAILABLE | DATA NOT AVAILABLE | 44719
2000000000000 | [5 empty] | 2000000000000 | BROOK HALL FARM BATTERY | BROOK FARM PV | DATA NOT AVAILABLE | DATA NOT AVAILABLE | TROWBRIDGE | WILTSHIRE | BA14 9BT | ENGLAND | 383864 | 156722 | MELKSHAM GSP | FROME | DATA NOT AVAILABLE | DATA NOT AVAILABLE | SOUTHERN ELECTRIC POWER DISTRIBUTION PLC | SOLAR | PHOTOVOLTAIC | NO | DATA NOT AVAILABLE | DATA NOT AVAILABLE | 3.8 | STORED ENERGY (ALL STORED ENERGY IRRESPECTVE OF THE ORIGINAL ENERGY SOURCE) | STORAGE - ELECTROCHEMICAL (BATTERIES) | DATA NOT AVAILABLE | DATA NOT AVAILABLE | DATA NOT AVAILABLE | DATA NOT AVAILABLE | DATA NOT AVAILABLE | DATA NOT AVAILABLE | DATA NOT AVAILABLE | DATA NOT AVAILABLE | DATA NOT AVAILABLE | DATA NOT AVAILABLE | NO | CONNECTED | 3.8 | 3.8 | 4 | DATA NOT AVAILABLE | DATA NOT AVAILABLE | DATA NOT AVAILABLE | DATA NOT AVAILABLE | DATA NOT AVAILABLE | DATA NOT AVAILABLE | DATA NOT AVAILABLE | DATA NOT AVAILABLE | DATA NOT AVAILABLE | DATA NOT AVAILABLE | N | DATA NOT AVAILABLE | DATA NOT AVAILABLE | DATA NOT AVAILABLE | DATA NOT AVAILABLE | DATA NOT AVAILABLE | 44719
2000000000000 | [5 empty] | 2000000000000 | HUNGERFORD SOLAR PROJECTS LIMITED | HUNGERFORD FARM PV | DATA NOT AVAILABLE | DATA NOT AVAILABLE | HOOK | HAMPSHIRE | RG27 8SW | ENGLAND | 478178 | 153999 | BRAMLEY (FLEE) | COXMOOR WOOD | HUNGERFORD PV | 33 | SOUTHERN ELECTRIC POWER DISTRIBUTION PLC | SOLAR | PHOTOVOLTAIC | NO | DATA NOT AVAILABLE | DATA NOT AVAILABLE | 4.75 | DATA NOT AVAILABLE | DATA NOT AVAILABLE | DATA NOT AVAILABLE | DATA NOT AVAILABLE | DATA NOT AVAILABLE | DATA NOT AVAILABLE | DATA NOT AVAILABLE | DATA NOT AVAILABLE | DATA NOT AVAILABLE | DATA NOT AVAILABLE | DATA NOT AVAILABLE | DATA NOT AVAILABLE | NO | CONNECTED | 4.75 | 4.75 | 5 | DATA NOT AVAILABLE | DATA NOT AVAILABLE | DATA NOT AVAILABLE | DATA NOT AVAILABLE | DATA NOT AVAILABLE | DATA NOT AVAILABLE | DATA NOT AVAILABLE | DATA NOT AVAILABLE | DATA NOT AVAILABLE | DATA NOT AVAILABLE | N | DATA NOT AVAILABLE | DATA NOT AVAILABLE | DATA NOT AVAILABLE | DATA NOT AVAILABLE | DATA NOT AVAILABLE | 44719
2000000000000 | [5 empty] | 2000000000000 | RAY VALLEY SOLAR LIMITED | CALCUTT SOLAR PV | DATA NOT AVAILABLE | DATA NOT AVAILABLE | ARNCOTT | BICESTER | OX25 1NX | ENGLAND | 460684 | 218133 | COWLEY GSP | HEADINGTON | CALCUTT PV GENERATION | 33 | SOUTHERN ELECTRIC POWER DISTRIBUTION PLC | SOLAR | PHOTOVOLTAIC | NO | DATA NOT AVAILABLE | DATA NOT AVAILABLE | 12.35 | DATA NOT AVAILABLE | DATA NOT AVAILABLE | DATA NOT AVAILABLE | DATA NOT AVAILABLE | DATA NOT AVAILABLE | DATA NOT AVAILABLE | DATA NOT AVAILABLE | DATA NOT AVAILABLE | DATA NOT AVAILABLE | DATA NOT AVAILABLE | DATA NOT AVAILABLE | DATA NOT AVAILABLE | NO | CONNECTED | 12.35 | 12.35 | 13 | DATA NOT AVAILABLE | DATA NOT AVAILABLE | DATA NOT AVAILABLE | DATA NOT AVAILABLE | DATA NOT AVAILABLE | DATA NOT AVAILABLE | DATA NOT AVAILABLE | DATA NOT AVAILABLE | DATA NOT AVAILABLE | DATA NOT AVAILABLE | N | DATA NOT AVAILABLE | DATA NOT AVAILABLE | DATA NOT AVAILABLE | DATA NOT AVAILABLE | DATA NOT AVAILABLE | 44811
2000000000000 | [5 empty] | 2000000000000 | CIRENCESTER SOLAR FARM EXPORT | CIRENCESTER PV | DATA NOT AVAILABLE | WITPIT LANE | CIRENCESTER | GLOUCESTERSHIRE | GL7 5RP | ENGLAND | 405926 | 201833 | MINETY GSP | CIRENCESTER | CIRENCESTER PV GENERATION | 33 | SOUTHERN ELECTRIC POWER DISTRIBUTION PLC | SOLAR | PHOTOVOLTAIC | NO | DATA NOT AVAILABLE | DATA NOT AVAILABLE | 9.5 | DATA NOT AVAILABLE | DATA NOT AVAILABLE | DATA NOT AVAILABLE | DATA NOT AVAILABLE | DATA NOT AVAILABLE | DATA NOT AVAILABLE | DATA NOT AVAILABLE | DATA NOT AVAILABLE | DATA NOT AVAILABLE | DATA NOT AVAILABLE | DATA NOT AVAILABLE | DATA NOT AVAILABLE | NO | CONNECTED | 9.5 | 9.5 | 10 | DATA NOT AVAILABLE | DATA NOT AVAILABLE | DATA NOT AVAILABLE | DATA NOT AVAILABLE | DATA NOT AVAILABLE | DATA NOT AVAILABLE | DATA NOT AVAILABLE | DATA NOT AVAILABLE | DATA NOT AVAILABLE | DATA NOT AVAILABLE | N | DATA NOT AVAILABLE | DATA NOT AVAILABLE | DATA NOT AVAILABLE | DATA NOT AVAILABLE | DATA NOT AVAILABLE | 44811
2000000000000 | [5 empty] | 2000000000000 | LORA SOLAR LIMITED C/O LIGHTSOURCE ASSET MANAGEMENT LIMITED | LANGLEY SOLAR PARK | DATA NOT AVAILABLE | DATA NOT AVAILABLE | SOUTHAMPTON | HAMPSHIRE | SO45 1YH | ENGLAND | 445476 | 101557 | FAWLEY GSP | LANGLEY | LANGLEY | 11 | SOUTHERN ELECTRIC POWER DISTRIBUTION PLC | SOLAR | PHOTOVOLTAIC | NO | DATA NOT AVAILABLE | DATA NOT AVAILABLE | 4.75 | DATA NOT AVAILABLE | DATA NOT AVAILABLE | DATA NOT AVAILABLE | DATA NOT AVAILABLE | DATA NOT AVAILABLE | DATA NOT AVAILABLE | DATA NOT AVAILABLE | DATA NOT AVAILABLE | DATA NOT AVAILABLE | DATA NOT AVAILABLE | DATA NOT AVAILABLE | DATA NOT AVAILABLE | DATA NOT AVAILABLE | CONNECTED | 4.75 | 4.75 | 5 | DATA NOT AVAILABLE | DATA NOT AVAILABLE | DATA NOT AVAILABLE | DATA NOT AVAILABLE | DATA NOT AVAILABLE | DATA NOT AVAILABLE | DATA NOT AVAILABLE | DATA NOT AVAILABLE | DATA NOT AVAILABLE | DATA NOT AVAILABLE | N | DATA NOT AVAILABLE | DATA NOT AVAILABLE | DATA NOT AVAILABLE | DATA NOT AVAILABLE | DATA NOT AVAILABLE | 44901
2000000000000 | [5 empty] | 2000000000000 | WSE ARBORFIELD LIMITED | ARBORFIELD PV | DATA NOT AVAILABLE | SWALLOWFIELD ROAD | WOKINGHAM | BERKSHIRE | RG2 9JX | ENGLAND | 475283 | 166175 | BRAMLEY (FLEE) | READING | ARBORFIELD PV | 33 | SOUTHERN ELECTRIC POWER DISTRIBUTION PLC | SOLAR | PHOTOVOLTAIC | NO | DATA NOT AVAILABLE | DATA NOT AVAILABLE | 10.45 | DATA NOT AVAILABLE | DATA NOT AVAILABLE | DATA NOT AVAILABLE | DATA NOT AVAILABLE | DATA NOT AVAILABLE | DATA NOT AVAILABLE | DATA NOT AVAILABLE | DATA NOT AVAILABLE | DATA NOT AVAILABLE | DATA NOT AVAILABLE | DATA NOT AVAILABLE | DATA NOT AVAILABLE | DATA NOT AVAILABLE | CONNECTED | 10.45 | 10.45 | 11 | DATA NOT AVAILABLE | DATA NOT AVAILABLE | DATA NOT AVAILABLE | DATA NOT AVAILABLE | DATA NOT AVAILABLE | DATA NOT AVAILABLE | DATA NOT AVAILABLE | DATA NOT AVAILABLE | DATA NOT AVAILABLE | DATA NOT AVAILABLE | N | DATA NOT AVAILABLE | DATA NOT AVAILABLE | DATA NOT AVAILABLE | DATA NOT AVAILABLE | DATA NOT AVAILABLE | 44901
2000000000000 | [5 empty] | 2000000000000 | THREE MAIDS RENEWABLE ENERGY LIMITED | THREE MAIDS HILL PV | IMPORT/EXPORT | DATA NOT AVAILABLE | WINCHESTER | HAMPSHIRE | S021 2QU | ENGLAND | 446198 | 135133 | NURSLING GSP | WINCHESTER | THREE MAIDS HILL PV | 33 | SOUTHERN ELECTRIC POWER DISTRIBUTION PLC | SOLAR | PHOTOVOLTAIC | NO | DATA NOT AVAILABLE | DATA NOT AVAILABLE | 23.75 | DATA NOT AVAILABLE | DATA NOT AVAILABLE | DATA NOT AVAILABLE | DATA NOT AVAILABLE | DATA NOT AVAILABLE | DATA NOT AVAILABLE | DATA NOT AVAILABLE | DATA NOT AVAILABLE | DATA NOT AVAILABLE | DATA NOT AVAILABLE | DATA NOT AVAILABLE | DATA NOT AVAILABLE | DATA NOT AVAILABLE | CONNECTED | 23.75 | 23.75 | 25 | DATA NOT AVAILABLE | DATA NOT AVAILABLE | DATA NOT AVAILABLE | DATA NOT AVAILABLE | DATA NOT AVAILABLE | DATA NOT AVAILABLE | DATA NOT AVAILABLE | DATA NOT AVAILABLE | DATA NOT AVAILABLE | DATA NOT AVAILABLE | N | DATA NOT AVAILABLE | DATA NOT AVAILABLE | DATA NOT AVAILABLE | DATA NOT AVAILABLE | DATA NOT AVAILABLE | 44993
2000000000000 | [5 empty] | 2000000000000 | CITY OF LONDON | SOUTH SOLAR FARM | DATA NOT AVAILABLE | SPETISBURY | BOURNEMOUTH | DORSET | DATA NOT AVAILABLE | ENGLAND | DATA NOT AVAILABLE | DATA NOT AVAILABLE | MANNINGTON GSP | DATA NOT APPLICABLE | SOUTH FARM PV GENERATION | 33 | SOUTHERN ELECTRIC POWER DISTRIBUTION PLC | SOLAR | PHOTOVOLTAIC | NO | DATA NOT AVAILABLE | DATA NOT AVAILABLE | 38 | DATA NOT AVAILABLE | DATA NOT AVAILABLE | DATA NOT AVAILABLE | DATA NOT AVAILABLE | DATA NOT AVAILABLE | DATA NOT AVAILABLE | DATA NOT AVAILABLE | DATA NOT AVAILABLE | DATA NOT AVAILABLE | DATA NOT AVAILABLE | DATA NOT AVAILABLE | DATA NOT AVAILABLE | DATA NOT AVAILABLE | CONNECTED | 38 | 38 | 40 | 19 | 20 | 44890 | DATA NOT AVAILABLE | DATA NOT AVAILABLE | DATA NOT AVAILABLE | DATA NOT AVAILABLE | DATA NOT AVAILABLE | DATA NOT AVAILABLE | DATA NOT AVAILABLE | N | DATA NOT AVAILABLE | DATA NOT AVAILABLE | DATA NOT AVAILABLE | DATA NOT AVAILABLE | DATA NOT AVAILABLE | 44993
2000000000000 | [5 empty] | 2000000000000 | CBS SOLAR ASSETS UK LIMITED | EAST FARM | EAST FARM SOLAR | DATA NOT AVAILABLE | CODFORD | WILTSHIRE | BA12 0PJ | ENGLAND | 397428 | 139771 | NURSLING GSP | SALISBURY | FOXHOLE BOTTOM PV | 33 | SOUTHERN ELECTRIC POWER DISTRIBUTION PLC | SOLAR | PHOTOVOLTAIC | NO | DATA NOT AVAILABLE | DATA NOT AVAILABLE | 11.875 | DATA NOT AVAILABLE | DATA NOT AVAILABLE | DATA NOT AVAILABLE | DATA NOT AVAILABLE | DATA NOT AVAILABLE | DATA NOT AVAILABLE | DATA NOT AVAILABLE | DATA NOT AVAILABLE | DATA NOT AVAILABLE | DATA NOT AVAILABLE | DATA NOT AVAILABLE | DATA NOT AVAILABLE | DATA NOT AVAILABLE | CONNECTED | 11.875 | 11.875 | 12.5 | DATA NOT AVAILABLE | DATA NOT AVAILABLE | DATA NOT AVAILABLE | DATA NOT AVAILABLE | DATA NOT AVAILABLE | DATA NOT AVAILABLE | DATA NOT AVAILABLE | DATA NOT AVAILABLE | DATA NOT AVAILABLE | DATA NOT AVAILABLE | N | DATA NOT AVAILABLE | DATA NOT AVAILABLE | DATA NOT AVAILABLE | DATA NOT AVAILABLE | DATA NOT AVAILABLE | 44993
2000000000000 | [5 empty] | DATA NOT AVAILABLE | EPG NETLEY SOLAR NORTH LIMITED | NETLEY PV | DATA NOT AVAILABLE | DATA NOT AVAILABLE | SOUTHAMPTON | HAMPSHIRE | SO31 | ENGLAND | DATA NOT AVAILABLE | DATA NOT AVAILABLE | BOTLEY WOOD GSP | NETLEY COMMON | DATA NOT AVAILABLE | DATA NOT AVAILABLE | SOUTHERN ELECTRIC POWER DISTRIBUTION PLC | SOLAR | PHOTOVOLTAIC | NO | DATA NOT AVAILABLE | DATA NOT AVAILABLE | 4.3937 | DATA NOT AVAILABLE | DATA NOT AVAILABLE | DATA NOT AVAILABLE | DATA NOT AVAILABLE | DATA NOT AVAILABLE | DATA NOT AVAILABLE | DATA NOT AVAILABLE | DATA NOT AVAILABLE | DATA NOT AVAILABLE | DATA NOT AVAILABLE | DATA NOT AVAILABLE | DATA NOT AVAILABLE | DATA NOT AVAILABLE | CONNECTED | 4.3937 | 4.3937 | 4.625 | DATA NOT AVAILABLE | DATA NOT AVAILABLE | DATA NOT AVAILABLE | DATA NOT AVAILABLE | DATA NOT AVAILABLE | DATA NOT AVAILABLE | DATA NOT AVAILABLE | DATA NOT AVAILABLE | DATA NOT AVAILABLE | DATA NOT AVAILABLE | N | DATA NOT AVAILABLE | DATA NOT AVAILABLE | DATA NOT AVAILABLE | DATA NOT AVAILABLE | DATA NOT AVAILABLE | 44994
2000000000000 | [5 empty] | 2000000000000 | DATA NOT AVAILABLE | DATA NOT AVAILABLE | DATA NOT AVAILABLE | DATA NOT AVAILABLE | DATA NOT AVAILABLE | DATA NOT AVAILABLE | DATA NOT AVAILABLE | ENGLAND | DATA NOT AVAILABLE | DATA NOT AVAILABLE | MELKSHAM GSP | ANDOVER | WESTOVER PV FARM | 33 | SOUTHERN ELECTRIC POWER DISTRIBUTION PLC | SOLAR | PHOTOVOLTAIC | NO | DATA NOT AVAILABLE | DATA NOT AVAILABLE | 7.5525 | DATA NOT AVAILABLE | DATA NOT AVAILABLE | DATA NOT AVAILABLE | DATA NOT AVAILABLE | DATA NOT AVAILABLE | DATA NOT AVAILABLE | DATA NOT AVAILABLE | DATA NOT AVAILABLE | DATA NOT AVAILABLE | DATA NOT AVAILABLE | DATA NOT AVAILABLE | DATA NOT AVAILABLE | DATA NOT AVAILABLE | CONNECTED | 7.5525 | 7.5525 | 7.95 | DATA NOT AVAILABLE | DATA NOT AVAILABLE | DATA NOT AVAILABLE | DATA NOT AVAILABLE | DATA NOT AVAILABLE | DATA NOT AVAILABLE | DATA NOT AVAILABLE | DATA NOT AVAILABLE | DATA NOT AVAILABLE | DATA NOT AVAILABLE | N | DATA NOT AVAILABLE | DATA NOT AVAILABLE | DATA NOT AVAILABLE | DATA NOT AVAILABLE | DATA NOT AVAILABLE | 45176
2000000000000 | [5 empty] | 2000000000000 | BOWDEN LANE SOLAR PARK LIMITED | DATA NOT AVAILABLE | BOWDEN LANE PV GENERATION | HENSTRIDGE | TEMPLECOMBE | ARGYLL | BA8 0PF | ENGLAND | 371182 | 120203 | AXMINSTER | YEOVIL | BOWDEN LANE PV FARM | 33 | SOUTHERN ELECTRIC POWER DISTRIBUTION PLC | SOLAR | PHOTOVOLTAIC | NO | DATA NOT AVAILABLE | DATA NOT AVAILABLE | 3.9235 | DATA NOT AVAILABLE | DATA NOT AVAILABLE | DATA NOT AVAILABLE | DATA NOT AVAILABLE | DATA NOT AVAILABLE | DATA NOT AVAILABLE | DATA NOT AVAILABLE | DATA NOT AVAILABLE | DATA NOT AVAILABLE | DATA NOT AVAILABLE | DATA NOT AVAILABLE | DATA NOT AVAILABLE | DATA NOT AVAILABLE | CONNECTED | 3.9235 | 3.9235 | 4.13 | DATA NOT AVAILABLE | DATA NOT AVAILABLE | DATA NOT AVAILABLE | DATA NOT AVAILABLE | DATA NOT AVAILABLE | DATA NOT AVAILABLE | DATA NOT AVAILABLE | DATA NOT AVAILABLE | DATA NOT AVAILABLE | DATA NOT AVAILABLE | N | DATA NOT AVAILABLE | DATA NOT AVAILABLE | DATA NOT AVAILABLE | DATA NOT AVAILABLE | DATA NOT AVAILABLE | 45176
2000000000000 | [5 empty] | 2000000000000 | DATA NOT AVAILABLE | HUNGERFORD FARM PV | DATA NOT AVAILABLE | DATA NOT AVAILABLE | HOOK | HAMPSHIRE | RG27 8SW | ENGLAND | 478178 | 153999 | BRAMLEY (FLEE) | COXMOOR WOOD | HUNGERFORD FARM WINCHFIELD PV GENERATION | 33 | SOUTHERN ELECTRIC POWER DISTRIBUTION PLC | SOLAR | PHOTOVOLTAIC | NO | DATA NOT AVAILABLE | DATA NOT AVAILABLE | 1.14 | DATA NOT AVAILABLE | DATA NOT AVAILABLE | DATA NOT AVAILABLE | DATA NOT AVAILABLE | DATA NOT AVAILABLE | DATA NOT AVAILABLE | DATA NOT AVAILABLE | DATA NOT AVAILABLE | DATA NOT AVAILABLE | DATA NOT AVAILABLE | DATA NOT AVAILABLE | DATA NOT AVAILABLE | DATA NOT AVAILABLE | CONNECTED | 1.14 | 1.14 | 1.2 | DATA NOT AVAILABLE | DATA NOT AVAILABLE | DATA NOT AVAILABLE | DATA NOT AVAILABLE | DATA NOT AVAILABLE | DATA NOT AVAILABLE | DATA NOT AVAILABLE | DATA NOT AVAILABLE | DATA NOT AVAILABLE | DATA NOT AVAILABLE | N | DATA NOT AVAILABLE | DATA NOT AVAILABLE | DATA NOT AVAILABLE | DATA NOT AVAILABLE | DATA NOT AVAILABLE | 45176
2000000000000 | [5 empty] | 2000000000000 | SOLAR LIGHT SPV LTD | STUD FARM | DATA NOT AVAILABLE | DATA NOT AVAILABLE | SULHAMSTEAD ROAD | SULHAMSTEAD ROAD | DATA NOT AVAILABLE | ENGLAND | DATA NOT AVAILABLE | DATA NOT AVAILABLE | BRAMLEY (FLEE) | BURGHFIELD MAIN | STUD FARM SULHAMSTEAD ABOOTS PV GENERATION | 33 | SOUTHERN ELECTRIC POWER DISTRIBUTION PLC | SOLAR | PHOTOVOLTAIC | NO | DATA NOT AVAILABLE | DATA NOT AVAILABLE | 7.6 | DATA NOT AVAILABLE | DATA NOT AVAILABLE | DATA NOT AVAILABLE | DATA NOT AVAILABLE | DATA NOT AVAILABLE | DATA NOT AVAILABLE | DATA NOT AVAILABLE | DATA NOT AVAILABLE | DATA NOT AVAILABLE | DATA NOT AVAILABLE | DATA NOT AVAILABLE | DATA NOT AVAILABLE | DATA NOT AVAILABLE | CONNECTED | 7.6 | 7.6 | 8 | 0.09975 | 0.105 | DATA NOT AVAILABLE | DATA NOT AVAILABLE | DATA NOT AVAILABLE | DATA NOT AVAILABLE | DATA NOT AVAILABLE | DATA NOT AVAILABLE | DATA NOT AVAILABLE | DATA NOT AVAILABLE | N | DATA NOT AVAILABLE | DATA NOT AVAILABLE | DATA NOT AVAILABLE | DATA NOT AVAILABLE | DATA NOT AVAILABLE | 45176
2000000000000 | [5 empty] | 2000000000000 | SLOUGH HEAT & POWER LIMITED | POWER STATION | CIRCUIT GEN 23 | EDINGBURGH AVENUE | SLOUGH | BERKSHIRE | SL1 4QD | ENGLAND | 495286 | 181512 | IVER 132KV | SLOUGH | DATA NOT AVAILABLE | DATA NOT AVAILABLE | SOUTHERN ELECTRIC POWER DISTRIBUTION PLC | SOLAR | PHOTOVOLTAIC | NO | DATA NOT AVAILABLE | DATA NOT AVAILABLE | 8 | DATA NOT AVAILABLE | DATA NOT AVAILABLE | DATA NOT AVAILABLE | DATA NOT AVAILABLE | DATA NOT AVAILABLE | DATA NOT AVAILABLE | DATA NOT AVAILABLE | DATA NOT AVAILABLE | DATA NOT AVAILABLE | DATA NOT AVAILABLE | DATA NOT AVAILABLE | DATA NOT AVAILABLE | DATA NOT AVAILABLE | CONNECTED | 8 | 7.6 | 8 | DATA NOT AVAILABLE | DATA NOT AVAILABLE | DATA NOT AVAILABLE | DATA NOT AVAILABLE | DATA NOT AVAILABLE | DATA NOT AVAILABLE | DATA NOT AVAILABLE | DATA NOT AVAILABLE | DATA NOT AVAILABLE | DATA NOT AVAILABLE | N | DATA NOT AVAILABLE | DATA NOT AVAILABLE | DATA NOT AVAILABLE | DATA NOT AVAILABLE | DATA NOT AVAILABLE | 45268
2000000000000 | [5 empty] | 2000000000000 | HAMER WARREN SOLAR LIMITED | HAMER WARREN PV | IMPORT/EXPORT | HARBRIDGE | RINGWOOD | DORSET | BH24 3PX | ENGLAND | 413426 | 110905 | MANNINGTON GSP | MANNINGTON | MILL LANE | 11 | SOUTHERN ELECTRIC POWER DISTRIBUTION PLC | SOLAR | PHOTOVOLTAIC | NO | DATA NOT AVAILABLE | DATA NOT AVAILABLE | 21.053 | DATA NOT AVAILABLE | DATA NOT AVAILABLE | DATA NOT AVAILABLE | DATA NOT AVAILABLE | DATA NOT AVAILABLE | DATA NOT AVAILABLE | DATA NOT AVAILABLE | DATA NOT AVAILABLE | DATA NOT AVAILABLE | DATA NOT AVAILABLE | DATA NOT AVAILABLE | DATA NOT AVAILABLE | DATA NOT AVAILABLE | CONNECTED | 21.053 | 20.0004 | 21.053 | 5 | 5.2632 | DATA NOT AVAILABLE | DATA NOT AVAILABLE | DATA NOT AVAILABLE | DATA NOT AVAILABLE | DATA NOT AVAILABLE | DATA NOT AVAILABLE | DATA NOT AVAILABLE | DATA NOT AVAILABLE | N | DATA NOT AVAILABLE | DATA NOT AVAILABLE | DATA NOT AVAILABLE | DATA NOT AVAILABLE | DATA NOT AVAILABLE | 45268
2000000000000 | [5 empty] | 2000000000000 | STERLING POWER UTILITIES | ROUNDPONDS GAS & BATTERY | ROUNDPONDS SOLAR FARM ROUNPONDS ENERGY LIMITED | BERRYFIELD LANE | MELKSHAM | WILTSHIRE | SN12 8DF | ENGLAND | 389580 | 164535 | MELKSHAM GSP | NORRINGTON | MELKSHAM TOWN | 11 | SOUTHERN ELECTRIC POWER DISTRIBUTION PLC | STORED ENERGY (ALL STORED ENERGY IRRESPECTVE OF THE ORIGINAL ENERGY SOURCE) | STORAGE - ELECTROCHEMICAL (BATTERIES) | NO | DATA NOT AVAILABLE | DATA NOT AVAILABLE | 19 | DATA NOT AVAILABLE | DATA NOT AVAILABLE | DATA NOT AVAILABLE | DATA NOT AVAILABLE | DATA NOT AVAILABLE | DATA NOT AVAILABLE | DATA NOT AVAILABLE | DATA NOT AVAILABLE | DATA NOT AVAILABLE | DATA NOT AVAILABLE | DATA NOT AVAILABLE | DATA NOT AVAILABLE | NO | CONNECTED | 19 | 19 | 20 | 9.5 | 10 | 43178 | DATA NOT AVAILABLE | DATA NOT AVAILABLE | DATA NOT AVAILABLE | DATA NOT AVAILABLE | DATA NOT AVAILABLE | DATA NOT AVAILABLE | DATA NOT AVAILABLE | N | DATA NOT AVAILABLE | DATA NOT AVAILABLE | DATA NOT AVAILABLE | DATA NOT AVAILABLE | DATA NOT AVAILABLE | 44034
2000000000000 | [5 empty] | 2000000000000 | FAREHAM | DATA NOT AVAILABLE | FAREHAM BATTERY STORAGE | TANNERS LANE | FAREHAM | HAMPSHIRE | PO14 2HS | ENGLAND | 455854 | 104351 | LOVEDEAN GSP | FAREHAM | FAREHAM BATTERY STORAGE | 33 | SOUTHERN ELECTRIC POWER DISTRIBUTION PLC | STORED ENERGY (ALL STORED ENERGY IRRESPECTVE OF THE ORIGINAL ENERGY SOURCE) | STORAGE - ELECTROCHEMICAL (BATTERIES) | NO | DATA NOT AVAILABLE | DATA NOT AVAILABLE | 38 | DATA NOT AVAILABLE | DATA NOT AVAILABLE | DATA NOT AVAILABLE | DATA NOT AVAILABLE | DATA NOT AVAILABLE | DATA NOT AVAILABLE | DATA NOT AVAILABLE | DATA NOT AVAILABLE | DATA NOT AVAILABLE | DATA NOT AVAILABLE | DATA NOT AVAILABLE | DATA NOT AVAILABLE | DATA NOT AVAILABLE | CONNECTED | 38 | 38 | 40 | DATA NOT AVAILABLE | DATA NOT AVAILABLE | DATA NOT AVAILABLE | DATA NOT AVAILABLE | DATA NOT AVAILABLE | DATA NOT AVAILABLE | DATA NOT AVAILABLE | DATA NOT AVAILABLE | DATA NOT AVAILABLE | DATA NOT AVAILABLE | N | DATA NOT AVAILABLE | DATA NOT AVAILABLE | DATA NOT AVAILABLE | DATA NOT AVAILABLE | DATA NOT AVAILABLE | 44617
2000000000000 | [5 empty] | 2000000000000 | MINETY SOUTH STORAGE EXPORT | PURLIEUS BATTERY STORAGE | IMPORT/EXPORT | PURLIEUS FARM | MALMESBURY | WILTSHIRE | SN16 9PL | ENGLAND | 401398 | 190946 | MINETY GSP | DATA NOT APPLICABLE | MINETY BATTERY STORAGE | 132 | SOUTHERN ELECTRIC POWER DISTRIBUTION PLC | STORED ENERGY (ALL STORED ENERGY IRRESPECTVE OF THE ORIGINAL ENERGY SOURCE) | STORAGE - ELECTROCHEMICAL (BATTERIES) | NO | DATA NOT AVAILABLE | DATA NOT AVAILABLE | 94.9905 | DATA NOT AVAILABLE | DATA NOT AVAILABLE | DATA NOT AVAILABLE | DATA NOT AVAILABLE | DATA NOT AVAILABLE | DATA NOT AVAILABLE | DATA NOT AVAILABLE | DATA NOT AVAILABLE | DATA NOT AVAILABLE | DATA NOT AVAILABLE | DATA NOT AVAILABLE | DATA NOT AVAILABLE | NO | CONNECTED | 94.9905 | 94.9905 | 99.99 | 99.94 | 105.2 | 44568 | DATA NOT AVAILABLE | DATA NOT AVAILABLE | DATA NOT AVAILABLE | DATA NOT AVAILABLE | DATA NOT AVAILABLE | DATA NOT AVAILABLE | DATA NOT AVAILABLE | N | DATA NOT AVAILABLE | DATA NOT AVAILABLE | DATA NOT AVAILABLE | DATA NOT AVAILABLE | DATA NOT AVAILABLE | 44719
2000000000000 | [5 empty] | 2000000000000 | DAVE KING | NEWLANDS FARM | DATA NOT AVAILABLE | TANNERS LANE | FAREHAM | HAMPSHIRE | PO14 2HT | ENGLAND | 456100 | 104426 | LOVEDEAN GSP | FAREHAM | NEWLANDS FARM BATTERY STORAGE | 33 | SOUTHERN ELECTRIC POWER DISTRIBUTION PLC | STORED ENERGY (ALL STORED ENERGY IRRESPECTVE OF THE ORIGINAL ENERGY SOURCE) | STORAGE - ELECTROCHEMICAL (BATTERIES) | NO | DATA NOT AVAILABLE | DATA NOT AVAILABLE | 19.9975 | DATA NOT AVAILABLE | DATA NOT AVAILABLE | DATA NOT AVAILABLE | DATA NOT AVAILABLE | DATA NOT AVAILABLE | DATA NOT AVAILABLE | DATA NOT AVAILABLE | DATA NOT AVAILABLE | DATA NOT AVAILABLE | DATA NOT AVAILABLE | DATA NOT AVAILABLE | DATA NOT AVAILABLE | DATA NOT AVAILABLE | CONNECTED | 19.9975 | 19.9975 | 21.05 | DATA NOT AVAILABLE | DATA NOT AVAILABLE | DATA NOT AVAILABLE | DATA NOT AVAILABLE | DATA NOT AVAILABLE | DATA NOT AVAILABLE | DATA NOT AVAILABLE | DATA NOT AVAILABLE | DATA NOT AVAILABLE | DATA NOT AVAILABLE | N | DATA NOT AVAILABLE | DATA NOT AVAILABLE | DATA NOT AVAILABLE | DATA NOT AVAILABLE | DATA NOT AVAILABLE | 44993
2000000000000 | [5 empty] | 2000000000000 | SUSI EELPOWER WINCHESTER LIMITED | ST LAND ADJ | TO B3DATA NOT AVAILABLE49 | DATA NOT AVAILABLE | STOCKBRIDGE ROAD | ARGYLL | DATA NOT AVAILABLE | ENGLAND | 446000 | 128600 | NURSLING GSP | WINCHESTER | HARESTOCK BATTERY STORAGE | 132 | SOUTHERN ELECTRIC POWER DISTRIBUTION PLC | STORED ENERGY (ALL STORED ENERGY IRRESPECTVE OF THE ORIGINAL ENERGY SOURCE) | STORAGE - ELECTROCHEMICAL (BATTERIES) | NO | DATA NOT AVAILABLE | DATA NOT AVAILABLE | 9.5 | DATA NOT AVAILABLE | DATA NOT AVAILABLE | DATA NOT AVAILABLE | DATA NOT AVAILABLE | DATA NOT AVAILABLE | DATA NOT AVAILABLE | DATA NOT AVAILABLE | DATA NOT AVAILABLE | DATA NOT AVAILABLE | DATA NOT AVAILABLE | DATA NOT AVAILABLE | DATA NOT AVAILABLE | DATA NOT AVAILABLE | CONNECTED | 9.5 | 9.5 | 10 | DATA NOT AVAILABLE | DATA NOT AVAILABLE | DATA NOT AVAILABLE | DATA NOT AVAILABLE | DATA NOT AVAILABLE | DATA NOT AVAILABLE | DATA NOT AVAILABLE | DATA NOT AVAILABLE | DATA NOT AVAILABLE | DATA NOT AVAILABLE | N | DATA NOT AVAILABLE | DATA NOT AVAILABLE | DATA NOT AVAILABLE | DATA NOT AVAILABLE | DATA NOT AVAILABLE | 44993
2000000000000 | [5 empty] | 2000000000000 | GERRARDS CROSS EXPORT | GERRARDS CROSS BATTERY | LAND AT THAMES WATER TREATMENT WORKS | AMERSHAM ROAD, | DENHAM | ABERDEEN | SL9 7AW | ENGLAND | 501659 | 187274 | IVER 132KV | DENHAM | DATA NOT AVAILABLE | EHV | SOUTHERN ELECTRIC POWER DISTRIBUTION PLC | STORED ENERGY (ALL STORED ENERGY IRRESPECTVE OF THE ORIGINAL ENERGY SOURCE) | STORAGE - ELECTROCHEMICAL (BATTERIES) | NO | DATA NOT AVAILABLE | DATA NOT AVAILABLE | 20 | DATA NOT AVAILABLE | DATA NOT AVAILABLE | DATA NOT AVAILABLE | DATA NOT AVAILABLE | DATA NOT AVAILABLE | DATA NOT AVAILABLE | DATA NOT AVAILABLE | DATA NOT AVAILABLE | DATA NOT AVAILABLE | DATA NOT AVAILABLE | DATA NOT AVAILABLE | DATA NOT AVAILABLE | DATA NOT AVAILABLE | CONNECTED | 20 | 19 | 20 | 20 | 21.0526 | DATA NOT AVAILABLE | DATA NOT AVAILABLE | DATA NOT AVAILABLE | DATA NOT AVAILABLE | DATA NOT AVAILABLE | DATA NOT AVAILABLE | DATA NOT AVAILABLE | DATA NOT AVAILABLE | N | DATA NOT AVAILABLE | DATA NOT AVAILABLE | DATA NOT AVAILABLE | DATA NOT AVAILABLE | DATA NOT AVAILABLE | 45268
2000000000000 | [5 empty] | 2000000000000 | MINETY SOUTH STORAGE 2 EXPORT | PURLIEUS BATTERY STORAGE | IMPORT/EXPORT | PURLIEUS FARM | MALMESBURY | WILTSHIRE | SN16 9RP | ENGLAND | 401316 | 189344 | DATA NOT AVAILABLE | DATA NOT AVAILABLE | DATA NOT AVAILABLE | DATA NOT AVAILABLE | SOUTHERN ELECTRIC POWER DISTRIBUTION PLC | STORED ENERGY (ALL STORED ENERGY IRRESPECTVE OF THE ORIGINAL ENERGY SOURCE) | STORAGE - ELECTROCHEMICAL (BATTERIES) | NO | DATA NOT AVAILABLE | DATA NOT AVAILABLE | 49.9 | DATA NOT AVAILABLE | DATA NOT AVAILABLE | DATA NOT AVAILABLE | DATA NOT AVAILABLE | DATA NOT AVAILABLE | DATA NOT AVAILABLE | DATA NOT AVAILABLE | DATA NOT AVAILABLE | DATA NOT AVAILABLE | DATA NOT AVAILABLE | DATA NOT AVAILABLE | DATA NOT AVAILABLE | DATA NOT AVAILABLE | CONNECTED | 49.9 | 47.405 | 49.9 | DATA NOT AVAILABLE | DATA NOT AVAILABLE | DATA NOT AVAILABLE | DATA NOT AVAILABLE | DATA NOT AVAILABLE | DATA NOT AVAILABLE | DATA NOT AVAILABLE | DATA NOT AVAILABLE | DATA NOT AVAILABLE | DATA NOT AVAILABLE | N | DATA NOT AVAILABLE | DATA NOT AVAILABLE | DATA NOT AVAILABLE | DATA NOT AVAILABLE | DATA NOT AVAILABLE | 45454
2000000000000 | [5 empty] | 2000000000000 | SSE PLC | SALISBURY BATTERY STORAGE PROJECT | DATA NOT AVAILABLE | LAND NORTH OF | SALISBURY | WILTSHIRE | SP2 0BL | ENGLAND | 410453 | 131422 | DATA NOT AVAILABLE | DATA NOT AVAILABLE | DATA NOT AVAILABLE | 132 | SOUTHERN ELECTRIC POWER DISTRIBUTION PLC | STORED ENERGY (ALL STORED ENERGY IRRESPECTVE OF THE ORIGINAL ENERGY SOURCE) | STORAGE - ELECTROCHEMICAL (BATTERIES) | NO | DATA NOT AVAILABLE | DATA NOT AVAILABLE | 49.5 | DATA NOT AVAILABLE | DATA NOT AVAILABLE | DATA NOT AVAILABLE | DATA NOT AVAILABLE | DATA NOT AVAILABLE | DATA NOT AVAILABLE | DATA NOT AVAILABLE | DATA NOT AVAILABLE | DATA NOT AVAILABLE | DATA NOT AVAILABLE | DATA NOT AVAILABLE | DATA NOT AVAILABLE | DATA NOT AVAILABLE | CONNECTED | 49.5 | 47.025 | 49.5 | DATA NOT AVAILABLE | DATA NOT AVAILABLE | DATA NOT AVAILABLE | DATA NOT AVAILABLE | DATA NOT AVAILABLE | DATA NOT AVAILABLE | DATA NOT AVAILABLE | DATA NOT AVAILABLE | DATA NOT AVAILABLE | DATA NOT AVAILABLE | N | DATA NOT AVAILABLE | DATA NOT AVAILABLE | DATA NOT AVAILABLE | DATA NOT AVAILABLE | DATA NOT AVAILABLE | 45454
2000000000000 | [5 empty] | 2000000000000 | INFINIS PLC - WAPSEYS | WAPSEYS WOOD III | WAPSEYS WOOD III | OXFORD ROAD | GERRARDS CROSS | BUCKINGHAMSHIRE | SL9 8TG | ENGLAND | 497477 | 188599 | IVER 132KV | DENHAM | WAPSEYS WOOD | 22 | SOUTHERN ELECTRIC POWER DISTRIBUTION PLC | WASTE | DATA NOT AVAILABLE | NO | DATA NOT AVAILABLE | DATA NOT AVAILABLE | 1.995 | DATA NOT AVAILABLE | DATA NOT AVAILABLE | DATA NOT AVAILABLE | DATA NOT AVAILABLE | DATA NOT AVAILABLE | DATA NOT AVAILABLE | DATA NOT AVAILABLE | DATA NOT AVAILABLE | DATA NOT AVAILABLE | DATA NOT AVAILABLE | DATA NOT AVAILABLE | DATA NOT AVAILABLE | NO | CONNECTED | 1.995 | 1.995 | 2.1 | DATA NOT AVAILABLE | DATA NOT AVAILABLE | DATA NOT AVAILABLE | DATA NOT AVAILABLE | DATA NOT AVAILABLE | DATA NOT AVAILABLE | DATA NOT AVAILABLE | DATA NOT AVAILABLE | DATA NOT AVAILABLE | DATA NOT AVAILABLE | N | DATA NOT AVAILABLE | DATA NOT AVAILABLE | DATA NOT AVAILABLE | DATA NOT AVAILABLE | DATA NOT AVAILABLE | 44034
2000000000000 | [5 empty] | 2000000000000 | NFPA (APRIL 2DATA NOT AVAILABLE2DATA NOT AVAILABLE) | LAKESIDE ENERGY FROM WASTE LIMITED | LAKESIDE ENERGY FROM WASTE LIMITED | LAKESIDE ROAD | SLOUGH | BUCKINGHAMSHIRE | SL3 0FE | ENGLAND | 503863 | 177288 | IVER 132KV | LONGFORD | LAKESIDE | 33 | SOUTHERN ELECTRIC POWER DISTRIBUTION PLC | WASTE | ENGINE (COMBUSTION / RECIPROCATING) | NO | DATA NOT AVAILABLE | DATA NOT AVAILABLE | 43.415 | DATA NOT AVAILABLE | DATA NOT AVAILABLE | DATA NOT AVAILABLE | DATA NOT AVAILABLE | DATA NOT AVAILABLE | DATA NOT AVAILABLE | DATA NOT AVAILABLE | DATA NOT AVAILABLE | DATA NOT AVAILABLE | DATA NOT AVAILABLE | DATA NOT AVAILABLE | DATA NOT AVAILABLE | NO | CONNECTED | 43.415 | 43.415 | 45.7 | DATA NOT AVAILABLE | DATA NOT AVAILABLE | DATA NOT AVAILABLE | DATA NOT AVAILABLE | DATA NOT AVAILABLE | DATA NOT AVAILABLE | DATA NOT AVAILABLE | DATA NOT AVAILABLE | DATA NOT AVAILABLE | DATA NOT AVAILABLE | N | DATA NOT AVAILABLE | DATA NOT AVAILABLE | DATA NOT AVAILABLE | DATA NOT AVAILABLE | DATA NOT AVAILABLE | 44034
2000000000000 | [5 empty] | 2000000000000 | VIRIDOR WASTE MANAGEMENT LIMITED | ARDLEY EFW GENERATION | VIRIDOR LANDFILL SITE | ARDLEY ROAD | BICESTER | OXFORDSHIRE | OX27 7AA | ENGLAND | 454209 | 225371 | EAST CLAYDON GSP | BICESTER NORTH | ARDLEY LANDFILL GENER | 33 | SOUTHERN ELECTRIC POWER DISTRIBUTION PLC | WASTE | DATA NOT AVAILABLE | NO | DATA NOT AVAILABLE | DATA NOT AVAILABLE | 24.7 | DATA NOT AVAILABLE | DATA NOT AVAILABLE | DATA NOT AVAILABLE | DATA NOT AVAILABLE | DATA NOT AVAILABLE | DATA NOT AVAILABLE | DATA NOT AVAILABLE | DATA NOT AVAILABLE | DATA NOT AVAILABLE | DATA NOT AVAILABLE | DATA NOT AVAILABLE | DATA NOT AVAILABLE | NO | CONNECTED | 24.7 | 24.7 | 26 | DATA NOT AVAILABLE | DATA NOT AVAILABLE | 41698 | DATA NOT AVAILABLE | DATA NOT AVAILABLE | DATA NOT AVAILABLE | DATA NOT AVAILABLE | DATA NOT AVAILABLE | DATA NOT AVAILABLE | DATA NOT AVAILABLE | N | DATA NOT AVAILABLE | DATA NOT AVAILABLE | DATA NOT AVAILABLE | DATA NOT AVAILABLE | DATA NOT AVAILABLE | 44034
2000000000000 | [5 empty] | 2000000000000 | CODFORD BIOGAS LTD | BRILLIANT HARVEST GENERATION | EAST FARM BRILLIANT HARVEST GENERATION | DATA NOT AVAILABLE | WARMINSTER | WILTSHIRE | BA12 0PJ | ENGLAND | 397429 | 139768 | MANNINGTON GSP | SALISBURY | MALMPIT HILL GENERATION | 33 | SOUTHERN ELECTRIC POWER DISTRIBUTION PLC | WASTE | DATA NOT AVAILABLE | NO | DATA NOT AVAILABLE | DATA NOT AVAILABLE | 1.762 | DATA NOT AVAILABLE | DATA NOT AVAILABLE | DATA NOT AVAILABLE | DATA NOT AVAILABLE | DATA NOT AVAILABLE | DATA NOT AVAILABLE | DATA NOT AVAILABLE | DATA NOT AVAILABLE | DATA NOT AVAILABLE | DATA NOT AVAILABLE | DATA NOT AVAILABLE | DATA NOT AVAILABLE | NO | CONNECTED | 1.762 | 1.762 | 1.855 | DATA NOT AVAILABLE | DATA NOT AVAILABLE | 42422 | DATA NOT AVAILABLE | DATA NOT AVAILABLE | DATA NOT AVAILABLE | DATA NOT AVAILABLE | DATA NOT AVAILABLE | DATA NOT AVAILABLE | DATA NOT AVAILABLE | N | DATA NOT AVAILABLE | DATA NOT AVAILABLE | DATA NOT AVAILABLE | DATA NOT AVAILABLE | DATA NOT AVAILABLE | 44034
2000000000000 | [5 empty] | 2000000000000 | SUEZ RECYCLING AND RECOVERY UK LTD | DATA NOT AVAILABLE | CHARLTON LANE WASTE MANAGEMENT | CHARLTON LANE ECO PARK | SHEPPERTON | MIDDLESEX | TW17 8QA | ENGLAND | 508510 | 168498 | LALEHAM | STAINES | SUNBURY CROSS | 11 | SOUTHERN ELECTRIC POWER DISTRIBUTION PLC | WASTE | DATA NOT AVAILABLE | NO | DATA NOT AVAILABLE | DATA NOT AVAILABLE | 3.7 | DATA NOT AVAILABLE | DATA NOT AVAILABLE | DATA NOT AVAILABLE | DATA NOT AVAILABLE | DATA NOT AVAILABLE | DATA NOT AVAILABLE | DATA NOT AVAILABLE | DATA NOT AVAILABLE | DATA NOT AVAILABLE | DATA NOT AVAILABLE | DATA NOT AVAILABLE | DATA NOT AVAILABLE | NO | CONNECTED | 3.7 | 3.7 | 3.895 | 0.475 | 0.5 | 42555 | DATA NOT AVAILABLE | DATA NOT AVAILABLE | DATA NOT AVAILABLE | DATA NOT AVAILABLE | DATA NOT AVAILABLE | DATA NOT AVAILABLE | DATA NOT AVAILABLE | N | DATA NOT AVAILABLE | DATA NOT AVAILABLE | DATA NOT AVAILABLE | DATA NOT AVAILABLE | DATA NOT AVAILABLE | 44084
2000000000000 | [5 empty] | 2000000000000 | CANFORD RENEWABLE ENERGY LIMITED | DATA NOT AVAILABLE | WHITES PIT LANDFILL SITE | MAGNA ROAD | WIMBORNE | DORSET | BH21 3AW | ENGLAND | 404408 | 97211 | MANNINGTON GSP | BOURNEMOUTH | ALDERNEY | 11 | SOUTHERN ELECTRIC POWER DISTRIBUTION PLC | WASTE | DATA NOT AVAILABLE | NO | DATA NOT AVAILABLE | DATA NOT AVAILABLE | 7.125 | DATA NOT AVAILABLE | DATA NOT AVAILABLE | DATA NOT AVAILABLE | DATA NOT AVAILABLE | DATA NOT AVAILABLE | DATA NOT AVAILABLE | DATA NOT AVAILABLE | DATA NOT AVAILABLE | DATA NOT AVAILABLE | DATA NOT AVAILABLE | DATA NOT AVAILABLE | DATA NOT AVAILABLE | NO | CONNECTED | 7.125 | 7.125 | 7.5 | DATA NOT AVAILABLE | DATA NOT AVAILABLE | DATA NOT AVAILABLE | DATA NOT AVAILABLE | DATA NOT AVAILABLE | DATA NOT AVAILABLE | DATA NOT AVAILABLE | DATA NOT AVAILABLE | DATA NOT AVAILABLE | DATA NOT AVAILABLE | N | DATA NOT AVAILABLE | DATA NOT AVAILABLE | DATA NOT AVAILABLE | DATA NOT AVAILABLE | DATA NOT AVAILABLE | 44105
2000000000000 | [5 empty] | 2000000000000 | G & C PRODUCE (SLOUGH) LIMITED | DATA NOT AVAILABLE | SLOUGH NURSERIES | UXBRIDGE ROAD | SLOUGH | BERKSHIRE | SL2 5NU | ENGLAND | 499102 | 180327 | IVER 132KV | CHALVEY | PETERSFIELD AVENUE | 11 | SOUTHERN ELECTRIC POWER DISTRIBUTION PLC | WASTE | DATA NOT AVAILABLE | NO | DATA NOT AVAILABLE | DATA NOT AVAILABLE | 1.843 | DATA NOT AVAILABLE | DATA NOT AVAILABLE | DATA NOT AVAILABLE | DATA NOT AVAILABLE | DATA NOT AVAILABLE | DATA NOT AVAILABLE | DATA NOT AVAILABLE | DATA NOT AVAILABLE | DATA NOT AVAILABLE | DATA NOT AVAILABLE | DATA NOT AVAILABLE | DATA NOT AVAILABLE | NO | CONNECTED | 1.843 | 1.843 | 1.94 | DATA NOT AVAILABLE | DATA NOT AVAILABLE | DATA NOT AVAILABLE | DATA NOT AVAILABLE | DATA NOT AVAILABLE | DATA NOT AVAILABLE | DATA NOT AVAILABLE | DATA NOT AVAILABLE | DATA NOT AVAILABLE | DATA NOT AVAILABLE | N | DATA NOT AVAILABLE | DATA NOT AVAILABLE | DATA NOT AVAILABLE | DATA NOT AVAILABLE | DATA NOT AVAILABLE | 44105
2000000000000 | [5 empty] | 2000000000000 | VIRIDOR WASTE MANAGEMENT LIMITED | DATA NOT AVAILABLE | NORLANDS POWER GENERATION | NORLANDS LANE | EGHAM | SURREY | TW20 8SS | ENGLAND | 503442 | 169111 | LALEHAM | STAINES | CAUSEWAY | 11 | SOUTHERN ELECTRIC POWER DISTRIBUTION PLC | WASTE | ENGINE (COMBUSTION / RECIPROCATING) | NO | DATA NOT AVAILABLE | DATA NOT AVAILABLE | 3.325 | DATA NOT AVAILABLE | DATA NOT AVAILABLE | DATA NOT AVAILABLE | DATA NOT AVAILABLE | DATA NOT AVAILABLE | DATA NOT AVAILABLE | DATA NOT AVAILABLE | DATA NOT AVAILABLE | DATA NOT AVAILABLE | DATA NOT AVAILABLE | DATA NOT AVAILABLE | DATA NOT AVAILABLE | NO | CONNECTED | 3.325 | 3.325 | 3.5 | DATA NOT AVAILABLE | DATA NOT AVAILABLE | DATA NOT AVAILABLE | DATA NOT AVAILABLE | DATA NOT AVAILABLE | DATA NOT AVAILABLE | DATA NOT AVAILABLE | DATA NOT AVAILABLE | DATA NOT AVAILABLE | DATA NOT AVAILABLE | N | DATA NOT AVAILABLE | DATA NOT AVAILABLE | DATA NOT AVAILABLE | DATA NOT AVAILABLE | DATA NOT AVAILABLE | 44105
2000000000000 | [5 empty] | 2000000000000 | VIRIDOR WASTE MANAGEMENT LIMITED | DATA NOT AVAILABLE | WESTBURY LANDFILL | TROWBRIDGE ROAD | WESTBURY | WILTSHIRE | BA13 4LX | ENGLAND | 388879 | 152665 | MELKSHAM GSP | FROME | WESTBURY | 11 | SOUTHERN ELECTRIC POWER DISTRIBUTION PLC | WASTE | ENGINE (COMBUSTION / RECIPROCATING) | NO | DATA NOT AVAILABLE | DATA NOT AVAILABLE | 1.14 | DATA NOT AVAILABLE | DATA NOT AVAILABLE | DATA NOT AVAILABLE | DATA NOT AVAILABLE | DATA NOT AVAILABLE | DATA NOT AVAILABLE | DATA NOT AVAILABLE | DATA NOT AVAILABLE | DATA NOT AVAILABLE | DATA NOT AVAILABLE | DATA NOT AVAILABLE | DATA NOT AVAILABLE | NO | CONNECTED | 1.14 | 1.14 | 1.2 | DATA NOT AVAILABLE | DATA NOT AVAILABLE | DATA NOT AVAILABLE | DATA NOT AVAILABLE | DATA NOT AVAILABLE | DATA NOT AVAILABLE | DATA NOT AVAILABLE | DATA NOT AVAILABLE | DATA NOT AVAILABLE | DATA NOT AVAILABLE | N | DATA NOT AVAILABLE | DATA NOT AVAILABLE | DATA NOT AVAILABLE | DATA NOT AVAILABLE | DATA NOT AVAILABLE | 44105
2000000000000 | [5 empty] | 2000000000000 | VIRIDOR WASTE MANAGEMENT LIMITED | DATA NOT AVAILABLE | Ardley Fields Farm | LANDFILL SITE SUPPLY 2 | BICESTER | OXFORDSHIRE | OX27 7PH | ENGLAND | 453584 | 226217 | EAST CLAYDON GSP | BICESTER NORTH | UPPER HEYFORD | 11 | SOUTHERN ELECTRIC POWER DISTRIBUTION PLC | WASTE | ENGINE (COMBUSTION / RECIPROCATING) | NO | DATA NOT AVAILABLE | DATA NOT AVAILABLE | 1.188 | DATA NOT AVAILABLE | DATA NOT AVAILABLE | DATA NOT AVAILABLE | DATA NOT AVAILABLE | DATA NOT AVAILABLE | DATA NOT AVAILABLE | DATA NOT AVAILABLE | DATA NOT AVAILABLE | DATA NOT AVAILABLE | DATA NOT AVAILABLE | DATA NOT AVAILABLE | DATA NOT AVAILABLE | NO | CONNECTED | 1.188 | 1.188 | 1.25 | DATA NOT AVAILABLE | DATA NOT AVAILABLE | DATA NOT AVAILABLE | DATA NOT AVAILABLE | DATA NOT AVAILABLE | DATA NOT AVAILABLE | DATA NOT AVAILABLE | DATA NOT AVAILABLE | DATA NOT AVAILABLE | DATA NOT AVAILABLE | N | DATA NOT AVAILABLE | DATA NOT AVAILABLE | DATA NOT AVAILABLE | DATA NOT AVAILABLE | DATA NOT AVAILABLE | 44105
2000000000000 | [5 empty] | 2000000000000 | SUEZ RECYCLING AND RECOVERY UK LTD | DATA NOT AVAILABLE | SEALE LODGE LANDFILL SITE | SEALE LANE | FARNHAM | SURREY | GU10 1JZ | ENGLAND | 489562 | 147874 | BRAMLEY (FLEE) | ALDERSHOT | TONGHAM | 11 | SOUTHERN ELECTRIC POWER DISTRIBUTION PLC | WASTE | DATA NOT AVAILABLE | NO | DATA NOT AVAILABLE | DATA NOT AVAILABLE | 1.235 | DATA NOT AVAILABLE | DATA NOT AVAILABLE | DATA NOT AVAILABLE | DATA NOT AVAILABLE | DATA NOT AVAILABLE | DATA NOT AVAILABLE | DATA NOT AVAILABLE | DATA NOT AVAILABLE | DATA NOT AVAILABLE | DATA NOT AVAILABLE | DATA NOT AVAILABLE | DATA NOT AVAILABLE | NO | CONNECTED | 1.235 | 1.235 | 1.3 | DATA NOT AVAILABLE | DATA NOT AVAILABLE | DATA NOT AVAILABLE | DATA NOT AVAILABLE | DATA NOT AVAILABLE | DATA NOT AVAILABLE | DATA NOT AVAILABLE | DATA NOT AVAILABLE | DATA NOT AVAILABLE | DATA NOT AVAILABLE | N | DATA NOT AVAILABLE | DATA NOT AVAILABLE | DATA NOT AVAILABLE | DATA NOT AVAILABLE | DATA NOT AVAILABLE | 44105
2000000000000 | [5 empty] | 2000000000000 | VIRIDOR WASTE MANAGEMENT LIMITED | VIRADOR WASTE MANAGEMENT | WESTBURY LANDFILL SITE | TROWBRIDGE ROAD | WESTBURY | WILTSHIRE | BA13 4LX | ENGLAND | 388879 | 152665 | MELKSHAM GSP | FROME | WESTBURY | 11 | SOUTHERN ELECTRIC POWER DISTRIBUTION PLC | WASTE | ENGINE (COMBUSTION / RECIPROCATING) | NO | DATA NOT AVAILABLE | DATA NOT AVAILABLE | 1.425 | DATA NOT AVAILABLE | DATA NOT AVAILABLE | DATA NOT AVAILABLE | DATA NOT AVAILABLE | DATA NOT AVAILABLE | DATA NOT AVAILABLE | DATA NOT AVAILABLE | DATA NOT AVAILABLE | DATA NOT AVAILABLE | DATA NOT AVAILABLE | DATA NOT AVAILABLE | DATA NOT AVAILABLE | NO | CONNECTED | 1.425 | 1.425 | 1.5 | DATA NOT AVAILABLE | DATA NOT AVAILABLE | DATA NOT AVAILABLE | DATA NOT AVAILABLE | DATA NOT AVAILABLE | DATA NOT AVAILABLE | DATA NOT AVAILABLE | DATA NOT AVAILABLE | DATA NOT AVAILABLE | DATA NOT AVAILABLE | N | DATA NOT AVAILABLE | DATA NOT AVAILABLE | DATA NOT AVAILABLE | DATA NOT AVAILABLE | DATA NOT AVAILABLE | 44105
2000000000000 | [5 empty] | 2000000000000 | INFINIS LIMITED | DATA NOT AVAILABLE | COMPTON BASSETT LANDFILL SITE | OLD CAMP FARM | CALNE | WILTSHIRE | SN11 8RE | ENGLAND | 403375 | 171834 | MELKSHAM GSP | CHIPPENHAM | CALNE | 11 | SOUTHERN ELECTRIC POWER DISTRIBUTION PLC | WASTE | DATA NOT AVAILABLE | NO | DATA NOT AVAILABLE | DATA NOT AVAILABLE | 2.375 | DATA NOT AVAILABLE | DATA NOT AVAILABLE | DATA NOT AVAILABLE | DATA NOT AVAILABLE | DATA NOT AVAILABLE | DATA NOT AVAILABLE | DATA NOT AVAILABLE | DATA NOT AVAILABLE | DATA NOT AVAILABLE | DATA NOT AVAILABLE | DATA NOT AVAILABLE | DATA NOT AVAILABLE | NO | CONNECTED | 2.375 | 2.375 | 2.5 | DATA NOT AVAILABLE | DATA NOT AVAILABLE | DATA NOT AVAILABLE | DATA NOT AVAILABLE | DATA NOT AVAILABLE | DATA NOT AVAILABLE | DATA NOT AVAILABLE | DATA NOT AVAILABLE | DATA NOT AVAILABLE | DATA NOT AVAILABLE | N | DATA NOT AVAILABLE | DATA NOT AVAILABLE | DATA NOT AVAILABLE | DATA NOT AVAILABLE | DATA NOT AVAILABLE | 44105
2000000000000 | [5 empty] | 2000000000000 | VEOLIA UK LIMITED | DATA NOT AVAILABLE | NETLEY LANDFILL SITE | GRANGE ROAD | SOUTHAMPTON | SOUTHAMPTON | SO31 8GD | ENGLAND | 446775 | 110132 | BOTLEY WOOD GSP | NETLEY COMMON | WESTON | 11 | SOUTHERN ELECTRIC POWER DISTRIBUTION PLC | WASTE | DATA NOT AVAILABLE | NO | DATA NOT AVAILABLE | DATA NOT AVAILABLE | 1.197 | DATA NOT AVAILABLE | DATA NOT AVAILABLE | DATA NOT AVAILABLE | DATA NOT AVAILABLE | DATA NOT AVAILABLE | DATA NOT AVAILABLE | DATA NOT AVAILABLE | DATA NOT AVAILABLE | DATA NOT AVAILABLE | DATA NOT AVAILABLE | DATA NOT AVAILABLE | DATA NOT AVAILABLE | NO | CONNECTED | 1.197 | 1.197 | 1.26 | DATA NOT AVAILABLE | DATA NOT AVAILABLE | DATA NOT AVAILABLE | DATA NOT AVAILABLE | DATA NOT AVAILABLE | DATA NOT AVAILABLE | DATA NOT AVAILABLE | DATA NOT AVAILABLE | DATA NOT AVAILABLE | DATA NOT AVAILABLE | N | DATA NOT AVAILABLE | DATA NOT AVAILABLE | DATA NOT AVAILABLE | DATA NOT AVAILABLE | DATA NOT AVAILABLE | 44105
2000000000000 | [5 empty] | 2000000000000 | TANGMERE AIRFIELD NURSERIES LIMITED | DATA NOT AVAILABLE | THE OLD AIRFIELD | TANGMERE | CHICHESTER | WEST SUSSEX | PO20 2GP | ENGLAND | 491558 | 106136 | LOVEDEAN GSP | CHICHESTER | CHICHESTER | 11 | SOUTHERN ELECTRIC POWER DISTRIBUTION PLC | WASTE | DATA NOT AVAILABLE | NO | DATA NOT AVAILABLE | DATA NOT AVAILABLE | 6.65 | DATA NOT AVAILABLE | DATA NOT AVAILABLE | DATA NOT AVAILABLE | DATA NOT AVAILABLE | DATA NOT AVAILABLE | DATA NOT AVAILABLE | DATA NOT AVAILABLE | DATA NOT AVAILABLE | DATA NOT AVAILABLE | DATA NOT AVAILABLE | DATA NOT AVAILABLE | DATA NOT AVAILABLE | NO | CONNECTED | 6.65 | 6.65 | 7 | DATA NOT AVAILABLE | DATA NOT AVAILABLE | DATA NOT AVAILABLE | DATA NOT AVAILABLE | DATA NOT AVAILABLE | DATA NOT AVAILABLE | DATA NOT AVAILABLE | DATA NOT AVAILABLE | DATA NOT AVAILABLE | DATA NOT AVAILABLE | N | DATA NOT AVAILABLE | DATA NOT AVAILABLE | DATA NOT AVAILABLE | DATA NOT AVAILABLE | DATA NOT AVAILABLE | 44105
2000000000000 | [5 empty] | 2000000000000 | VEOLIA UK LIMITED | DATA NOT AVAILABLE | SOUTHLEIGH 36DATA NOT AVAILABLE-31DATA NOT AVAILABLE | LANDFILL SITE | HAVANT | HAMPSHIRE | PO9 2PA | ENGLAND | 473326 | 107376 | LOVEDEAN GSP | HAVANT | LEIGH PARK | 11 | SOUTHERN ELECTRIC POWER DISTRIBUTION PLC | WASTE | ENGINE (COMBUSTION / RECIPROCATING) | NO | DATA NOT AVAILABLE | DATA NOT AVAILABLE | 3.335 | DATA NOT AVAILABLE | DATA NOT AVAILABLE | DATA NOT AVAILABLE | DATA NOT AVAILABLE | DATA NOT AVAILABLE | DATA NOT AVAILABLE | DATA NOT AVAILABLE | DATA NOT AVAILABLE | DATA NOT AVAILABLE | DATA NOT AVAILABLE | DATA NOT AVAILABLE | DATA NOT AVAILABLE | NO | CONNECTED | 3.335 | 3.335 | 3.51 | DATA NOT AVAILABLE | DATA NOT AVAILABLE | DATA NOT AVAILABLE | DATA NOT AVAILABLE | DATA NOT AVAILABLE | DATA NOT AVAILABLE | DATA NOT AVAILABLE | DATA NOT AVAILABLE | DATA NOT AVAILABLE | DATA NOT AVAILABLE | N | DATA NOT AVAILABLE | DATA NOT AVAILABLE | DATA NOT AVAILABLE | DATA NOT AVAILABLE | DATA NOT AVAILABLE | 44105
2000000000000 | [5 empty] | 2000000000000 | VIRIDOR WASTE MANAGEMENT LIMITED | DATA NOT AVAILABLE | LANDFILL SITE | SANDS FARM | CALNE | WILTSHIRE | SN11 8TR | ENGLAND | 400823 | 170765 | MELKSHAM GSP | CHIPPENHAM | CALNE | 11 | SOUTHERN ELECTRIC POWER DISTRIBUTION PLC | WASTE | ENGINE (COMBUSTION / RECIPROCATING) | NO | DATA NOT AVAILABLE | DATA NOT AVAILABLE | 2.375 | DATA NOT AVAILABLE | DATA NOT AVAILABLE | DATA NOT AVAILABLE | DATA NOT AVAILABLE | DATA NOT AVAILABLE | DATA NOT AVAILABLE | DATA NOT AVAILABLE | DATA NOT AVAILABLE | DATA NOT AVAILABLE | DATA NOT AVAILABLE | DATA NOT AVAILABLE | DATA NOT AVAILABLE | NO | CONNECTED | 2.375 | 2.375 | 2.5 | DATA NOT AVAILABLE | DATA NOT AVAILABLE | DATA NOT AVAILABLE | DATA NOT AVAILABLE | DATA NOT AVAILABLE | DATA NOT AVAILABLE | DATA NOT AVAILABLE | DATA NOT AVAILABLE | DATA NOT AVAILABLE | DATA NOT AVAILABLE | N | DATA NOT AVAILABLE | DATA NOT AVAILABLE | DATA NOT AVAILABLE | DATA NOT AVAILABLE | DATA NOT AVAILABLE | 44105
2000000000000 | [5 empty] | 2000000000000 | VEOLIA UK LIMITED | DATA NOT AVAILABLE | INTEGRA SOUTH WEST ENERGY RECOVERY FACIL | OCEANIC WAY | MARCHWOOD | HAMPSHIRE | SO40 4BD | ENGLAND | 439849 | 111157 | NURSLING GSP | DATA NOT APPLICABLE | MARCHWOOD | 11 | SOUTHERN ELECTRIC POWER DISTRIBUTION PLC | WASTE | ENGINE (COMBUSTION / RECIPROCATING) | NO | DATA NOT AVAILABLE | DATA NOT AVAILABLE | 14.345 | DATA NOT AVAILABLE | DATA NOT AVAILABLE | DATA NOT AVAILABLE | DATA NOT AVAILABLE | DATA NOT AVAILABLE | DATA NOT AVAILABLE | DATA NOT AVAILABLE | DATA NOT AVAILABLE | DATA NOT AVAILABLE | DATA NOT AVAILABLE | DATA NOT AVAILABLE | DATA NOT AVAILABLE | NO | CONNECTED | 14.345 | 14.345 | 15.1 | DATA NOT AVAILABLE | DATA NOT AVAILABLE | DATA NOT AVAILABLE | DATA NOT AVAILABLE | DATA NOT AVAILABLE | DATA NOT AVAILABLE | DATA NOT AVAILABLE | DATA NOT AVAILABLE | DATA NOT AVAILABLE | DATA NOT AVAILABLE | N | DATA NOT AVAILABLE | DATA NOT AVAILABLE | DATA NOT AVAILABLE | DATA NOT AVAILABLE | DATA NOT AVAILABLE | 44105
2000000000000 | [5 empty] | DATA NOT AVAILABLE | DIX PIT GENERATION - A,C | DATA NOT AVAILABLE | DIX PIT LANDFILL SITE | LINCH HILL | WITNEY | OXFORDSHIRE | OX29 5BB | ENGLAND | 441046 | 204203 | COWLEY GSP | WITNEY | STANDLAKE | 11 | SOUTHERN ELECTRIC POWER DISTRIBUTION PLC | WASTE | ENGINE (COMBUSTION / RECIPROCATING) | NO | DATA NOT AVAILABLE | DATA NOT AVAILABLE | 1.9 | DATA NOT AVAILABLE | DATA NOT AVAILABLE | DATA NOT AVAILABLE | DATA NOT AVAILABLE | DATA NOT AVAILABLE | DATA NOT AVAILABLE | DATA NOT AVAILABLE | DATA NOT AVAILABLE | DATA NOT AVAILABLE | DATA NOT AVAILABLE | DATA NOT AVAILABLE | DATA NOT AVAILABLE | NO | CONNECTED | 1.9 | 1.9 | 2 | DATA NOT AVAILABLE | DATA NOT AVAILABLE | DATA NOT AVAILABLE | DATA NOT AVAILABLE | DATA NOT AVAILABLE | DATA NOT AVAILABLE | DATA NOT AVAILABLE | DATA NOT AVAILABLE | DATA NOT AVAILABLE | DATA NOT AVAILABLE | N | DATA NOT AVAILABLE | DATA NOT AVAILABLE | DATA NOT AVAILABLE | DATA NOT AVAILABLE | DATA NOT AVAILABLE | 44105
2000000000000 | [5 empty] | 2000000000000 | VEOLIA ENVIRONMENTAL SERVICES | ONYX WASTE | EFFORD LANDFILL SITE | MILLFORD ROAD | LYMINGTON | HAMPSHIRE | SO41 8QZ | ENGLAND | 430923 | 93325 | MANNINGTON GSP | ARNEWOOD | LYMINGTON | 11 | SOUTHERN ELECTRIC POWER DISTRIBUTION PLC | WASTE | ENGINE (COMBUSTION / RECIPROCATING) | NO | DATA NOT AVAILABLE | DATA NOT AVAILABLE | 1.45 | DATA NOT AVAILABLE | DATA NOT AVAILABLE | DATA NOT AVAILABLE | DATA NOT AVAILABLE | DATA NOT AVAILABLE | DATA NOT AVAILABLE | DATA NOT AVAILABLE | DATA NOT AVAILABLE | DATA NOT AVAILABLE | DATA NOT AVAILABLE | DATA NOT AVAILABLE | DATA NOT AVAILABLE | NO | CONNECTED | 1.45 | 1.45 | 1.526 | DATA NOT AVAILABLE | DATA NOT AVAILABLE | DATA NOT AVAILABLE | DATA NOT AVAILABLE | DATA NOT AVAILABLE | DATA NOT AVAILABLE | DATA NOT AVAILABLE | DATA NOT AVAILABLE | DATA NOT AVAILABLE | DATA NOT AVAILABLE | N | DATA NOT AVAILABLE | DATA NOT AVAILABLE | DATA NOT AVAILABLE | DATA NOT AVAILABLE | DATA NOT AVAILABLE | 44105
2000000000000 | [5 empty] | 2000000000000 | BIFFA WASTE SERVICES LIMITED | DATA NOT AVAILABLE | COLNBROOK LANDFILL SITE | SUTTON LANE | SLOUGH | BERKSHIRE | SL3 8AQ | ENGLAND | 501962 | 178679 | IVER 132KV | UPTON | SUTTON LANE | 11 | SOUTHERN ELECTRIC POWER DISTRIBUTION PLC | WASTE | ENGINE (COMBUSTION / RECIPROCATING) | NO | DATA NOT AVAILABLE | DATA NOT AVAILABLE | 2.65 | DATA NOT AVAILABLE | DATA NOT AVAILABLE | DATA NOT AVAILABLE | DATA NOT AVAILABLE | DATA NOT AVAILABLE | DATA NOT AVAILABLE | DATA NOT AVAILABLE | DATA NOT AVAILABLE | DATA NOT AVAILABLE | DATA NOT AVAILABLE | DATA NOT AVAILABLE | DATA NOT AVAILABLE | NO | CONNECTED | 2.65 | 2.65 | 2.789 | DATA NOT AVAILABLE | DATA NOT AVAILABLE | DATA NOT AVAILABLE | DATA NOT AVAILABLE | DATA NOT AVAILABLE | DATA NOT AVAILABLE | DATA NOT AVAILABLE | DATA NOT AVAILABLE | DATA NOT AVAILABLE | DATA NOT AVAILABLE | N | DATA NOT AVAILABLE | DATA NOT AVAILABLE | DATA NOT AVAILABLE | DATA NOT AVAILABLE | DATA NOT AVAILABLE | 44105
2000000000000 | [5 empty] | 2000000000000 | INFINIS | DATA NOT AVAILABLE | RUNFOLD LANDFILL SITE | GUILDFORD ROAD | FARNHAM | SURREY | GU10 1PB | ENGLAND | 486676 | 147490 | BRAMLEY (FLEE) | ALDERSHOT | ALDERSHOT | 11 | SOUTHERN ELECTRIC POWER DISTRIBUTION PLC | WASTE | ENGINE (COMBUSTION / RECIPROCATING) | NO | DATA NOT AVAILABLE | DATA NOT AVAILABLE | 2.28 | DATA NOT AVAILABLE | DATA NOT AVAILABLE | DATA NOT AVAILABLE | DATA NOT AVAILABLE | DATA NOT AVAILABLE | DATA NOT AVAILABLE | DATA NOT AVAILABLE | DATA NOT AVAILABLE | DATA NOT AVAILABLE | DATA NOT AVAILABLE | DATA NOT AVAILABLE | DATA NOT AVAILABLE | NO | CONNECTED | 2.28 | 2.28 | 2.4 | DATA NOT AVAILABLE | DATA NOT AVAILABLE | DATA NOT AVAILABLE | DATA NOT AVAILABLE | DATA NOT AVAILABLE | DATA NOT AVAILABLE | DATA NOT AVAILABLE | DATA NOT AVAILABLE | DATA NOT AVAILABLE | DATA NOT AVAILABLE | N | DATA NOT AVAILABLE | DATA NOT AVAILABLE | DATA NOT AVAILABLE | DATA NOT AVAILABLE | DATA NOT AVAILABLE | 44105
2000000000000 | [5 empty] | 2000000000000 | SUEZ RECYCLING AND RECOVERY UK LTD | DATA NOT AVAILABLE | FAIR OAK LANDFILL SITE | MORTIMERS LANE | EASTLEIGH | HAMPSHIRE | SO50 7EA | ENGLAND | 450778 | 118951 | NURSLING GSP | VELMORE | EASTLEIGH NORTH | 11 | SOUTHERN ELECTRIC POWER DISTRIBUTION PLC | WASTE | ENGINE (COMBUSTION / RECIPROCATING) | NO | DATA NOT AVAILABLE | DATA NOT AVAILABLE | 1.398 | DATA NOT AVAILABLE | DATA NOT AVAILABLE | DATA NOT AVAILABLE | DATA NOT AVAILABLE | DATA NOT AVAILABLE | DATA NOT AVAILABLE | DATA NOT AVAILABLE | DATA NOT AVAILABLE | DATA NOT AVAILABLE | DATA NOT AVAILABLE | DATA NOT AVAILABLE | DATA NOT AVAILABLE | NO | CONNECTED | 1.398 | 1.398 | 1.472 | DATA NOT AVAILABLE | DATA NOT AVAILABLE | DATA NOT AVAILABLE | DATA NOT AVAILABLE | DATA NOT AVAILABLE | DATA NOT AVAILABLE | DATA NOT AVAILABLE | DATA NOT AVAILABLE | DATA NOT AVAILABLE | DATA NOT AVAILABLE | N | DATA NOT AVAILABLE | DATA NOT AVAILABLE | DATA NOT AVAILABLE | DATA NOT AVAILABLE | DATA NOT AVAILABLE | 44105
2000000000000 | [5 empty] | 2000000000000 | THAMES WATER UTILITIES LIMITED | IVERZDATA NOT AVAILABLEZZ | IVER SOUTH SLUDGE CENTRE | OPP UNIT 6-7 COLNBROOK BY PASS | SLOUGH | BUCKINGHAMSHIRE | SL3 0ED | ENGLAND | 504065 | 177633 | IVER 132KV | UPTON | SUTTON LANE | 11 | SOUTHERN ELECTRIC POWER DISTRIBUTION PLC | WASTE | ENGINE (COMBUSTION / RECIPROCATING) | NO | DATA NOT AVAILABLE | DATA NOT AVAILABLE | 1.2 | DATA NOT AVAILABLE | DATA NOT AVAILABLE | DATA NOT AVAILABLE | DATA NOT AVAILABLE | DATA NOT AVAILABLE | DATA NOT AVAILABLE | DATA NOT AVAILABLE | DATA NOT AVAILABLE | DATA NOT AVAILABLE | DATA NOT AVAILABLE | DATA NOT AVAILABLE | DATA NOT AVAILABLE | NO | CONNECTED | 1.2 | 1.2 | 1.263 | DATA NOT AVAILABLE | DATA NOT AVAILABLE | DATA NOT AVAILABLE | DATA NOT AVAILABLE | DATA NOT AVAILABLE | DATA NOT AVAILABLE | DATA NOT AVAILABLE | DATA NOT AVAILABLE | DATA NOT AVAILABLE | DATA NOT AVAILABLE | N | DATA NOT AVAILABLE | DATA NOT AVAILABLE | DATA NOT AVAILABLE | DATA NOT AVAILABLE | DATA NOT AVAILABLE | 44105
2000000000000 | [5 empty] | 2000000000000 | VEOLIA ENVIRONMENTAL SERVICES | DATA NOT AVAILABLE | SPRINGFIELD LANDFILL SITE | BROAD LANE | BEACONSFIELD | BUCKINGHAMSHIRE | HP9 1XD | ENGLAND | 492701 | 189218 | AMERSHAM | LOUDWATER | FLACKWELL HEATH | 11 | SOUTHERN ELECTRIC POWER DISTRIBUTION PLC | WASTE | ENGINE (COMBUSTION / RECIPROCATING) | NO | DATA NOT AVAILABLE | DATA NOT AVAILABLE | 1.33 | DATA NOT AVAILABLE | DATA NOT AVAILABLE | DATA NOT AVAILABLE | DATA NOT AVAILABLE | DATA NOT AVAILABLE | DATA NOT AVAILABLE | DATA NOT AVAILABLE | DATA NOT AVAILABLE | DATA NOT AVAILABLE | DATA NOT AVAILABLE | DATA NOT AVAILABLE | DATA NOT AVAILABLE | NO | CONNECTED | 1.33 | 1.33 | 1.4 | DATA NOT AVAILABLE | DATA NOT AVAILABLE | DATA NOT AVAILABLE | DATA NOT AVAILABLE | DATA NOT AVAILABLE | DATA NOT AVAILABLE | DATA NOT AVAILABLE | DATA NOT AVAILABLE | DATA NOT AVAILABLE | DATA NOT AVAILABLE | N | DATA NOT AVAILABLE | DATA NOT AVAILABLE | DATA NOT AVAILABLE | DATA NOT AVAILABLE | DATA NOT AVAILABLE | 44105
2000000000000 | [5 empty] | 2000000000000 | BIFFA WASTE SERVICES LIMITED | DATA NOT AVAILABLE | STUDLEY GRANGE LANDFILL SITE | HAY LANE | SWINDON | WILTSHIRE | SN4 9QT | ENGLAND | 410714 | 182194 | MINETY GSP | TOOTHILL | WROUGHTON | 11 | SOUTHERN ELECTRIC POWER DISTRIBUTION PLC | WASTE | ENGINE (COMBUSTION / RECIPROCATING) | NO | DATA NOT AVAILABLE | DATA NOT AVAILABLE | 1.9 | DATA NOT AVAILABLE | DATA NOT AVAILABLE | DATA NOT AVAILABLE | DATA NOT AVAILABLE | DATA NOT AVAILABLE | DATA NOT AVAILABLE | DATA NOT AVAILABLE | DATA NOT AVAILABLE | DATA NOT AVAILABLE | DATA NOT AVAILABLE | DATA NOT AVAILABLE | DATA NOT AVAILABLE | NO | CONNECTED | 1.9 | 1.9 | 2 | DATA NOT AVAILABLE | DATA NOT AVAILABLE | DATA NOT AVAILABLE | DATA NOT AVAILABLE | DATA NOT AVAILABLE | DATA NOT AVAILABLE | DATA NOT AVAILABLE | DATA NOT AVAILABLE | DATA NOT AVAILABLE | DATA NOT AVAILABLE | N | DATA NOT AVAILABLE | DATA NOT AVAILABLE | DATA NOT AVAILABLE | DATA NOT AVAILABLE | DATA NOT AVAILABLE | 44105
2000000000000 | [5 empty] | 2000000000000 | VIRIDOR WASTE MANAGEMENT LIMITED | DATA NOT AVAILABLE | ARDLEY FIELDS FARM | LANDFILL SITE SUPPLY 1 | BICESTER | OXFORDSHIRE | OX27 7PH | ENGLAND | 453584 | 226217 | EAST CLAYDON GSP | BICESTER NORTH | UPPER HEYFORD | 11 | SOUTHERN ELECTRIC POWER DISTRIBUTION PLC | WASTE | ENGINE (COMBUSTION / RECIPROCATING) | NO | DATA NOT AVAILABLE | DATA NOT AVAILABLE | 1.9 | DATA NOT AVAILABLE | DATA NOT AVAILABLE | DATA NOT AVAILABLE | DATA NOT AVAILABLE | DATA NOT AVAILABLE | DATA NOT AVAILABLE | DATA NOT AVAILABLE | DATA NOT AVAILABLE | DATA NOT AVAILABLE | DATA NOT AVAILABLE | DATA NOT AVAILABLE | DATA NOT AVAILABLE | NO | CONNECTED | 1.9 | 1.9 | 2 | DATA NOT AVAILABLE | DATA NOT AVAILABLE | DATA NOT AVAILABLE | DATA NOT AVAILABLE | DATA NOT AVAILABLE | DATA NOT AVAILABLE | DATA NOT AVAILABLE | DATA NOT AVAILABLE | DATA NOT AVAILABLE | DATA NOT AVAILABLE | N | DATA NOT AVAILABLE | DATA NOT AVAILABLE | DATA NOT AVAILABLE | DATA NOT AVAILABLE | DATA NOT AVAILABLE | 44105
2000000000000 | [5 empty] | 2000000000000 | GENERATOR PLANT, SEFTER FARM | ANAEROBIC DIGESTER POWER | GENERATOR PLANT, SEFTER FARM | PAGHAM ROAD | BOGNOR REGIS | WEST SUSSEX | PO21 3PX | ENGLAND | 489232 | 99763 | LOVEDEAN GSP | HUNSTON | ROSE GREEN | 11 | SOUTHERN ELECTRIC POWER DISTRIBUTION PLC | WASTE | ENGINE (COMBUSTION / RECIPROCATING) | NO | DATA NOT AVAILABLE | DATA NOT AVAILABLE | 1.017 | DATA NOT AVAILABLE | DATA NOT AVAILABLE | DATA NOT AVAILABLE | DATA NOT AVAILABLE | DATA NOT AVAILABLE | DATA NOT AVAILABLE | DATA NOT AVAILABLE | DATA NOT AVAILABLE | DATA NOT AVAILABLE | DATA NOT AVAILABLE | DATA NOT AVAILABLE | DATA NOT AVAILABLE | NO | CONNECTED | 1.017 | 1.017 | 1.07 | DATA NOT AVAILABLE | DATA NOT AVAILABLE | DATA NOT AVAILABLE | DATA NOT AVAILABLE | DATA NOT AVAILABLE | DATA NOT AVAILABLE | DATA NOT AVAILABLE | DATA NOT AVAILABLE | DATA NOT AVAILABLE | DATA NOT AVAILABLE | N | DATA NOT AVAILABLE | DATA NOT AVAILABLE | DATA NOT AVAILABLE | DATA NOT AVAILABLE | DATA NOT AVAILABLE | 44105
2000000000000 | [5 empty] | 2000000000000 | BIFFA WASTE SERVICES LIMITED | DATA NOT AVAILABLE | STANDEN HEATH LANDFILL SITE | BRIDDLESFORD ROAD | NEWPORT | ISLE OF WIGHT | PO30 2PD | ENGLAND | 453376 | 88184 | FAWLEY GSP | COWES & WOOTTON COMMON | NEWPORT | 11 | SOUTHERN ELECTRIC POWER DISTRIBUTION PLC | WASTE | ENGINE (COMBUSTION / RECIPROCATING) | NO | DATA NOT AVAILABLE | DATA NOT AVAILABLE | 1.14 | DATA NOT AVAILABLE | DATA NOT AVAILABLE | DATA NOT AVAILABLE | DATA NOT AVAILABLE | DATA NOT AVAILABLE | DATA NOT AVAILABLE | DATA NOT AVAILABLE | DATA NOT AVAILABLE | DATA NOT AVAILABLE | DATA NOT AVAILABLE | DATA NOT AVAILABLE | DATA NOT AVAILABLE | NO | CONNECTED | 1.14 | 1.14 | 1.2 | DATA NOT AVAILABLE | DATA NOT AVAILABLE | DATA NOT AVAILABLE | DATA NOT AVAILABLE | DATA NOT AVAILABLE | DATA NOT AVAILABLE | DATA NOT AVAILABLE | DATA NOT AVAILABLE | DATA NOT AVAILABLE | DATA NOT AVAILABLE | N | DATA NOT AVAILABLE | DATA NOT AVAILABLE | DATA NOT AVAILABLE | DATA NOT AVAILABLE | DATA NOT AVAILABLE | 44105
2000000000000 | [5 empty] | 2000000000000 | SEVERN TRENT GREEN POWER LIMITED | AGRIVERT LIMITED | RADFORD FARM BUILDINGS | KITSMEAD LANE | CHIPPING NORTON | SURREY | OX7 4EB | ENGLAND | 440897 | 223897 | BRAMLEY (FLEE) | BRACKNELL RESERVE | MVEE | 11 | SOUTHERN ELECTRIC POWER DISTRIBUTION PLC | WASTE | ENGINE (COMBUSTION / RECIPROCATING) | NO | DATA NOT AVAILABLE | DATA NOT AVAILABLE | 2.261 | DATA NOT AVAILABLE | DATA NOT AVAILABLE | DATA NOT AVAILABLE | DATA NOT AVAILABLE | DATA NOT AVAILABLE | DATA NOT AVAILABLE | DATA NOT AVAILABLE | DATA NOT AVAILABLE | DATA NOT AVAILABLE | DATA NOT AVAILABLE | DATA NOT AVAILABLE | DATA NOT AVAILABLE | NO | CONNECTED | 2.261 | 2.261 | 2.38 | DATA NOT AVAILABLE | DATA NOT AVAILABLE | DATA NOT AVAILABLE | DATA NOT AVAILABLE | DATA NOT AVAILABLE | DATA NOT AVAILABLE | DATA NOT AVAILABLE | DATA NOT AVAILABLE | DATA NOT AVAILABLE | DATA NOT AVAILABLE | N | DATA NOT AVAILABLE | DATA NOT AVAILABLE | DATA NOT AVAILABLE | DATA NOT AVAILABLE | DATA NOT AVAILABLE | 44105
2000000000000 | [5 empty] | 2000000000000 | CODFORD BIOGAS LTD | STRATTON AD PLANT | EAST FARM | DATA NOT AVAILABLE | WARMINSTER | WILTSHIRE | BA12 0PJ | ENGLAND | 397429 | 139768 | MELKSHAM GSP | FROME | CODFORD | 11 | SOUTHERN ELECTRIC POWER DISTRIBUTION PLC | WASTE | ENGINE (COMBUSTION / RECIPROCATING) | NO | DATA NOT AVAILABLE | DATA NOT AVAILABLE | 1.9 | DATA NOT AVAILABLE | DATA NOT AVAILABLE | DATA NOT AVAILABLE | DATA NOT AVAILABLE | DATA NOT AVAILABLE | DATA NOT AVAILABLE | DATA NOT AVAILABLE | DATA NOT AVAILABLE | DATA NOT AVAILABLE | DATA NOT AVAILABLE | DATA NOT AVAILABLE | DATA NOT AVAILABLE | NO | CONNECTED | 1.9 | 1.9 | 2 | DATA NOT AVAILABLE | DATA NOT AVAILABLE | DATA NOT AVAILABLE | DATA NOT AVAILABLE | DATA NOT AVAILABLE | DATA NOT AVAILABLE | DATA NOT AVAILABLE | DATA NOT AVAILABLE | DATA NOT AVAILABLE | DATA NOT AVAILABLE | N | DATA NOT AVAILABLE | DATA NOT AVAILABLE | DATA NOT AVAILABLE | DATA NOT AVAILABLE | DATA NOT AVAILABLE | 44105
2000000000000 | [5 empty] | 2000000000000 | DE LA RUE INTERNATIONAL LTD ET AL | DATA NOT AVAILABLE | MILL | OVERTON MILL | BASINGSTOKE | HAMPSHIRE | RG25 3JG | ENGLAND | 451737 | 150947 | BRLE | BASI 33kV | OVERTON | 11 | SOUTHERN ELECTRIC POWER DISTRIBUTION PLC | WASTE | DATA NOT AVAILABLE | NO | DATA NOT AVAILABLE | DATA NOT AVAILABLE | 6 | DATA NOT AVAILABLE | DATA NOT AVAILABLE | DATA NOT AVAILABLE | DATA NOT AVAILABLE | DATA NOT AVAILABLE | DATA NOT AVAILABLE | DATA NOT AVAILABLE | DATA NOT AVAILABLE | DATA NOT AVAILABLE | DATA NOT AVAILABLE | DATA NOT AVAILABLE | DATA NOT AVAILABLE | DATA NOT AVAILABLE | CONNECTED | 6 | 5.7 | 6 | DATA NOT AVAILABLE | DATA NOT AVAILABLE | DATA NOT AVAILABLE | DATA NOT AVAILABLE | DATA NOT AVAILABLE | DATA NOT AVAILABLE | DATA NOT AVAILABLE | DATA NOT AVAILABLE | DATA NOT AVAILABLE | DATA NOT AVAILABLE | N | DATA NOT AVAILABLE | DATA NOT AVAILABLE | DATA NOT AVAILABLE | DATA NOT AVAILABLE | DATA NOT AVAILABLE | 45268
2000000000000 | [5 empty] | 2000000000000 | SSE GENERATION LIMITED | CHIPPENHAM PROJECT | CHIPPENHAM PROJECT | COCKLEBURY LANE | CHIPPENHAM | WILTSHIRE | SN15 1RS | ENGLAND | 392671 | 174371 | MELKSHAM GSP | CHIPPENHAM | CHIPPENHAM | 33 | SOUTHERN ELECTRIC POWER DISTRIBUTION PLC | WIND | ONSHORE WIND TURBINES | NO | DATA NOT AVAILABLE | DATA NOT AVAILABLE | 11.4 | DATA NOT AVAILABLE | DATA NOT AVAILABLE | DATA NOT AVAILABLE | DATA NOT AVAILABLE | DATA NOT AVAILABLE | DATA NOT AVAILABLE | DATA NOT AVAILABLE | DATA NOT AVAILABLE | DATA NOT AVAILABLE | DATA NOT AVAILABLE | DATA NOT AVAILABLE | DATA NOT AVAILABLE | NO | CONNECTED | 11.4 | 11.4 | 12 | DATA NOT AVAILABLE | DATA NOT AVAILABLE | DATA NOT AVAILABLE | DATA NOT AVAILABLE | DATA NOT AVAILABLE | DATA NOT AVAILABLE | DATA NOT AVAILABLE | DATA NOT AVAILABLE | DATA NOT AVAILABLE | DATA NOT AVAILABLE | N | DATA NOT AVAILABLE | DATA NOT AVAILABLE | DATA NOT AVAILABLE | DATA NOT AVAILABLE | DATA NOT AVAILABLE | 44034
2000000000000 | [5 empty] | 2000000000000 | EDF ENERGISED, UNKNOWN CUSTOMERS | PORTSMOUTH 178-4DATA NOT AVAILABLE3 | PORTSMOUTH 178-4DATA NOT AVAILABLE3 EBVSDATA NOT AVAILABLEDATA NOT AVAILABLE7 | IMPORT-EXPORT | PORTSMOUTH | PORTSMOUTH | PO3 5QH | ENGLAND | 466794 | 102814 | LOVEDEAN GSP | PORTSMOUTH | HILSEA INCINERATOR | 33 | SOUTHERN ELECTRIC POWER DISTRIBUTION PLC | WIND | ONSHORE WIND TURBINES | NO | DATA NOT AVAILABLE | DATA NOT AVAILABLE | 16.15 | DATA NOT AVAILABLE | DATA NOT AVAILABLE | DATA NOT AVAILABLE | DATA NOT AVAILABLE | DATA NOT AVAILABLE | DATA NOT AVAILABLE | DATA NOT AVAILABLE | DATA NOT AVAILABLE | DATA NOT AVAILABLE | DATA NOT AVAILABLE | DATA NOT AVAILABLE | DATA NOT AVAILABLE | NO | CONNECTED | 16.15 | 16.15 | 17 | DATA NOT AVAILABLE | DATA NOT AVAILABLE | DATA NOT AVAILABLE | DATA NOT AVAILABLE | DATA NOT AVAILABLE | DATA NOT AVAILABLE | DATA NOT AVAILABLE | DATA NOT AVAILABLE | DATA NOT AVAILABLE | DATA NOT AVAILABLE | N | DATA NOT AVAILABLE | DATA NOT AVAILABLE | DATA NOT AVAILABLE | DATA NOT AVAILABLE | DATA NOT AVAILABLE | 44034
2000000000000 | [5 empty] | 2000000000000 | COOP PPA SITES | WESTMILL WINDFARM | WESTMILL WINDFARM | WESTMILL WINDFARM | SWINDON | OXFORDSHIRE | SN6 8TR | ENGLAND | 425005 | 190014 | MINETY GSP | STRATTON | WESTMILL WIND FARM | 33 | SOUTHERN ELECTRIC POWER DISTRIBUTION PLC | WIND | ONSHORE WIND TURBINES | NO | DATA NOT AVAILABLE | DATA NOT AVAILABLE | 2.66 | DATA NOT AVAILABLE | DATA NOT AVAILABLE | DATA NOT AVAILABLE | DATA NOT AVAILABLE | DATA NOT AVAILABLE | DATA NOT AVAILABLE | DATA NOT AVAILABLE | DATA NOT AVAILABLE | DATA NOT AVAILABLE | DATA NOT AVAILABLE | DATA NOT AVAILABLE | DATA NOT AVAILABLE | NO | CONNECTED | 2.66 | 2.66 | 2.8 | DATA NOT AVAILABLE | DATA NOT AVAILABLE | DATA NOT AVAILABLE | DATA NOT AVAILABLE | DATA NOT AVAILABLE | DATA NOT AVAILABLE | DATA NOT AVAILABLE | DATA NOT AVAILABLE | DATA NOT AVAILABLE | DATA NOT AVAILABLE | N | DATA NOT AVAILABLE | DATA NOT AVAILABLE | DATA NOT AVAILABLE | DATA NOT AVAILABLE | DATA NOT AVAILABLE | 44034
2000000000000 | [5 empty] | 2000000000000 | COOP PPA SITES | WESTMILL WINDFARM | WESTMILL WINDFARM | WESTMILL WINDFARM | SWINDON | OXFORDSHIRE | SN6 8TR | ENGLAND | 425005 | 190014 | MINETY GSP | STRATTON | WESTMILL WIND FARM | 33 | SOUTHERN ELECTRIC POWER DISTRIBUTION PLC | WIND | ONSHORE WIND TURBINES | NO | DATA NOT AVAILABLE | DATA NOT AVAILABLE | 3.895 | DATA NOT AVAILABLE | DATA NOT AVAILABLE | DATA NOT AVAILABLE | DATA NOT AVAILABLE | DATA NOT AVAILABLE | DATA NOT AVAILABLE | DATA NOT AVAILABLE | DATA NOT AVAILABLE | DATA NOT AVAILABLE | DATA NOT AVAILABLE | DATA NOT AVAILABLE | DATA NOT AVAILABLE | NO | CONNECTED | 3.895 | 3.895 | 4.1 | DATA NOT AVAILABLE | DATA NOT AVAILABLE | DATA NOT AVAILABLE | DATA NOT AVAILABLE | DATA NOT AVAILABLE | DATA NOT AVAILABLE | DATA NOT AVAILABLE | DATA NOT AVAILABLE | DATA NOT AVAILABLE | DATA NOT AVAILABLE | N | DATA NOT AVAILABLE | DATA NOT AVAILABLE | DATA NOT AVAILABLE | DATA NOT AVAILABLE | DATA NOT AVAILABLE | 44034
2000000000000 | [5 empty] | 2000000000000 | VEOLIA UK LIMITED | BLUE HAZE LANDFILL | BLUE HAZE LANDFILL RINGWOOD LANDFILL GEN SUB | VERWOOD ROAD | RINGWOOD | DORSET | BH24 3QE | ENGLAND | 412191 | 106833 | MANNINGTON GSP | MANNINGTON | RINGWOOD LANDFILL | 33 | SOUTHERN ELECTRIC POWER DISTRIBUTION PLC | WIND | ONSHORE WIND TURBINES | NO | DATA NOT AVAILABLE | DATA NOT AVAILABLE | 4.75 | DATA NOT AVAILABLE | DATA NOT AVAILABLE | DATA NOT AVAILABLE | DATA NOT AVAILABLE | DATA NOT AVAILABLE | DATA NOT AVAILABLE | DATA NOT AVAILABLE | DATA NOT AVAILABLE | DATA NOT AVAILABLE | DATA NOT AVAILABLE | DATA NOT AVAILABLE | DATA NOT AVAILABLE | NO | CONNECTED | 4.75 | 4.75 | 5 | DATA NOT AVAILABLE | DATA NOT AVAILABLE | DATA NOT AVAILABLE | DATA NOT AVAILABLE | DATA NOT AVAILABLE | DATA NOT AVAILABLE | DATA NOT AVAILABLE | DATA NOT AVAILABLE | DATA NOT AVAILABLE | DATA NOT AVAILABLE | N | DATA NOT AVAILABLE | DATA NOT AVAILABLE | DATA NOT AVAILABLE | DATA NOT AVAILABLE | DATA NOT AVAILABLE | 44034
2000000000000 | [5 empty] | 2000000000000 | WESTMILL SOLA | WESTMILL WIND FARM | WESTMILL WIND FARM | DATA NOT AVAILABLE | SWINDON | SWINDON | SN6 8TH | ENGLAND | 423237 | 190942 | MINETY GSP | STRATTON | WESTMILL PV GENERATION | 33 | SOUTHERN ELECTRIC POWER DISTRIBUTION PLC | WIND | ONSHORE WIND TURBINES | NO | DATA NOT AVAILABLE | DATA NOT AVAILABLE | 4.75 | DATA NOT AVAILABLE | DATA NOT AVAILABLE | DATA NOT AVAILABLE | DATA NOT AVAILABLE | DATA NOT AVAILABLE | DATA NOT AVAILABLE | DATA NOT AVAILABLE | DATA NOT AVAILABLE | DATA NOT AVAILABLE | DATA NOT AVAILABLE | DATA NOT AVAILABLE | DATA NOT AVAILABLE | NO | CONNECTED | 4.75 | 4.75 | 5 | DATA NOT AVAILABLE | DATA NOT AVAILABLE | DATA NOT AVAILABLE | DATA NOT AVAILABLE | DATA NOT AVAILABLE | DATA NOT AVAILABLE | DATA NOT AVAILABLE | DATA NOT AVAILABLE | DATA NOT AVAILABLE | DATA NOT AVAILABLE | N | DATA NOT AVAILABLE | DATA NOT AVAILABLE | DATA NOT AVAILABLE | DATA NOT AVAILABLE | DATA NOT AVAILABLE | 44034
1050001708747 | [6 empty] | WSP ¦ Parsons Brinckerhoff | CHASE FM HOSPITAL ENFIELD | 127 RIDGEWAY |  | Enfield | MIDDLESEX | EN2 8JL | England | 531247 | 198095 | Tottenham | Palmers Grn Grid 33kV | North Enfield Primary 11kV | 11 | Eastern Power Networks (EPN) | Fossil - Gas | Gas turbine (OCGT) |  |  |  | 4.2 | Solar | Photovoltaic | [10 empty] | No | Connected | 4.2 | 4.2 | 4.421 |  | 0 | 2018-04-12 | [13 empty] | 2024-11-14 | 0.82001 | 51.875 | 51.8750375450397, 0.820013899849243 | EPN-S0000000H3076 | Fossil fuel
2000060000000 | [5 empty] | 2000060000000 | PS-GANDER-DOWN SOLAR FARM LTD | EVELEY FARM 2 | EVELEY SOLAR FARM | HAUGHTON | ANDOVER | HAMPSHIRE | SO20 6SA | ENGLAND | 432815 | 133266 | NURSLING GSP | WINCHESTER | HOUGHTON | HV | SOUTHERN ELECTRIC POWER DISTRIBUTION PLC | SOLAR | PHOTOVOLTAIC | NO | DATA NOT AVAILABLE | DATA NOT AVAILABLE | 5 | DATA NOT AVAILABLE | DATA NOT AVAILABLE | DATA NOT AVAILABLE | DATA NOT AVAILABLE | DATA NOT AVAILABLE | DATA NOT AVAILABLE | DATA NOT AVAILABLE | DATA NOT AVAILABLE | DATA NOT AVAILABLE | DATA NOT AVAILABLE | DATA NOT AVAILABLE | DATA NOT AVAILABLE | DATA NOT AVAILABLE | CONNECTED | 4.9999 | 4.9999 | 5.263 | 0.1 | 0.10526 | 45645 | DATA NOT AVAILABLE | DATA NOT AVAILABLE | DATA NOT AVAILABLE | DATA NOT AVAILABLE | DATA NOT AVAILABLE | DATA NOT AVAILABLE | DATA NOT AVAILABLE | N | DATA NOT AVAILABLE | DATA NOT AVAILABLE | DATA NOT AVAILABLE | DATA NOT AVAILABLE | DATA NOT AVAILABLE | 45755
2000060000000 | [5 empty] | DATA NOT AVAILABLE | WESSEX WATER SERVICES LIMITED | BERRY HILL SLUDGE TREATMENT CENTRE | DATA NOT AVAILABLE | WATERY LANE | THROOP | BOURNEMOUTH | DORSET | ENGLAND | 410903 | 95991 | MANNINGTON GSP | REDHILL | REDHILL | HV | SOUTHERN ELECTRIC POWER DISTRIBUTION PLC | STORED ENERGY (ALL STORED ENERGY IRRESPECTVE OF THE ORIGINAL ENERGY SOURCE) | STORAGE - ELECTROCHEMICAL (BATTERIES) | NO | DATA NOT AVAILABLE | DATA NOT AVAILABLE | 3.176 | DATA NOT AVAILABLE | DATA NOT AVAILABLE | DATA NOT AVAILABLE | DATA NOT AVAILABLE | DATA NOT AVAILABLE | DATA NOT AVAILABLE | DATA NOT AVAILABLE | DATA NOT AVAILABLE | DATA NOT AVAILABLE | DATA NOT AVAILABLE | DATA NOT AVAILABLE | DATA NOT AVAILABLE | DATA NOT AVAILABLE | CONNECTED | 1.3994 | 1.3994 | 1.473 | 2.605 | 2.7421 | 45576 | DATA NOT AVAILABLE | DATA NOT AVAILABLE | DATA NOT AVAILABLE | DATA NOT AVAILABLE | DATA NOT AVAILABLE | DATA NOT AVAILABLE | DATA NOT AVAILABLE | N | DATA NOT AVAILABLE | DATA NOT AVAILABLE | DATA NOT AVAILABLE | DATA NOT AVAILABLE | DATA NOT AVAILABLE | 45755
2000060000000 | [5 empty] | 2000060000000 | BOTLEY ENERGY RESERVE LIMITED | DATA NOT AVAILABLE | TITCHFIELD LANE - ESS BOTLEY 1 | TITCHFIELD LANE | FAREHAM | HAMPSHIRE | PO15 6DY | ENGLAND | 455138 | 109927 | BOTLEY WOOD GSP | BOTLEY WOOD | DATA NOT AVAILABLE | EHV | SOUTHERN ELECTRIC POWER DISTRIBUTION PLC | STORED ENERGY (ALL STORED ENERGY IRRESPECTVE OF THE ORIGINAL ENERGY SOURCE) | STORAGE - ELECTROCHEMICAL (BATTERIES) | NO | DATA NOT AVAILABLE | DATA NOT AVAILABLE | 49.9 | DATA NOT AVAILABLE | DATA NOT AVAILABLE | DATA NOT AVAILABLE | DATA NOT AVAILABLE | DATA NOT AVAILABLE | DATA NOT AVAILABLE | DATA NOT AVAILABLE | DATA NOT AVAILABLE | DATA NOT AVAILABLE | DATA NOT AVAILABLE | DATA NOT AVAILABLE | DATA NOT AVAILABLE | DATA NOT AVAILABLE | CONNECTED | 49.8997 | 49.8997 | 52.526 | 49.9 | 52.5263 | DATA NOT AVAILABLE | DATA NOT AVAILABLE | DATA NOT AVAILABLE | DATA NOT AVAILABLE | DATA NOT AVAILABLE | DATA NOT AVAILABLE | DATA NOT AVAILABLE | DATA NOT AVAILABLE | N | DATA NOT AVAILABLE | DATA NOT AVAILABLE | DATA NOT AVAILABLE | DATA NOT AVAILABLE | DATA NOT AVAILABLE | 45755
2000060000000 | [5 empty] | 2000060000000 | LOUDWATER IMPORT | LOUDWATER | DATA NOT AVAILABLE | DEREHAMS LANE | HIGH WYCOMBE | BUCKINGHAMSHIRE | HP10 9RR | ENGLAND | 490531 | 191093 | AMERSHAM | LOUDWATER | DATA NOT AVAILABLE | EHV | SOUTHERN ELECTRIC POWER DISTRIBUTION PLC | STORED ENERGY (ALL STORED ENERGY IRRESPECTVE OF THE ORIGINAL ENERGY SOURCE) | STORAGE - ELECTROCHEMICAL (BATTERIES) | NO | DATA NOT AVAILABLE | DATA NOT AVAILABLE | 40 | DATA NOT AVAILABLE | DATA NOT AVAILABLE | DATA NOT AVAILABLE | DATA NOT AVAILABLE | DATA NOT AVAILABLE | DATA NOT AVAILABLE | DATA NOT AVAILABLE | DATA NOT AVAILABLE | DATA NOT AVAILABLE | DATA NOT AVAILABLE | DATA NOT AVAILABLE | DATA NOT AVAILABLE | DATA NOT AVAILABLE | CONNECTED | 39.9997 | 39.9997 | 42.105 | 40 | 42.1053 | 45687 | DATA NOT AVAILABLE | DATA NOT AVAILABLE | DATA NOT AVAILABLE | DATA NOT AVAILABLE | DATA NOT AVAILABLE | DATA NOT AVAILABLE | DATA NOT AVAILABLE | N | DATA NOT AVAILABLE | DATA NOT AVAILABLE | DATA NOT AVAILABLE | DATA NOT AVAILABLE | DATA NOT AVAILABLE | 45755
2000000000000 | [5 empty] | 2000000000000 | WYKE FARMS LTD | WYKE FARMS LTD | WHITE HOUSE FARM | DATA NOT AVAILABLE | BRUTON | SOMERSET | BA10 0PU | ENGLAND | 366362 | 134820 | MELKSHAM GSP | FROME | BRUTON | 11 | SOUTHERN ELECTRIC POWER DISTRIBUTION PLC | BIOFUEL - LANDFILL GAS | ENGINE (COMBUSTION / RECIPROCATING) | NO | DATA NOT AVAILABLE | DATA NOT AVAILABLE | 1.9 | DATA NOT AVAILABLE | DATA NOT AVAILABLE | DATA NOT AVAILABLE | DATA NOT AVAILABLE | DATA NOT AVAILABLE | DATA NOT AVAILABLE | DATA NOT AVAILABLE | DATA NOT AVAILABLE | DATA NOT AVAILABLE | DATA NOT AVAILABLE | DATA NOT AVAILABLE | DATA NOT AVAILABLE | NO | CONNECTED | 1.9 | 1.9 | 2 | DATA NOT AVAILABLE | DATA NOT AVAILABLE | DATA NOT AVAILABLE | DATA NOT AVAILABLE | DATA NOT AVAILABLE | DATA NOT AVAILABLE | DATA NOT AVAILABLE | DATA NOT AVAILABLE | DATA NOT AVAILABLE | DATA NOT AVAILABLE | N | DATA NOT AVAILABLE | DATA NOT AVAILABLE | DATA NOT AVAILABLE | DATA NOT AVAILABLE | DATA NOT AVAILABLE | 44105
2000000000000 | [5 empty] | 2000000000000 | WYMERING STOR GENERATION | WYMERING STOR GENERATION | WYMERING STOR GENERATION | DATA NOT AVAILABLE | PORTSMOUTH | PORTSMOUTH | PO6 3TJ | ENGLAND | 464678 | 105521 | LOVEDEAN GSP | WYMERING | NORTHARBOUR RD GEN | 33 | SOUTHERN ELECTRIC POWER DISTRIBUTION PLC | OTHER | ENGINE (COMBUSTION / RECIPROCATING) | NO | DATA NOT AVAILABLE | DATA NOT AVAILABLE | 15.96 | DATA NOT AVAILABLE | DATA NOT AVAILABLE | DATA NOT AVAILABLE | DATA NOT AVAILABLE | DATA NOT AVAILABLE | DATA NOT AVAILABLE | DATA NOT AVAILABLE | DATA NOT AVAILABLE | DATA NOT AVAILABLE | DATA NOT AVAILABLE | DATA NOT AVAILABLE | DATA NOT AVAILABLE | YES | CONNECTED | 15.96 | 15.96 | 16.8 | 0.665 | 0.7 | 42643 | DATA NOT AVAILABLE | DATA NOT AVAILABLE | DATA NOT AVAILABLE | DATA NOT AVAILABLE | DATA NOT AVAILABLE | DATA NOT AVAILABLE | DATA NOT AVAILABLE | Y | DATA NOT AVAILABLE | DATA NOT AVAILABLE | DATA NOT AVAILABLE | DATA NOT AVAILABLE | DATA NOT AVAILABLE | 44034
1700000000000 | [5 empty] | 1700000000000 | WYVIS ONE ESTATE LIMITED | WYVIS HYDRO PROJECTS | WYVIS HYDRO PROJECTS RECOST | WYVIS ESTATE | DINGWALL | HIGHLAND | IV16 9XW | SCOTLAND | 256926 | 867221 | GRUDIE BRIDGE | DATA NOT APPLICABLE | GRUDIE BRIDGE | 33 | SCOTTISH HYDRO ELECTRIC POWER DISTRIBUTION PLC | HYDRO (TO BE CONFIRMED) | HYDRO POWER SYSTEM | NO | DATA NOT AVAILABLE | DATA NOT AVAILABLE | 3.705 | DATA NOT AVAILABLE | DATA NOT AVAILABLE | DATA NOT AVAILABLE | DATA NOT AVAILABLE | DATA NOT AVAILABLE | DATA NOT AVAILABLE | DATA NOT AVAILABLE | DATA NOT AVAILABLE | DATA NOT AVAILABLE | DATA NOT AVAILABLE | DATA NOT AVAILABLE | DATA NOT AVAILABLE | NO | CONNECTED | 3.705 | 3.705 | 3.9 | 0.095 | 0.1 | 42713 | DATA NOT AVAILABLE | DATA NOT AVAILABLE | DATA NOT AVAILABLE | DATA NOT AVAILABLE | DATA NOT AVAILABLE | DATA NOT AVAILABLE | DATA NOT AVAILABLE | N | DATA NOT AVAILABLE | DATA NOT AVAILABLE | DATA NOT AVAILABLE | DATA NOT AVAILABLE | DATA NOT AVAILABLE | 44034
1300054913616 | [5 empty] | data not available | YLEM Energy limited | Brookhill Landfill | Pinfold Industrial Estate | Brookhill Way | Buckley | Dee Valley and Mid Wales | CH7 3PL | Wales | 327754 | 365391 | CONNAHS QUAY / PENTIR / ST ASAPH (CONQ) | CASTLE CEMENT GT1 / HAWARDEN GT1 / SALTNEY GT1 / SALTNEY G2B | BUCKLEY T1 / BUCKLEY T2 / BUCKLEY CROSS T1 | 33 | SP Manweb plc | Biofuel - Landfill gas | Engine (combustion / reciprocating) | No | 0 | 0 | 1 | data not applicable | data not applicable | No | 0 | 0 | 0 | data not applicable | data not applicable | No | 0 | 0 | 0 | data not available | Connected | 1 | 1 | 1.0526 | data not applicable | data not applicable | 39631 | data not applicable | data not applicable | data not applicable | data not applicable | data not applicable | data not available | data not applicable | N | N | data not available | N | data not available | data not available | 44088 | data not available | 148
1800054479014 | [5 empty] | data not applicable | YLEM Energy limited | Lochhead Landfill | Lochhead Landfill Site | Lochhead | Dunfermline | Fife | KY12 0RX | Scotland | 308500 | 690500 | Dunfermline | data not applicable | TOWNHILL (11kV) | 11 | SP Distribution Ltd | Biofuel - Landfill gas | Steam-gas turbine (CCGT) | No | 0 | 0 | 2.3 | data not applicable | data not applicable | No | 0 | 0 | 0 | data not applicable | data not applicable | No | 0 | 0 | 0 | Yes | Connected | 2.3 | 2.3 | 2.4211 | 0 | 0 | 38961 | data not applicable | data not applicable | data not applicable | data not applicable | data not applicable | data not available | data not available | N | N | data not available | N | 249617 | data not available | 44088 | data not available | 518
1800054535389 | [5 empty] | data not applicable | Ylem Energy Limited | Ladybank Landfill Lower Melville Wood | Lower Melville Wood | data not available | Ladybank | Fife | KY15 7UL | Scotland | 330000 | 711700 | Cupar | data not applicable | CUPAR (11kV) | 11 | SP Distribution Ltd | Biofuel - Landfill gas | Steam-gas turbine (CCGT) | No | data not available | data not available | 2.4 | data not applicable | data not applicable | No | 0 | 0 | 0 | data not applicable | data not applicable | No | 0 | 0 | 0 | Yes | Connected | 2.4 | 2.4 | 2.5263 | 0 | 0 | 39142 | data not applicable | data not applicable | data not applicable | data not applicable | data not applicable | data not available | data not available | N | N | data not available | N | data not available | data not available | 44088 | data not available | 469
1050001523584 | [6 empty] | Yodel Hatfield Business Park | HATFIELD BUS PK |  |  | Hatfield | Herts | AL10 9TR | England | 520770 | 209410 | Elstree | Hatfield Grid 33kV | Tunnel Primary 11kV | 11 | Eastern Power Networks (EPN) | Fossil - Oil | Engine (combustion / reciprocating) |  |  |  | 1.75 | [12 empty] | No | Connected | 1.75 | 1.75 | 1.842 | 0 | 0 | 2018-08-21 | [13 empty] | 2021-12-14 | -0.48344 | 51.987 | 51.9870360833087, -0.483435764025557 | EPN-S0000000D8023 | Solar PV
1592001074950 | [5 empty] | Data Not Available | York District Hospital | York District Hospital | York Hospital | Wigginton Road | York | North Yorkshire | YO31 8HE | England | 460069 | 453000 | Osbaldwick | Melrosegate | Foss Islands | 11 | Northern Powergrid (Northeast) plc | Fossil - Gas | Steam turbine (thermal power plant) | Yes | Data Not Applicable | Data Not Applicable | 1.161 | Data Not Available | Data Not Available | Data Not Available | Data Not Available | Data Not Available | Data Not Available | Data Not Available | Data Not Available | Data Not Available | Data Not Available | Data Not Available | Data Not Available | No | Connected | 1.161 | 1.161 | 1.222 | Data Not Available | Data Not Available | Data Not Available | Data Not Applicable | Data Not Applicable | 1.222 | Data Not Applicable | Data Not Applicable | Data Not Available | Data Not Available | Data Not Available | Data Not Available | Data Not Available | Data Not Available | Data Not Available | Data Not Available | 2022-01-12 | 53.96959269031467, -1.085779967286116 |  |  | York
1574200344413 | [5 empty] | 1580001776456 | York University 10MVA Demand 2MW CHP | York University 10MVA Demand 2MW CHP | Heslington East Campus | Innovation Close | Heslington | North Yorkshire | YO10 5ZF | England | 462650 | 450883 | Osbaldwick | Melrosegate | York University | 11 | Northern Powergrid (Northeast) plc | Fossil - Gas | Steam turbine (thermal power plant) | Yes | Data Not Applicable | Data Not Applicable | 2 | Data Not Available | Data Not Available | Data Not Available | Data Not Available | Data Not Available | Data Not Available | Data Not Available | Data Not Available | Data Not Available | Data Not Available | Data Not Available | Data Not Available | No | Connected | 2 | 2 | 2.105 | 9.5 | 10 | 2022-09-12 09:34:00 | Data Not Applicable | Data Not Applicable | 2.105 | Data Not Applicable | Data Not Applicable | 2020-03-11 00:00:00 | Data Not Available | Data Not Available | Data Not Available | Data Not Available | Data Not Available | Data Not Available | Data Not Available | 2024-09-11 | 53.950262668337935, -1.0468743282178106 | 2020-03-11 | 2022-09-12 | York
1594050634101 | [5 empty] | Data Not Available | Yorwaste Ltd | Yorwaste Ltd | Harewood Whin | Rufforth | York | North Yorkshire | YO23 3 | England | 457398 | 450694 | Poppleton | Poppleton | Gale Lane | 11 | Northern Powergrid (Northeast) plc | Fossil - Gas | Engine (combustion / reciprocating) | No | Data Not Applicable | Data Not Applicable | 1.9 | Data Not Available | Data Not Available | Data Not Available | Data Not Available | Data Not Available | Data Not Available | Data Not Available | Data Not Available | Data Not Available | Data Not Available | Data Not Available | Data Not Available | No | Connected | 1.9 | 2.85 | 3 | Data Not Available | Data Not Available | 2000-11-10 00:00:00 | Data Not Applicable | Data Not Applicable | 2 | Data Not Applicable | Data Not Applicable | Data Not Available | Data Not Available | Data Not Available | Data Not Available | Data Not Available | Data Not Available | Data Not Available | Data Not Available | 2017-03-08 | 53.949172207551506, -1.126925078418403 |  | 2000-11-10 | York
data not available | [5 empty] | data not available | Ysbyty GlaNo Clwyd | Ysbyty Glan Clwyd | Sarn Lane | Rhyl | Denbigh | North Wales | LL18 5UJ | Wales | 300169 | 375955 | CONNAHS QUAY / PENTIR / ST ASAPH (CONQ) | HOLYWELL GT1 / RHYL GT1 / ST ASAPH GT2 / ST ASAPH GT4 | YSBYTY GLAN CLWYD T1 | 33 | SP Manweb plc | Fossil - Gas | Steam-gas turbine (CCGT) | Yes | 0 | 0 | 1.92 | data not applicable | data not applicable | No | 0 | 0 | 0 | data not applicable | data not applicable | No | 0 | 0 | 0 | data not available | Connected | 1.92 | 1.92 | 2.0211 | data not applicable | data not applicable | data not available | data not applicable | data not applicable | data not applicable | data not applicable | data not applicable | data not available | data not applicable | N | N | data not available | N | data not available | data not available | 44910 | data not available | 823
data not available | [5 empty] | data not available | Ysbyty Gwynedd | Ysbyty Gwynedd | Gwynedd Area Health Authority | Ysbyty Gwynedd | Bangor | North Wales | LL57 2PW | Wales | 256002 | 370262 | CONNAHS QUAY / PENTIR / ST ASAPH (PENT) | BANGOR GT2 / CAERNARFON GT2 | BANGOR HOSP T1 / EITHINOG T1 / BANGOR UNIVERSITY T1 / HIRAEL T1 | 33 | SP Manweb plc | Fossil - Gas | Steam-gas turbine (CCGT) | Yes | 0 | 0 | 4.4 | data not applicable | data not applicable | No | 0 | 0 | 0 | data not applicable | data not applicable | No | 0 | 0 | 0 | data not available | Connected | 4.4 | 4.4 | 4.6316 | data not applicable | data not applicable | data not available | data not applicable | data not applicable | data not applicable | data not applicable | data not applicable | data not available | data not applicable | N | N | data not available | N | data not available | data not available | 44088 | data not available | 824
2394000143583 | [5 empty] | 2380002651032 | YW Calder Valley CHP | YW Calder Valley CHP | Yorkshire Water Calder Valley SI Works | Cooper Bridge Road | Mirfield | West Yorkshire | WF14 0BS | England | 417906 | 420845 | Elland | Brighouse 132/33kV | Deighton | 11 | Northern Powergrid (Yorkshire) plc | Fossil - Gas | Steam turbine (thermal power plant) | Yes | Data Not Applicable | Data Not Applicable | 2.84 | Data Not Available | Data Not Available | Data Not Available | Data Not Available | Data Not Available | Data Not Available | Data Not Available | Data Not Available | Data Not Available | Data Not Available | Data Not Available | Data Not Available | No | Connected | 2.84 | 2.984 | 3.141 | 2.47 | 2.6 | 2020-08-02 10:18:00 | Data Not Applicable | Data Not Applicable | 2.989 | Data Not Applicable | Data Not Applicable | 2019-09-12 09:51:00 | Data Not Available | Data Not Available | Data Not Available | Data Not Available | Data Not Available | Data Not Available | Data Not Available | 2024-09-11 | 53.68375931853539, -1.7303674267875315 | 2019-09-12 | 2020-08-02 | Calderdale
2100000000000 | [5 empty] | DATA NOT AVAILABLE | DATA NOT AVAILABLE | WRECCLESHAM BATT STOR 7516 | WRECCLESHAM HILL | FARNHAM | WRECCLESHAM | HAMPSHIRE | GU10 4JU | ENGLAND | 481991 | 144123 | DATA NOT AVAILABLE | DATA NOT AVAILABLE | DATA NOT AVAILABLE | DATA NOT AVAILABLE | SOUTHERN ELECTRIC POWER DISTRIBUTION PLC | STORED ENERGY (ALL STORED ENERGY IRRESPECTVE OF THE ORIGINAL ENERGY SOURCE) | STORAGE - ELECTROCHEMICAL (BATTERIES) | NO | DATA NOT AVAILABLE | DATA NOT AVAILABLE | 20.0004 | DATA NOT AVAILABLE | DATA NOT AVAILABLE | DATA NOT AVAILABLE | DATA NOT AVAILABLE | DATA NOT AVAILABLE | DATA NOT AVAILABLE | DATA NOT AVAILABLE | DATA NOT AVAILABLE | DATA NOT AVAILABLE | DATA NOT AVAILABLE | DATA NOT AVAILABLE | DATA NOT AVAILABLE | DATA NOT AVAILABLE | CONNECTED | 20.0004 | 20.0004 | 21.053 | DATA NOT AVAILABLE | DATA NOT AVAILABLE | DATA NOT AVAILABLE | DATA NOT AVAILABLE | DATA NOT AVAILABLE | DATA NOT AVAILABLE | DATA NOT AVAILABLE | DATA NOT AVAILABLE | DATA NOT AVAILABLE | DATA NOT AVAILABLE | N | DATA NOT AVAILABLE | DATA NOT AVAILABLE | DATA NOT AVAILABLE | DATA NOT AVAILABLE | DATA NOT AVAILABLE | 45238
DATA NOT AVAILABLE | [5 empty] | DATA NOT AVAILABLE | TNEI SERVICES | BUDDS PLANTATION GAS | BUDDS PLANTATION | PAICES HILL | READING | BERKSHIRE | RG7 4PJ | ENGLAND | 458585 | 162976 | BRAMLEY (ANDO-THAT) | THATCHAM | DATA NOT AVAILABLE | EHV | SOUTHERN ELECTRIC POWER DISTRIBUTION PLC | ADVANCED FUEL (PRODUCED VIA GASIFICATION OR PYROLYSIS OF BIOFUEL OR WASTE) | GAS TURBINE (OCGT) | NO | DATA NOT AVAILABLE | DATA NOT AVAILABLE | 19.5 | DATA NOT AVAILABLE | DATA NOT AVAILABLE | DATA NOT AVAILABLE | DATA NOT AVAILABLE | DATA NOT AVAILABLE | DATA NOT AVAILABLE | DATA NOT AVAILABLE | DATA NOT AVAILABLE | DATA NOT AVAILABLE | DATA NOT AVAILABLE | DATA NOT AVAILABLE | DATA NOT AVAILABLE | NO | ACCEPTED TO CONNECT | DATA NOT AVAILABLE | DATA NOT AVAILABLE | DATA NOT AVAILABLE | DATA NOT AVAILABLE | DATA NOT AVAILABLE | DATA NOT AVAILABLE | 19.5 | 19.5 | 20.5263 | 0.95 | 1 | 45315 | DATA NOT AVAILABLE | N | DATA NOT AVAILABLE | DATA NOT AVAILABLE | DATA NOT AVAILABLE | DATA NOT AVAILABLE | DATA NOT AVAILABLE | 44034
DATA NOT AVAILABLE | [5 empty] | DATA NOT AVAILABLE | MUIRDEN ENERGY LLP | CULBEUCHLY GAS GENERATOR | CULBEUCHLY | DATA NOT AVAILABLE | BANFF | ABERDEENSHIRE | AB45 3AJ | SCOTLAND | 364887 | 862399 | MACDUFF | DATA NOT APPLICABLE | MACDUFF GRID | 33 | SCOTTISH HYDRO ELECTRIC POWER DISTRIBUTION PLC | ADVANCED FUEL (PRODUCED VIA GASIFICATION OR PYROLYSIS OF BIOFUEL OR WASTE) | GAS TURBINE (OCGT) | NO | DATA NOT AVAILABLE | DATA NOT AVAILABLE | 20 | DATA NOT AVAILABLE | DATA NOT AVAILABLE | DATA NOT AVAILABLE | DATA NOT AVAILABLE | DATA NOT AVAILABLE | DATA NOT AVAILABLE | DATA NOT AVAILABLE | DATA NOT AVAILABLE | DATA NOT AVAILABLE | DATA NOT AVAILABLE | DATA NOT AVAILABLE | DATA NOT AVAILABLE | NO | ACCEPTED TO CONNECT | DATA NOT AVAILABLE | DATA NOT AVAILABLE | DATA NOT AVAILABLE | DATA NOT AVAILABLE | DATA NOT AVAILABLE | DATA NOT AVAILABLE | 20 | 20 | 21.0526 | 0.095 | 0.1 | 43276 | DATA NOT AVAILABLE | N | DATA NOT AVAILABLE | DATA NOT AVAILABLE | DATA NOT AVAILABLE | DATA NOT AVAILABLE | DATA NOT AVAILABLE | 44034
DATA NOT AVAILABLE | [5 empty] | DATA NOT AVAILABLE | ECLIPSE POWER | KINGDOM AVENUE - GAS | PLOT D2 | KINGDOM AVENUE NORTHACRE INDUSTRIAL PARK | WESTBURY | WILTSHIRE | BA13 4EW | ENGLAND | 385702 | 152278 | MELKSHAM GSP | FROME | HAWKERIDGE | 11 | SOUTHERN ELECTRIC POWER DISTRIBUTION PLC | ADVANCED FUEL (PRODUCED VIA GASIFICATION OR PYROLYSIS OF BIOFUEL OR WASTE) | GAS TURBINE (OCGT) | NO | DATA NOT AVAILABLE | DATA NOT AVAILABLE | 7.6 | DATA NOT AVAILABLE | DATA NOT AVAILABLE | DATA NOT AVAILABLE | DATA NOT AVAILABLE | DATA NOT AVAILABLE | DATA NOT AVAILABLE | DATA NOT AVAILABLE | DATA NOT AVAILABLE | DATA NOT AVAILABLE | DATA NOT AVAILABLE | DATA NOT AVAILABLE | DATA NOT AVAILABLE | DATA NOT AVAILABLE | ACCEPTED TO CONNECT | DATA NOT AVAILABLE | DATA NOT AVAILABLE | DATA NOT AVAILABLE | DATA NOT AVAILABLE | DATA NOT AVAILABLE | DATA NOT AVAILABLE | 7.6 | 7.6 | 8 | 0.3325 | 0.35 | 45307 | DATA NOT AVAILABLE | N | DATA NOT AVAILABLE | DATA NOT AVAILABLE | DATA NOT AVAILABLE | DATA NOT AVAILABLE | DATA NOT AVAILABLE | 44034
DATA NOT AVAILABLE | [5 empty] | DATA NOT AVAILABLE | MINISTRY OF DEFENCE | BAE FACILITIES - CHP NATURAL GAS, ELECTRICITY STOR | VICTORIA ROAD | HMNB PORTSMOUTH BUILDING 2-019, PP116 PORTSMOUTH PORTSMOUTH | PORTSMOUTH | PORTSMOUTH | PO1 3NJ | ENGLAND | 463619 | 100865 | LOVEDEAN GSP | PORTSMOUTH | DOCKYARD | EHV | SOUTHERN ELECTRIC POWER DISTRIBUTION PLC | ADVANCED FUEL (PRODUCED VIA GASIFICATION OR PYROLYSIS OF BIOFUEL OR WASTE) | GAS TURBINE (OCGT) | YES | DATA NOT AVAILABLE | DATA NOT AVAILABLE | 3 | DATA NOT AVAILABLE | DATA NOT AVAILABLE | DATA NOT AVAILABLE | DATA NOT AVAILABLE | DATA NOT AVAILABLE | DATA NOT AVAILABLE | DATA NOT AVAILABLE | DATA NOT AVAILABLE | DATA NOT AVAILABLE | DATA NOT AVAILABLE | DATA NOT AVAILABLE | DATA NOT AVAILABLE | DATA NOT AVAILABLE | ACCEPTED TO CONNECT | DATA NOT AVAILABLE | DATA NOT AVAILABLE | DATA NOT AVAILABLE | DATA NOT AVAILABLE | DATA NOT AVAILABLE | DATA NOT AVAILABLE | 3 | 0 | 0 | 0 | 0 | 43865 | DATA NOT AVAILABLE | N | DATA NOT AVAILABLE | DATA NOT AVAILABLE | DATA NOT AVAILABLE | DATA NOT AVAILABLE | DATA NOT AVAILABLE | 44034
DATA NOT AVAILABLE | [5 empty] | DATA NOT AVAILABLE | AMP ENERGY SERVICES LTD | 4MW ANDOVER BUSINESS PARK - GAS | UNIT 2 | ANDOVER BUSINESS PARK | ANDOVER | HAMPSHIRE | SP11 8BF | ENGLAND | 433670 | 145745 | MELKSHAM GSP | ANDOVER | PORTWAY | 11 | SOUTHERN ELECTRIC POWER DISTRIBUTION PLC | ADVANCED FUEL (PRODUCED VIA GASIFICATION OR PYROLYSIS OF BIOFUEL OR WASTE) | GAS TURBINE (OCGT) | NO | DATA NOT AVAILABLE | DATA NOT AVAILABLE | 4 | DATA NOT AVAILABLE | DATA NOT AVAILABLE | DATA NOT AVAILABLE | DATA NOT AVAILABLE | DATA NOT AVAILABLE | DATA NOT AVAILABLE | DATA NOT AVAILABLE | DATA NOT AVAILABLE | DATA NOT AVAILABLE | DATA NOT AVAILABLE | DATA NOT AVAILABLE | DATA NOT AVAILABLE | DATA NOT AVAILABLE | ACCEPTED TO CONNECT | DATA NOT AVAILABLE | DATA NOT AVAILABLE | DATA NOT AVAILABLE | DATA NOT AVAILABLE | DATA NOT AVAILABLE | DATA NOT AVAILABLE | 4 | 4 | 4.2105 | 0.46737 | 0.444 | 44109 | DATA NOT AVAILABLE | N | DATA NOT AVAILABLE | DATA NOT AVAILABLE | DATA NOT AVAILABLE | DATA NOT AVAILABLE | DATA NOT AVAILABLE | 44137
DATA NOT AVAILABLE | [5 empty] | DATA NOT AVAILABLE | AMP ENERGY SERVICES LTD | 4.052MW - Gas | CENTRIC POWER | ANDOVER BUSINESS PARK | ANDOVER | HAMPSHIRE | SP11 8BF | ENGLAND | 433660 | 145751 | MELKSHAM GSP | ANDOVER | PORTWAY | 11 | SOUTHERN ELECTRIC POWER DISTRIBUTION PLC | ADVANCED FUEL (PRODUCED VIA GASIFICATION OR PYROLYSIS OF BIOFUEL OR WASTE) | GAS TURBINE (OCGT) | NO | DATA NOT AVAILABLE | DATA NOT AVAILABLE | 4.052 | DATA NOT AVAILABLE | DATA NOT AVAILABLE | DATA NOT AVAILABLE | DATA NOT AVAILABLE | DATA NOT AVAILABLE | DATA NOT AVAILABLE | DATA NOT AVAILABLE | DATA NOT AVAILABLE | DATA NOT AVAILABLE | DATA NOT AVAILABLE | DATA NOT AVAILABLE | DATA NOT AVAILABLE | DATA NOT AVAILABLE | ACCEPTED TO CONNECT | DATA NOT AVAILABLE | DATA NOT AVAILABLE | DATA NOT AVAILABLE | DATA NOT AVAILABLE | DATA NOT AVAILABLE | DATA NOT AVAILABLE | 4.052 | 4.052 | 4.2653 | 0.21053 | 0.2 | 44223 | DATA NOT AVAILABLE | N | DATA NOT AVAILABLE | DATA NOT AVAILABLE | DATA NOT AVAILABLE | DATA NOT AVAILABLE | DATA NOT AVAILABLE | 44245
DATA NOT AVAILABLE | [5 empty] | DATA NOT AVAILABLE | INICIO FRESCO | AUTH | CAIRNANDREW CHP | LAND AT CAIRNANDREW | BANFF | ABERDEENSHIRE | AB45 3QA | SCOTLAND | 373844 | 859204 | MACDUFF | DATA NOT APPLICABLE | MACDUFF GRID | 33 | SCOTTISH HYDRO ELECTRIC POWER DISTRIBUTION PLC | ADVANCED FUEL GASIFICATION OR PYROLYSIS | GAS TURBINE (OCGT) | YES | DATA NOT AVAILABLE | DATA NOT AVAILABLE | 49.9 | DATA NOT AVAILABLE | DATA NOT AVAILABLE | DATA NOT AVAILABLE | DATA NOT AVAILABLE | DATA NOT AVAILABLE | DATA NOT AVAILABLE | DATA NOT AVAILABLE | DATA NOT AVAILABLE | DATA NOT AVAILABLE | DATA NOT AVAILABLE | DATA NOT AVAILABLE | DATA NOT AVAILABLE | DATA NOT AVAILABLE | ACCEPTED TO CONNECT | DATA NOT AVAILABLE | DATA NOT AVAILABLE | DATA NOT AVAILABLE | DATA NOT AVAILABLE | DATA NOT AVAILABLE | DATA NOT AVAILABLE | 49.9 | 49.9 | 52.5263 | 1.0526 | 1 | 44748 | DATA NOT AVAILABLE | N | DATA NOT AVAILABLE | DATA NOT AVAILABLE | DATA NOT AVAILABLE | DATA NOT AVAILABLE | DATA NOT AVAILABLE | 44774
DATA NOT AVAILABLE | [5 empty] | DATA NOT AVAILABLE | FULSCOT POWER LTD | FULSCOT FARM GAS | LAND AT FULSCOT PPG, FULSCOT FARM | DATA NOT AVAILABLE | DIDCOT | VALE OF WHITE HORSE DISTRICT | OX11 9AA | ENGLAND | 454687 | 189041 | COWLEY GSP | DRAYTON | FULSCOT | 11 | SOUTHERN ELECTRIC POWER DISTRIBUTION PLC | ADVANCED FUEL GASIFICATION OR PYROLYSIS | GAS TURBINE (OCGT) | YES | DATA NOT AVAILABLE | DATA NOT AVAILABLE | 7.56 | DATA NOT AVAILABLE | DATA NOT AVAILABLE | DATA NOT AVAILABLE | DATA NOT AVAILABLE | DATA NOT AVAILABLE | DATA NOT AVAILABLE | DATA NOT AVAILABLE | DATA NOT AVAILABLE | DATA NOT AVAILABLE | DATA NOT AVAILABLE | DATA NOT AVAILABLE | DATA NOT AVAILABLE | DATA NOT AVAILABLE | ACCEPTED TO CONNECT | DATA NOT AVAILABLE | DATA NOT AVAILABLE | DATA NOT AVAILABLE | DATA NOT AVAILABLE | DATA NOT AVAILABLE | DATA NOT AVAILABLE | 7.56 | 7.56 | 7.9579 | 0.36842 | 0.35 | 44816 | DATA NOT AVAILABLE | N | DATA NOT AVAILABLE | DATA NOT AVAILABLE | DATA NOT AVAILABLE | DATA NOT AVAILABLE | DATA NOT AVAILABLE | 44811
DATA NOT AVAILABLE | [5 empty] | DATA NOT AVAILABLE | CERTUS UTILITY CONSULTING | 40MW - PV | AVON TYRRELL SOLAR FARM | THATCHERS LANE BRANSGORE | CHRISTCHURCH | DORSET | BH23 8ES | ENGLAND | 416200 | 98788 | MANNINGTON GSP | CHRISTCHURCH | CHRISTCHURCH | 11 | SOUTHERN ELECTRIC POWER DISTRIBUTION PLC | ADVANCED FUEL GASIFICATION OR PYROLYSIS | GAS TURBINE (OCGT) | NO | DATA NOT AVAILABLE | DATA NOT AVAILABLE | 40 | DATA NOT AVAILABLE | DATA NOT AVAILABLE | DATA NOT AVAILABLE | DATA NOT AVAILABLE | DATA NOT AVAILABLE | DATA NOT AVAILABLE | DATA NOT AVAILABLE | DATA NOT AVAILABLE | DATA NOT AVAILABLE | DATA NOT AVAILABLE | DATA NOT AVAILABLE | DATA NOT AVAILABLE | DATA NOT AVAILABLE | ACCEPTED TO CONNECT | DATA NOT AVAILABLE | DATA NOT AVAILABLE | DATA NOT AVAILABLE | DATA NOT AVAILABLE | DATA NOT AVAILABLE | DATA NOT AVAILABLE | 40 | 40 | 42.1053 | 0.52632 | 0.5 | 45089 | DATA NOT AVAILABLE | N | DATA NOT AVAILABLE | DATA NOT AVAILABLE | DATA NOT AVAILABLE | DATA NOT AVAILABLE | DATA NOT AVAILABLE | 45113
DATA NOT AVAILABLE | [5 empty] | DATA NOT AVAILABLE | BALANCE POWER PROJECTS LIMITED | 7.12MW - GAS | GORING FACILITY | WALLINGFORD ROAD GORING | READING | BERKSHIRE | RG8 0HS | ENGLAND | 460175 | 182503 | BRAMLEY (FLEE) | BURGHFIELD RESERVE | GORING | HV | SOUTHERN ELECTRIC POWER DISTRIBUTION PLC | ADVANCED FUEL GASIFICATION OR PYROLYSIS | GAS TURBINE (OCGT) | NO | DATA NOT AVAILABLE | DATA NOT AVAILABLE | 7.12 | DATA NOT AVAILABLE | DATA NOT AVAILABLE | DATA NOT AVAILABLE | DATA NOT AVAILABLE | DATA NOT AVAILABLE | DATA NOT AVAILABLE | DATA NOT AVAILABLE | DATA NOT AVAILABLE | DATA NOT AVAILABLE | DATA NOT AVAILABLE | DATA NOT AVAILABLE | DATA NOT AVAILABLE | DATA NOT AVAILABLE | ACCEPTED TO CONNECT | DATA NOT AVAILABLE | DATA NOT AVAILABLE | DATA NOT AVAILABLE | DATA NOT AVAILABLE | DATA NOT AVAILABLE | DATA NOT AVAILABLE | 7.12 | 7.12 | 7.4947 | 0.23263 | 0.221 | 45092 | DATA NOT AVAILABLE | N | DATA NOT AVAILABLE | DATA NOT AVAILABLE | DATA NOT AVAILABLE | DATA NOT AVAILABLE | DATA NOT AVAILABLE | 45113
DATA NOT AVAILABLE | [5 empty] | DATA NOT AVAILABLE | STEPHEN CLARKE | SENT TO QC | NEW SITE | LAND AT CHAPEL KNAPP FARM | GASTARD | WILTSHIRE | SN13 9PS | ENGLAND | 388493 | 168047 | MELKSHAM GSP | NORRINGTON | NORRINGTON | 132 | SOUTHERN ELECTRIC POWER DISTRIBUTION PLC | ADVANCED FUEL GASIFICATION OR PYROLYSIS | GAS TURBINE (OCGT) | NO | DATA NOT AVAILABLE | DATA NOT AVAILABLE | 110 | DATA NOT AVAILABLE | DATA NOT AVAILABLE | DATA NOT AVAILABLE | DATA NOT AVAILABLE | DATA NOT AVAILABLE | DATA NOT AVAILABLE | DATA NOT AVAILABLE | DATA NOT AVAILABLE | DATA NOT AVAILABLE | DATA NOT AVAILABLE | DATA NOT AVAILABLE | DATA NOT AVAILABLE | DATA NOT AVAILABLE | ACCEPTED TO CONNECT | DATA NOT AVAILABLE | DATA NOT AVAILABLE | DATA NOT AVAILABLE | DATA NOT AVAILABLE | DATA NOT AVAILABLE | DATA NOT AVAILABLE | 110 | 99.9 | 105.1579 | 110.6926 | 105.158 | 45093 | DATA NOT AVAILABLE | N | DATA NOT AVAILABLE | DATA NOT AVAILABLE | DATA NOT AVAILABLE | DATA NOT AVAILABLE | DATA NOT AVAILABLE | 45113
DATA NOT AVAILABLE | [5 empty] | DATA NOT AVAILABLE | KENNY CAMPBELL-BROWNWOOD | ALTENS 10MW PV + ELECTOLYSER | NEW SITE | HARENESS ROAD | ABERDEEN | ABERDEENSHIRE | AB12 3LE | SCOTLAND | 395336 | 802723 | REDMOSS | DATA NOT APPLICABLE | REDMOSS GRID | 33 | SCOTTISH HYDRO ELECTRIC POWER DISTRIBUTION PLC | ADVANCED FUEL GASIFICATION OR PYROLYSIS | GAS TURBINE (OCGT) | NO | DATA NOT AVAILABLE | DATA NOT AVAILABLE | 10 | DATA NOT AVAILABLE | DATA NOT AVAILABLE | DATA NOT AVAILABLE | DATA NOT AVAILABLE | DATA NOT AVAILABLE | DATA NOT AVAILABLE | DATA NOT AVAILABLE | DATA NOT AVAILABLE | DATA NOT AVAILABLE | DATA NOT AVAILABLE | DATA NOT AVAILABLE | DATA NOT AVAILABLE | DATA NOT AVAILABLE | ACCEPTED TO CONNECT | DATA NOT AVAILABLE | DATA NOT AVAILABLE | DATA NOT AVAILABLE | DATA NOT AVAILABLE | DATA NOT AVAILABLE | DATA NOT AVAILABLE | 10 | 8 | 8.4211 | 4.1558 | 3.948 | 45100 | DATA NOT AVAILABLE | N | DATA NOT AVAILABLE | DATA NOT AVAILABLE | DATA NOT AVAILABLE | DATA NOT AVAILABLE | DATA NOT AVAILABLE | 45113
DATA NOT AVAILABLE | [5 empty] | DATA NOT AVAILABLE | CHARLIE MUNDAY | AUTH SP TR RECEIVED | NEW SITE | LANDS AT LULLINGTON, MENDIP DISTRICT, | SOMERSET | SOMERSET | BA11 2PQ | ENGLAND | 378379 | 151908 | MELKSHAM GSP | NORRINGTON | DATA NOT AVAILABLE | 132 | SOUTHERN ELECTRIC POWER DISTRIBUTION PLC | ADVANCED FUEL GASIFICATION OR PYROLYSIS | GAS TURBINE (OCGT) | NO | DATA NOT AVAILABLE | DATA NOT AVAILABLE | 50.008 | DATA NOT AVAILABLE | DATA NOT AVAILABLE | DATA NOT AVAILABLE | DATA NOT AVAILABLE | DATA NOT AVAILABLE | DATA NOT AVAILABLE | DATA NOT AVAILABLE | DATA NOT AVAILABLE | DATA NOT AVAILABLE | DATA NOT AVAILABLE | DATA NOT AVAILABLE | DATA NOT AVAILABLE | DATA NOT AVAILABLE | ACCEPTED TO CONNECT | DATA NOT AVAILABLE | DATA NOT AVAILABLE | DATA NOT AVAILABLE | DATA NOT AVAILABLE | DATA NOT AVAILABLE | DATA NOT AVAILABLE | 50.008 | 49.9 | 52.5263 | 0.44316 | 0.421 | 45103 | DATA NOT AVAILABLE | N | DATA NOT AVAILABLE | DATA NOT AVAILABLE | DATA NOT AVAILABLE | DATA NOT AVAILABLE | DATA NOT AVAILABLE | 45113
DATA NOT AVAILABLE | [5 empty] | DATA NOT AVAILABLE | HILL PARTNERSHIPS LTD | 270KW - CHP & 2,959.1KVA DEMAND | SITE AT | LAMPTON ROAD | HOUNSLOW | GREATER LONDON | TW3 4FB | ENGLAND | 513490 | 176212 | EALING GSP | DATA NOT APPLICABLE | BRIDGE ROAD | 11 | SOUTHERN ELECTRIC POWER DISTRIBUTION PLC | BIOFUEL - OTHER | ENGINE (COMBUSTION / RECIPROCATING) | YES | DATA NOT AVAILABLE | DATA NOT AVAILABLE | 0.27 | DATA NOT AVAILABLE | DATA NOT AVAILABLE | DATA NOT AVAILABLE | DATA NOT AVAILABLE | DATA NOT AVAILABLE | DATA NOT AVAILABLE | DATA NOT AVAILABLE | DATA NOT AVAILABLE | DATA NOT AVAILABLE | DATA NOT AVAILABLE | DATA NOT AVAILABLE | DATA NOT AVAILABLE | DATA NOT AVAILABLE | ACCEPTED TO CONNECT | DATA NOT AVAILABLE | DATA NOT AVAILABLE | DATA NOT AVAILABLE | DATA NOT AVAILABLE | DATA NOT AVAILABLE | DATA NOT AVAILABLE | 0.27 | 0.27 | 0.28421 | 2.959 | 2.811 | 45027 | DATA NOT AVAILABLE | N | DATA NOT AVAILABLE | DATA NOT AVAILABLE | DATA NOT AVAILABLE | DATA NOT AVAILABLE | DATA NOT AVAILABLE | 44225
DATA NOT AVAILABLE | [5 empty] | DATA NOT AVAILABLE | CENTRICA BUSINESS SOLUTIONS | 1.521MW 0 EXPORT CHP | PATHEON UK LTD, THERMO FISHER SWINDON | KINGFISHER DRIVE COVINGHAM | SWINDON | SWINDON | SN3 5BZ | ENGLAND | 418675 | 184885 | MINETY GSP | STRATTON | PARK NORTH | 11 | SOUTHERN ELECTRIC POWER DISTRIBUTION PLC | BIOFUEL - OTHER | ENGINE (COMBUSTION / RECIPROCATING) | NO | DATA NOT AVAILABLE | DATA NOT AVAILABLE | 1.521 | DATA NOT AVAILABLE | DATA NOT AVAILABLE | DATA NOT AVAILABLE | DATA NOT AVAILABLE | DATA NOT AVAILABLE | DATA NOT AVAILABLE | DATA NOT AVAILABLE | DATA NOT AVAILABLE | DATA NOT AVAILABLE | DATA NOT AVAILABLE | DATA NOT AVAILABLE | DATA NOT AVAILABLE | DATA NOT AVAILABLE | ACCEPTED TO CONNECT | DATA NOT AVAILABLE | DATA NOT AVAILABLE | DATA NOT AVAILABLE | DATA NOT AVAILABLE | DATA NOT AVAILABLE | DATA NOT AVAILABLE | 1.521 | 0 | 0 | 0 | 0 | 44448 | DATA NOT AVAILABLE | N | DATA NOT AVAILABLE | DATA NOT AVAILABLE | DATA NOT AVAILABLE | DATA NOT AVAILABLE | DATA NOT AVAILABLE | 44470
DATA NOT AVAILABLE | [5 empty] | DATA NOT AVAILABLE | ARGAND SOLUTIONS LTD | BEYSIDE LTD AD GENERATING STATION | BEYSIDE | PORTGORDON MALTINGS PORTGORDON | BUCKIE | MORAY | AB56 5BU | SCOTLAND | 338592 | 863730 | KEITH | DATA NOT APPLICABLE | KEITH GRID | 33 | SCOTTISH HYDRO ELECTRIC POWER DISTRIBUTION PLC | BIOFUEL - SEWAGE GAS | DATA NOT AVAILABLE | NO | DATA NOT AVAILABLE | DATA NOT AVAILABLE | 3.065 | DATA NOT AVAILABLE | DATA NOT AVAILABLE | DATA NOT AVAILABLE | DATA NOT AVAILABLE | DATA NOT AVAILABLE | DATA NOT AVAILABLE | DATA NOT AVAILABLE | DATA NOT AVAILABLE | DATA NOT AVAILABLE | DATA NOT AVAILABLE | DATA NOT AVAILABLE | DATA NOT AVAILABLE | DATA NOT AVAILABLE | ACCEPTED TO CONNECT | DATA NOT AVAILABLE | DATA NOT AVAILABLE | DATA NOT AVAILABLE | DATA NOT AVAILABLE | DATA NOT AVAILABLE | DATA NOT AVAILABLE | 3.065 | 1.065 | 1.1211 | 2.62 | 2.489 | 45068 | DATA NOT AVAILABLE | N | DATA NOT AVAILABLE | DATA NOT AVAILABLE | DATA NOT AVAILABLE | DATA NOT AVAILABLE | DATA NOT AVAILABLE | 45089
DATA NOT AVAILABLE | [5 empty] | DATA NOT AVAILABLE | IONA CAPITAL LTD | 9.9MW BIOMASS | BINN ECOPAR | GLENFARG | PERTH | PERTHSHIRE AND KINROSS | PH2 9PX | SCOTLAND | 317322 | 713401 | ABERNETHY | DATA NOT APPLICABLE | ABERNETHY GRID | 33 | SCOTTISH HYDRO ELECTRIC POWER DISTRIBUTION PLC | BIOMASS | DATA NOT AVAILABLE | NO | DATA NOT AVAILABLE | DATA NOT AVAILABLE | 9.9 | DATA NOT AVAILABLE | DATA NOT AVAILABLE | DATA NOT AVAILABLE | DATA NOT AVAILABLE | DATA NOT AVAILABLE | DATA NOT AVAILABLE | DATA NOT AVAILABLE | DATA NOT AVAILABLE | DATA NOT AVAILABLE | DATA NOT AVAILABLE | DATA NOT AVAILABLE | DATA NOT AVAILABLE | DATA NOT AVAILABLE | ACCEPTED TO CONNECT | DATA NOT AVAILABLE | DATA NOT AVAILABLE | DATA NOT AVAILABLE | DATA NOT AVAILABLE | DATA NOT AVAILABLE | DATA NOT AVAILABLE | 9.9 | 9.9 | 10.4211 | 1.3295 | 1.263 | 44918 | DATA NOT AVAILABLE | N | DATA NOT AVAILABLE | DATA NOT AVAILABLE | DATA NOT AVAILABLE | DATA NOT AVAILABLE | DATA NOT AVAILABLE | 44936
DATA NOT AVAILABLE | [5 empty] | DATA NOT AVAILABLE | CANNING GENERATOR SOLUTIONS | 0MW - DIESEL (SHORT TERM PARALLEL) | ASDA DIDCOT ADC | SUTTON COURTENAY LANE | DIDCOT | VALE OF WHITE HORSE DISTRICT | OX14 4TE | ENGLAND | 449948 | 191836 | COWLEY GSP | DRAYTON | MILTON | 11 | SOUTHERN ELECTRIC POWER DISTRIBUTION PLC | DATA NOT AVAILABLE | ENGINE (COMBUSTION / RECIPROCATING) | NO | DATA NOT AVAILABLE | DATA NOT AVAILABLE | 1 | DATA NOT AVAILABLE | DATA NOT AVAILABLE | DATA NOT AVAILABLE | DATA NOT AVAILABLE | DATA NOT AVAILABLE | DATA NOT AVAILABLE | DATA NOT AVAILABLE | DATA NOT AVAILABLE | DATA NOT AVAILABLE | DATA NOT AVAILABLE | DATA NOT AVAILABLE | DATA NOT AVAILABLE | YES | ACCEPTED TO CONNECT | DATA NOT AVAILABLE | DATA NOT AVAILABLE | DATA NOT AVAILABLE | DATA NOT AVAILABLE | DATA NOT AVAILABLE | DATA NOT AVAILABLE | 1 | 0 | 0 | 0 | 0 | 44382 | DATA NOT AVAILABLE | N | DATA NOT AVAILABLE | DATA NOT AVAILABLE | DATA NOT AVAILABLE | DATA NOT AVAILABLE | DATA NOT AVAILABLE | 44405
DATA NOT AVAILABLE | [5 empty] | DATA NOT AVAILABLE | DNO CONSULTING LTD | 26.5MW - STEAM | NORTHACRE RESOURCE RECOVERY PLANT | STEPHENSON ROAD | WESTBURY | WILTSHIRE | BA13 4WD | ENGLAND | 385590 | 152134 | MELKSHAM GSP | NORRINGTON | DATA NOT AVAILABLE | EHV | SOUTHERN ELECTRIC POWER DISTRIBUTION PLC | DATA NOT AVAILABLE | STEAM TURBINE (THERMAL POWER PLANT) | NO | DATA NOT AVAILABLE | DATA NOT AVAILABLE | 35.473 | DATA NOT AVAILABLE | DATA NOT AVAILABLE | DATA NOT AVAILABLE | DATA NOT AVAILABLE | DATA NOT AVAILABLE | DATA NOT AVAILABLE | DATA NOT AVAILABLE | DATA NOT AVAILABLE | DATA NOT AVAILABLE | DATA NOT AVAILABLE | DATA NOT AVAILABLE | DATA NOT AVAILABLE | DATA NOT AVAILABLE | ACCEPTED TO CONNECT | DATA NOT AVAILABLE | DATA NOT AVAILABLE | DATA NOT AVAILABLE | DATA NOT AVAILABLE | DATA NOT AVAILABLE | DATA NOT AVAILABLE | 35.473 | 26.5 | 27.8947 | 5.4947 | 5.22 | 44335 | DATA NOT AVAILABLE | N | DATA NOT AVAILABLE | DATA NOT AVAILABLE | DATA NOT AVAILABLE | DATA NOT AVAILABLE | DATA NOT AVAILABLE | 44377
DATA NOT AVAILABLE | [5 empty] | DATA NOT AVAILABLE | MVV ENVIRONMENT LTD | READY - 29.4MW CHP & STP DIESEL (SEE NOTES) | DATA NOT AVAILABLE | CANFORD EFW CHP FACILITY | WIMBORNE | DORSET | BH21 3BW | ENGLAND | 403573 | 96809 | MANNINGTON GSP | MANNINGTON | MANNINGTON | 11 | SOUTHERN ELECTRIC POWER DISTRIBUTION PLC | DATA NOT AVAILABLE | ENGINE (COMBUSTION / RECIPROCATING) | YES | DATA NOT AVAILABLE | DATA NOT AVAILABLE | 27.048 | DATA NOT AVAILABLE | DATA NOT AVAILABLE | DATA NOT AVAILABLE | DATA NOT AVAILABLE | DATA NOT AVAILABLE | DATA NOT AVAILABLE | DATA NOT AVAILABLE | DATA NOT AVAILABLE | DATA NOT AVAILABLE | DATA NOT AVAILABLE | DATA NOT AVAILABLE | DATA NOT AVAILABLE | DATA NOT AVAILABLE | ACCEPTED TO CONNECT | DATA NOT AVAILABLE | DATA NOT AVAILABLE | DATA NOT AVAILABLE | DATA NOT AVAILABLE | DATA NOT AVAILABLE | DATA NOT AVAILABLE | 27.048 | 27.048 | 28.4716 | 16.0674 | 15.264 | 44728 | DATA NOT AVAILABLE | N | DATA NOT AVAILABLE | DATA NOT AVAILABLE | DATA NOT AVAILABLE | DATA NOT AVAILABLE | DATA NOT AVAILABLE | 44748
DATA NOT AVAILABLE | [5 empty] | DATA NOT AVAILABLE | NOVALUX ENERGY | 1.322MW CHP | SOUTH COAST ENERGY FACILITY UNIT 9 | HANGAR 3 RUDFORD INDUSTRIAL ESTATE FORD | ARUNDEL | WEST SUSSEX | BN18 0BD | ENGLAND | 499946 | 102490 | LOVEDEAN GSP | CHICHESTER | BILSHAM | 11 | SOUTHERN ELECTRIC POWER DISTRIBUTION PLC | DATA NOT AVAILABLE | ENGINE (COMBUSTION / RECIPROCATING) | YES | DATA NOT AVAILABLE | DATA NOT AVAILABLE | 1.322 | DATA NOT AVAILABLE | DATA NOT AVAILABLE | DATA NOT AVAILABLE | DATA NOT AVAILABLE | DATA NOT AVAILABLE | DATA NOT AVAILABLE | DATA NOT AVAILABLE | DATA NOT AVAILABLE | DATA NOT AVAILABLE | DATA NOT AVAILABLE | DATA NOT AVAILABLE | DATA NOT AVAILABLE | YES | ACCEPTED TO CONNECT | DATA NOT AVAILABLE | DATA NOT AVAILABLE | DATA NOT AVAILABLE | DATA NOT AVAILABLE | DATA NOT AVAILABLE | DATA NOT AVAILABLE | 1.322 | 1.322 | 1.3916 | 0 | 0 | 44670 | DATA NOT AVAILABLE | N | DATA NOT AVAILABLE | DATA NOT AVAILABLE | DATA NOT AVAILABLE | DATA NOT AVAILABLE | DATA NOT AVAILABLE | 44685
DATA NOT AVAILABLE | [5 empty] | DATA NOT AVAILABLE | P3P PARTNERS LLP | 35MW PV & CHP (ADD CAP) | LANE END ENERGY CENTRE, ARRETON VALLEY NURSERY | MAIN ROAD ARRETON | NEWPORT | ISLE OF WIGHT | PO30 3AR | ENGLAND | 454717 | 84542 | FAWLEY GSP | COWES & WOOTTON COMMON | ARRETON NURSERIES | 33 | SOUTHERN ELECTRIC POWER DISTRIBUTION PLC | DATA NOT AVAILABLE | ENGINE (COMBUSTION / RECIPROCATING) | YES | DATA NOT AVAILABLE | DATA NOT AVAILABLE | 4.6 | DATA NOT AVAILABLE | DATA NOT AVAILABLE | DATA NOT AVAILABLE | DATA NOT AVAILABLE | DATA NOT AVAILABLE | DATA NOT AVAILABLE | DATA NOT AVAILABLE | DATA NOT AVAILABLE | DATA NOT AVAILABLE | DATA NOT AVAILABLE | DATA NOT AVAILABLE | DATA NOT AVAILABLE | DATA NOT AVAILABLE | ACCEPTED TO CONNECT | DATA NOT AVAILABLE | DATA NOT AVAILABLE | DATA NOT AVAILABLE | DATA NOT AVAILABLE | DATA NOT AVAILABLE | DATA NOT AVAILABLE | 4.6 | 0 | 0 | 0 | 0 | 44956 | DATA NOT AVAILABLE | N | DATA NOT AVAILABLE | DATA NOT AVAILABLE | DATA NOT AVAILABLE | DATA NOT AVAILABLE | DATA NOT AVAILABLE | 44959
DATA NOT AVAILABLE | [5 empty] | DATA NOT AVAILABLE | GTC | EVEREST D.C. DIESEL | EVEREST COMPUTING LTD | UNIT 2 SMALLMEAD ROAD | READING | BERKSHIRE | RG2 0QS | ENGLAND | 471122 | 170387 | BRAMLEY (FLEE) | BURGHFIELD MAIN | COURAGES | 11 | SOUTHERN ELECTRIC POWER DISTRIBUTION PLC | FOSSIL - GAS | GAS TURBINE (OCGT) | NO | DATA NOT AVAILABLE | DATA NOT AVAILABLE | 4.4 | DATA NOT AVAILABLE | DATA NOT AVAILABLE | DATA NOT AVAILABLE | DATA NOT AVAILABLE | DATA NOT AVAILABLE | DATA NOT AVAILABLE | DATA NOT AVAILABLE | DATA NOT AVAILABLE | DATA NOT AVAILABLE | DATA NOT AVAILABLE | DATA NOT AVAILABLE | DATA NOT AVAILABLE | NO | ACCEPTED TO CONNECT | DATA NOT AVAILABLE | DATA NOT AVAILABLE | DATA NOT AVAILABLE | DATA NOT AVAILABLE | DATA NOT AVAILABLE | DATA NOT AVAILABLE | 4.4 | 2 | 2.1053 | 0 | 0 | 42515 | DATA NOT AVAILABLE | N | DATA NOT AVAILABLE | DATA NOT AVAILABLE | DATA NOT AVAILABLE | DATA NOT AVAILABLE | DATA NOT AVAILABLE | 44034
DATA NOT AVAILABLE | [5 empty] | DATA NOT AVAILABLE | WHEELABRATOR TECHNOLOGIES (UK) LIMITED | ENVIROPARK STEAM ENGINE | ENVIROPARK | A303 DRAYTON ROAD BARTON STACEY | ANDOVER | HAMPSHIRE | SO21 3QS | ENGLAND | 443840 | 142766 | BRAMLEY (BASI) | DATA NOT AVAILABLE | DATA NOT AVAILABLE | 132 | SOUTHERN ELECTRIC POWER DISTRIBUTION PLC | FOSSIL - GAS | STEAM TURBINE (THERMAL POWER PLANT) | NO | DATA NOT AVAILABLE | DATA NOT AVAILABLE | 65.321 | DATA NOT AVAILABLE | DATA NOT AVAILABLE | DATA NOT AVAILABLE | DATA NOT AVAILABLE | DATA NOT AVAILABLE | DATA NOT AVAILABLE | DATA NOT AVAILABLE | DATA NOT AVAILABLE | DATA NOT AVAILABLE | DATA NOT AVAILABLE | DATA NOT AVAILABLE | DATA NOT AVAILABLE | NO | ACCEPTED TO CONNECT | DATA NOT AVAILABLE | DATA NOT AVAILABLE | DATA NOT AVAILABLE | DATA NOT AVAILABLE | DATA NOT AVAILABLE | DATA NOT AVAILABLE | 65.321 | 55.523 | 58.4453 | 7.9629 | 8.382 | 43241 | DATA NOT AVAILABLE | N | DATA NOT AVAILABLE | DATA NOT AVAILABLE | DATA NOT AVAILABLE | DATA NOT AVAILABLE | DATA NOT AVAILABLE | 44034
DATA NOT AVAILABLE | [5 empty] | DATA NOT AVAILABLE | AMP ENERGY SERVICES LIMITED | WHITTLE POWER - GAS | LAND ON 23 | WHITTLE ROAD FERNDALE INDUSTRIAL ESTATE | WIMBORNE | DORSET | BH21 7PW | ENGLAND | 405941 | 101216 | MANNINGTON GSP | MANNINGTON | FERNDOWN | 11 | SOUTHERN ELECTRIC POWER DISTRIBUTION PLC | FOSSIL - GAS | GAS TURBINE (OCGT) | NO | DATA NOT AVAILABLE | DATA NOT AVAILABLE | 5.07 | DATA NOT AVAILABLE | DATA NOT AVAILABLE | DATA NOT AVAILABLE | DATA NOT AVAILABLE | DATA NOT AVAILABLE | DATA NOT AVAILABLE | DATA NOT AVAILABLE | DATA NOT AVAILABLE | DATA NOT AVAILABLE | DATA NOT AVAILABLE | DATA NOT AVAILABLE | DATA NOT AVAILABLE | DATA NOT AVAILABLE | ACCEPTED TO CONNECT | DATA NOT AVAILABLE | DATA NOT AVAILABLE | DATA NOT AVAILABLE | DATA NOT AVAILABLE | DATA NOT AVAILABLE | DATA NOT AVAILABLE | 5.07 | 5.07 | 5.3368 | 0.22105 | 0.21 | 44522 | DATA NOT AVAILABLE | N | DATA NOT AVAILABLE | DATA NOT AVAILABLE | DATA NOT AVAILABLE | DATA NOT AVAILABLE | DATA NOT AVAILABLE | 44540
DATA NOT AVAILABLE | [5 empty] | DATA NOT AVAILABLE | DATA NOT AVAILABLE | (AM) 10.5MVA MIL, 14MW DIESEL LTP & CHP | OXFORD STW | SANDFORD-ON-THAMES | OXFORD | OXFORDSHIRE | OX4 4XU | ENGLAND | 454272 | 201976 | COWLEY GSP | COWLEY LOCAL | DATA NOT AVAILABLE | HV | SOUTHERN ELECTRIC POWER DISTRIBUTION PLC | FOSSIL - OIL | ENGINE (COMBUSTION / RECIPROCATING) | NO | DATA NOT AVAILABLE | DATA NOT AVAILABLE | 11.25 | DATA NOT AVAILABLE | DATA NOT AVAILABLE | DATA NOT AVAILABLE | DATA NOT AVAILABLE | DATA NOT AVAILABLE | DATA NOT AVAILABLE | DATA NOT AVAILABLE | DATA NOT AVAILABLE | DATA NOT AVAILABLE | DATA NOT AVAILABLE | DATA NOT AVAILABLE | DATA NOT AVAILABLE | DATA NOT AVAILABLE | ACCEPTED TO CONNECT | DATA NOT AVAILABLE | DATA NOT AVAILABLE | DATA NOT AVAILABLE | DATA NOT AVAILABLE | DATA NOT AVAILABLE | DATA NOT AVAILABLE | 11.25 | 0 | 0 | 9.3 | 9.7895 | 45615 | DATA NOT AVAILABLE | N | DATA NOT AVAILABLE | DATA NOT AVAILABLE | DATA NOT AVAILABLE | DATA NOT AVAILABLE | DATA NOT AVAILABLE | 45632
DATA NOT AVAILABLE | [5 empty] | DATA NOT AVAILABLE | BASIL BAIRD FAREHAM LTD | BROADLEY COPSE CHP | BROADLEY COPSE CHP | FUNTINGTON | CHICHESTER | WEST SUSSEX | PO18 9DA | ENGLAND | 480780 | 108253 | LOVEDEAN GSP | HUNSTON | ASHLING ROAD | 11 | SOUTHERN ELECTRIC POWER DISTRIBUTION PLC | FOSSIL - OTHER | GAS TURBINE (OCGT) | NO | DATA NOT AVAILABLE | DATA NOT AVAILABLE | 1.8 | DATA NOT AVAILABLE | DATA NOT AVAILABLE | DATA NOT AVAILABLE | DATA NOT AVAILABLE | DATA NOT AVAILABLE | DATA NOT AVAILABLE | DATA NOT AVAILABLE | DATA NOT AVAILABLE | DATA NOT AVAILABLE | DATA NOT AVAILABLE | DATA NOT AVAILABLE | DATA NOT AVAILABLE | NO | ACCEPTED TO CONNECT | DATA NOT AVAILABLE | DATA NOT AVAILABLE | DATA NOT AVAILABLE | DATA NOT AVAILABLE | DATA NOT AVAILABLE | DATA NOT AVAILABLE | 1.8 | 1.8 | 1.8947 | 0.2375 | 0.25 | 42647 | DATA NOT AVAILABLE | N | DATA NOT AVAILABLE | DATA NOT AVAILABLE | DATA NOT AVAILABLE | DATA NOT AVAILABLE | DATA NOT AVAILABLE | 44034
DATA NOT AVAILABLE | [5 empty] | DATA NOT AVAILABLE | DATA NOT AVAILABLE | ALLT NA MOINE HYDRO ADDCAP | ALLT NA MOINE HYDRO | KALNAKIL, | STRATHCARRON | HIGHLAND | IV54 8XL | SCOTLAND | 169455 | 855166 | BROADFORD | DATA NOT APPLICABLE | BROADFORD GRID | 33 | SCOTTISH HYDRO ELECTRIC POWER DISTRIBUTION PLC | HYDRO (TO BE CONFIRMED) | HYDRO - OTHER | NO | DATA NOT AVAILABLE | DATA NOT AVAILABLE | 3.112 | DATA NOT AVAILABLE | DATA NOT AVAILABLE | DATA NOT AVAILABLE | DATA NOT AVAILABLE | DATA NOT AVAILABLE | DATA NOT AVAILABLE | DATA NOT AVAILABLE | DATA NOT AVAILABLE | DATA NOT AVAILABLE | DATA NOT AVAILABLE | DATA NOT AVAILABLE | DATA NOT AVAILABLE | DATA NOT AVAILABLE | ACCEPTED TO CONNECT | DATA NOT AVAILABLE | DATA NOT AVAILABLE | DATA NOT AVAILABLE | DATA NOT AVAILABLE | DATA NOT AVAILABLE | DATA NOT AVAILABLE | 3.112 | 2.01 | 2.1158 | 4.2 | 3.99 | 45134 | DATA NOT AVAILABLE | N | DATA NOT AVAILABLE | DATA NOT AVAILABLE | DATA NOT AVAILABLE | DATA NOT AVAILABLE | DATA NOT AVAILABLE | 45176
DATA NOT AVAILABLE | [5 empty] | DATA NOT AVAILABLE | GAINEAMHACH HYDRO LLP | GAINEAMHACH HYDRO (FKA THREE LOCHS HYDRO) | THREE LOCHS HYDRO | SHIELDAIG | STRATHCARRON | HIGHLAND | IV22 2HP | SCOTLAND | 182808 | 872023 | GRUDIE BRIDGE | DATA NOT APPLICABLE | GRUDIE BRIDGE | EHV | SCOTTISH HYDRO ELECTRIC POWER DISTRIBUTION PLC | HYDRO (TO BE CONFIRMED) | HYDRO POWER SYSTEM | NO | DATA NOT AVAILABLE | DATA NOT AVAILABLE | 4 | DATA NOT AVAILABLE | DATA NOT AVAILABLE | DATA NOT AVAILABLE | DATA NOT AVAILABLE | DATA NOT AVAILABLE | DATA NOT AVAILABLE | DATA NOT AVAILABLE | DATA NOT AVAILABLE | DATA NOT AVAILABLE | DATA NOT AVAILABLE | DATA NOT AVAILABLE | DATA NOT AVAILABLE | DATA NOT AVAILABLE | ACCEPTED TO CONNECT | DATA NOT AVAILABLE | DATA NOT AVAILABLE | DATA NOT AVAILABLE | DATA NOT AVAILABLE | DATA NOT AVAILABLE | DATA NOT AVAILABLE | 4 | 4 | 4.2105 | 0.025 | 0.026316 | 45447 | DATA NOT AVAILABLE | N | DATA NOT AVAILABLE | DATA NOT AVAILABLE | DATA NOT AVAILABLE | DATA NOT AVAILABLE | DATA NOT AVAILABLE | 45475
DATA NOT AVAILABLE | [5 empty] | DATA NOT AVAILABLE | DATA NOT AVAILABLE | 9.9MW | GLASSA HYDRO | KILDERMORIE ESTATE | ALNESS | HIGHLAND | IV17 0YH | SCOTLAND | 252003 | 878088 | ALNESS | DATA NOT APPLICABLE | ALNESS GRID | EHV | SCOTTISH HYDRO ELECTRIC POWER DISTRIBUTION PLC | HYDRO (TO BE CONFIRMED) | HYDRO POWER SYSTEM | NO | DATA NOT AVAILABLE | DATA NOT AVAILABLE | 9.9 | DATA NOT AVAILABLE | DATA NOT AVAILABLE | DATA NOT AVAILABLE | DATA NOT AVAILABLE | DATA NOT AVAILABLE | DATA NOT AVAILABLE | DATA NOT AVAILABLE | DATA NOT AVAILABLE | DATA NOT AVAILABLE | DATA NOT AVAILABLE | DATA NOT AVAILABLE | DATA NOT AVAILABLE | DATA NOT AVAILABLE | ACCEPTED TO CONNECT | DATA NOT AVAILABLE | DATA NOT AVAILABLE | DATA NOT AVAILABLE | DATA NOT AVAILABLE | DATA NOT AVAILABLE | DATA NOT AVAILABLE | 9.9 | 9.9 | 10.4211 | 0.05 | 0.052632 | 45541 | DATA NOT AVAILABLE | N | DATA NOT AVAILABLE | DATA NOT AVAILABLE | DATA NOT AVAILABLE | DATA NOT AVAILABLE | DATA NOT AVAILABLE | 45575
DATA NOT AVAILABLE | [5 empty] | DATA NOT AVAILABLE | BASEPOWER | ADDO POOLE BAKERY - CHP | ADDO POOLE BAKERY 10-20 | 10-20 STERTE AVENUE | POOLE | POOLE | BH15 2AS | ENGLAND | 400908 | 91846 | MANNINGTON GSP | POOLE | POOLE 33/11KV | HV | SOUTHERN ELECTRIC POWER DISTRIBUTION PLC | HYDROGEN | ENGINE (COMBUSTION / RECIPROCATING) | YES | DATA NOT AVAILABLE | DATA NOT AVAILABLE | 1.3 | DATA NOT AVAILABLE | DATA NOT AVAILABLE | DATA NOT AVAILABLE | DATA NOT AVAILABLE | DATA NOT AVAILABLE | DATA NOT AVAILABLE | DATA NOT AVAILABLE | DATA NOT AVAILABLE | DATA NOT AVAILABLE | DATA NOT AVAILABLE | DATA NOT AVAILABLE | DATA NOT AVAILABLE | DATA NOT AVAILABLE | ACCEPTED TO CONNECT | DATA NOT AVAILABLE | DATA NOT AVAILABLE | DATA NOT AVAILABLE | DATA NOT AVAILABLE | DATA NOT AVAILABLE | DATA NOT AVAILABLE | 1.3 | 0.8 | 0.84211 | 0 | 0 | 43866 | DATA NOT AVAILABLE | N | DATA NOT AVAILABLE | DATA NOT AVAILABLE | DATA NOT AVAILABLE | DATA NOT AVAILABLE | DATA NOT AVAILABLE | 44034
DATA NOT AVAILABLE | [5 empty] | DATA NOT AVAILABLE | DATA NOT AVAILABLE | ORBITAL MARINE WESTRAY 2 | NEW SITE | EMEC TIDAL TEST FACILITY, WEST SIDE ROAD CALDALE | EDAY | ORKNEY ISLANDS | KW17 2AA | SCOTLAND | 356208 | 1030825 | DATA NOT AVAILABLE | DATA NOT APPLICABLE | DATA NOT AVAILABLE | EHV | SCOTTISH HYDRO ELECTRIC POWER DISTRIBUTION PLC | MARINE | TIDAL STREAM DEVICES | NO | DATA NOT AVAILABLE | DATA NOT AVAILABLE | 30 | DATA NOT AVAILABLE | DATA NOT AVAILABLE | DATA NOT AVAILABLE | DATA NOT AVAILABLE | DATA NOT AVAILABLE | DATA NOT AVAILABLE | DATA NOT AVAILABLE | DATA NOT AVAILABLE | DATA NOT AVAILABLE | DATA NOT AVAILABLE | DATA NOT AVAILABLE | DATA NOT AVAILABLE | DATA NOT AVAILABLE | ACCEPTED TO CONNECT | DATA NOT AVAILABLE | DATA NOT AVAILABLE | DATA NOT AVAILABLE | DATA NOT AVAILABLE | DATA NOT AVAILABLE | DATA NOT AVAILABLE | 30 | 30 | 31.5789 | 0.528 | 0.55579 | 45244 | DATA NOT AVAILABLE | N | DATA NOT AVAILABLE | DATA NOT AVAILABLE | DATA NOT AVAILABLE | DATA NOT AVAILABLE | DATA NOT AVAILABLE | 45271
DATA NOT AVAILABLE | [5 empty] | DATA NOT AVAILABLE | VOITH HYDRO WAVEGEN | SIADAR GATEWAY WAVE | SIADAR GATEWAY WAVE | BARVAS | ISLE OF LEWIS | EILEAN SIAR | HS2 0RQ | SCOTLAND | 138540 | 954251 | ARDMORE GRID | DATA NOT APPLICABLE | STORNOWAY GRID | 33 | SCOTTISH HYDRO ELECTRIC POWER DISTRIBUTION PLC | OTHER | OTHER | NO | DATA NOT AVAILABLE | DATA NOT AVAILABLE | 4 | DATA NOT AVAILABLE | DATA NOT AVAILABLE | DATA NOT AVAILABLE | DATA NOT AVAILABLE | DATA NOT AVAILABLE | DATA NOT AVAILABLE | DATA NOT AVAILABLE | DATA NOT AVAILABLE | DATA NOT AVAILABLE | DATA NOT AVAILABLE | DATA NOT AVAILABLE | DATA NOT AVAILABLE | NO | ACCEPTED TO CONNECT | DATA NOT AVAILABLE | DATA NOT AVAILABLE | DATA NOT AVAILABLE | DATA NOT AVAILABLE | DATA NOT AVAILABLE | DATA NOT AVAILABLE | 4 | 4 | 4.2105 | 0 | 0 | 41102 | DATA NOT AVAILABLE | N | DATA NOT AVAILABLE | DATA NOT AVAILABLE | DATA NOT AVAILABLE | DATA NOT AVAILABLE | DATA NOT AVAILABLE | 44034
DATA NOT AVAILABLE | [5 empty] | DATA NOT AVAILABLE | THE GRID CONSULTANT | RIGIFA 20 POWER PLANT - DIESEL | RIGIFA FARM | COVE BAY NIGG | ABERDEEN | ABERDEENSHIRE | AB12 3LR | SCOTLAND | 395041 | 800247 | REDMOSS | DATA NOT APPLICABLE | REDMOSS GRID | 33 | SCOTTISH HYDRO ELECTRIC POWER DISTRIBUTION PLC | OTHER | OTHER | NO | DATA NOT AVAILABLE | DATA NOT AVAILABLE | 20 | DATA NOT AVAILABLE | DATA NOT AVAILABLE | DATA NOT AVAILABLE | DATA NOT AVAILABLE | DATA NOT AVAILABLE | DATA NOT AVAILABLE | DATA NOT AVAILABLE | DATA NOT AVAILABLE | DATA NOT AVAILABLE | DATA NOT AVAILABLE | DATA NOT AVAILABLE | DATA NOT AVAILABLE | NO | ACCEPTED TO CONNECT | DATA NOT AVAILABLE | DATA NOT AVAILABLE | DATA NOT AVAILABLE | DATA NOT AVAILABLE | DATA NOT AVAILABLE | DATA NOT AVAILABLE | 20 | 20 | 21.0526 | 0.38 | 0.4 | 43312 | DATA NOT AVAILABLE | N | DATA NOT AVAILABLE | DATA NOT AVAILABLE | DATA NOT AVAILABLE | DATA NOT AVAILABLE | DATA NOT AVAILABLE | 44034
DATA NOT AVAILABLE | [5 empty] | DATA NOT AVAILABLE | FPS13 LTD | SWAN COSTS HERMITAGE PARK | HERMITAGE PARK PLOT 2 | HARTS FARM WAY | HAVANT | PORTSMOUTH | PO9 1JN | ENGLAND | 470541 | 105666 | LOVEDEAN GSP | HAVANT | BROCKHAMPTON | 11 | SOUTHERN ELECTRIC POWER DISTRIBUTION PLC | OTHER | OTHER | NO | DATA NOT AVAILABLE | DATA NOT AVAILABLE | 20 | DATA NOT AVAILABLE | DATA NOT AVAILABLE | DATA NOT AVAILABLE | DATA NOT AVAILABLE | DATA NOT AVAILABLE | DATA NOT AVAILABLE | DATA NOT AVAILABLE | DATA NOT AVAILABLE | DATA NOT AVAILABLE | DATA NOT AVAILABLE | DATA NOT AVAILABLE | DATA NOT AVAILABLE | DATA NOT AVAILABLE | ACCEPTED TO CONNECT | DATA NOT AVAILABLE | DATA NOT AVAILABLE | DATA NOT AVAILABLE | DATA NOT AVAILABLE | DATA NOT AVAILABLE | DATA NOT AVAILABLE | 20 | 20 | 21.0526 | 0.2375 | 0.25 | 44987 | DATA NOT AVAILABLE | N | DATA NOT AVAILABLE | DATA NOT AVAILABLE | DATA NOT AVAILABLE | DATA NOT AVAILABLE | DATA NOT AVAILABLE | 44034
DATA NOT AVAILABLE | [5 empty] | DATA NOT AVAILABLE | BGS LTD | TITCHFIELD LANE - ESS | DATA NOT AVAILABLE | TITCHFIELD LANE | FAREHAM | HAMPSHIRE | PO15 6DY | ENGLAND | 455138 | 109927 | BOTLEY WOOD GSP | DATA NOT AVAILABLE | DATA NOT AVAILABLE | EHV | SOUTHERN ELECTRIC POWER DISTRIBUTION PLC | OTHER | OTHER | NO | DATA NOT AVAILABLE | DATA NOT AVAILABLE | 49.9 | DATA NOT AVAILABLE | DATA NOT AVAILABLE | DATA NOT AVAILABLE | DATA NOT AVAILABLE | DATA NOT AVAILABLE | DATA NOT AVAILABLE | DATA NOT AVAILABLE | DATA NOT AVAILABLE | DATA NOT AVAILABLE | DATA NOT AVAILABLE | DATA NOT AVAILABLE | DATA NOT AVAILABLE | DATA NOT AVAILABLE | ACCEPTED TO CONNECT | DATA NOT AVAILABLE | DATA NOT AVAILABLE | DATA NOT AVAILABLE | DATA NOT AVAILABLE | DATA NOT AVAILABLE | DATA NOT AVAILABLE | 49.9 | 49.9 | 52.5263 | 47.405 | 49.9 | 43802 | DATA NOT AVAILABLE | N | DATA NOT AVAILABLE | DATA NOT AVAILABLE | DATA NOT AVAILABLE | DATA NOT AVAILABLE | DATA NOT AVAILABLE | 44034
DATA NOT AVAILABLE | [5 empty] | DATA NOT AVAILABLE | NAREC DISTRIBUTED ENERGY LTD | LAND OFF THE B9134 - ELECTRICAL ENERGY | LAND OFF THE B9134 | FORFAR ANGUS | ANGUS | ANGUS | DD8 2UX | SCOTLAND | 347506 | 751932 | LUNANHEAD | DATA NOT APPLICABLE | DATA NOT AVAILABLE | EHV | SCOTTISH HYDRO ELECTRIC POWER DISTRIBUTION PLC | OTHER | OTHER | NO | DATA NOT AVAILABLE | DATA NOT AVAILABLE | 49.99 | DATA NOT AVAILABLE | DATA NOT AVAILABLE | DATA NOT AVAILABLE | DATA NOT AVAILABLE | DATA NOT AVAILABLE | DATA NOT AVAILABLE | DATA NOT AVAILABLE | DATA NOT AVAILABLE | DATA NOT AVAILABLE | DATA NOT AVAILABLE | DATA NOT AVAILABLE | DATA NOT AVAILABLE | DATA NOT AVAILABLE | ACCEPTED TO CONNECT | DATA NOT AVAILABLE | DATA NOT AVAILABLE | DATA NOT AVAILABLE | DATA NOT AVAILABLE | DATA NOT AVAILABLE | DATA NOT AVAILABLE | 49.99 | 49.99 | 52.6211 | 47.4905 | 49.99 | 44287 | DATA NOT AVAILABLE | N | DATA NOT AVAILABLE | DATA NOT AVAILABLE | DATA NOT AVAILABLE | DATA NOT AVAILABLE | DATA NOT AVAILABLE | 44034
DATA NOT AVAILABLE | [5 empty] | DATA NOT AVAILABLE | RENEWABLE CONNECTIONS STORAGE HOLDINGS LIMITED | KNIGHTSBRIDGE FARM | WOODSTOCK ROAD | YARNTON | KIDLINGTON | OXFORDSHIRE | OX5 1PJ | ENGLAND | 448246 | 212335 | COWLEY GSP | YARNTON | DATA NOT AVAILABLE | EHV | SOUTHERN ELECTRIC POWER DISTRIBUTION PLC | OTHER | OTHER | NO | DATA NOT AVAILABLE | DATA NOT AVAILABLE | 49.9 | DATA NOT AVAILABLE | DATA NOT AVAILABLE | DATA NOT AVAILABLE | DATA NOT AVAILABLE | DATA NOT AVAILABLE | DATA NOT AVAILABLE | DATA NOT AVAILABLE | DATA NOT AVAILABLE | DATA NOT AVAILABLE | DATA NOT AVAILABLE | DATA NOT AVAILABLE | DATA NOT AVAILABLE | DATA NOT AVAILABLE | ACCEPTED TO CONNECT | DATA NOT AVAILABLE | DATA NOT AVAILABLE | DATA NOT AVAILABLE | DATA NOT AVAILABLE | DATA NOT AVAILABLE | DATA NOT AVAILABLE | 49.9 | 49.9 | 52.5263 | 42.1053 | 40 | 44505 | DATA NOT AVAILABLE | N | DATA NOT AVAILABLE | DATA NOT AVAILABLE | DATA NOT AVAILABLE | DATA NOT AVAILABLE | DATA NOT AVAILABLE | 44495
DATA NOT AVAILABLE | [5 empty] | DATA NOT AVAILABLE | RENEWABLE POWER LIMITED | SNARLTON LANE | SNARLTON LANE | SNARLTON LANE | MELKSHAM | WILTSHIRE | SN12 7QP | ENGLAND | 392005 | 163835 | MELKSHAM GSP | DATA NOT APPLICABLE | SANDRIDGE PV FARM | 132 | SOUTHERN ELECTRIC POWER DISTRIBUTION PLC | OTHER | OTHER | NO | DATA NOT AVAILABLE | DATA NOT AVAILABLE | 49.9 | DATA NOT AVAILABLE | DATA NOT AVAILABLE | DATA NOT AVAILABLE | DATA NOT AVAILABLE | DATA NOT AVAILABLE | DATA NOT AVAILABLE | DATA NOT AVAILABLE | DATA NOT AVAILABLE | DATA NOT AVAILABLE | DATA NOT AVAILABLE | DATA NOT AVAILABLE | DATA NOT AVAILABLE | DATA NOT AVAILABLE | ACCEPTED TO CONNECT | DATA NOT AVAILABLE | DATA NOT AVAILABLE | DATA NOT AVAILABLE | DATA NOT AVAILABLE | DATA NOT AVAILABLE | DATA NOT AVAILABLE | 49.9 | 49.9 | 52.5263 | 47.405 | 49.9 | 45506 | DATA NOT AVAILABLE | N | DATA NOT AVAILABLE | DATA NOT AVAILABLE | DATA NOT AVAILABLE | DATA NOT AVAILABLE | DATA NOT AVAILABLE | 44084
DATA NOT AVAILABLE | [5 empty] | DATA NOT AVAILABLE | NEWHOUSE ENERGY STORAGE LTD | 49.9MW IMPORT/EXPORT | DATA NOT AVAILABLE | NEWHOUSE FARM | PERTH | PERTHSHIRE AND KINROSS | PH1 1QF | SCOTLAND | 308079 | 724383 | BURGHMUIR | DATA NOT APPLICABLE | BURGHMUIR GRID | 33 | SCOTTISH HYDRO ELECTRIC POWER DISTRIBUTION PLC | OTHER | OTHER | NO | DATA NOT AVAILABLE | DATA NOT AVAILABLE | 49.9 | DATA NOT AVAILABLE | DATA NOT AVAILABLE | DATA NOT AVAILABLE | DATA NOT AVAILABLE | DATA NOT AVAILABLE | DATA NOT AVAILABLE | DATA NOT AVAILABLE | DATA NOT AVAILABLE | DATA NOT AVAILABLE | DATA NOT AVAILABLE | DATA NOT AVAILABLE | DATA NOT AVAILABLE | DATA NOT AVAILABLE | ACCEPTED TO CONNECT | DATA NOT AVAILABLE | DATA NOT AVAILABLE | DATA NOT AVAILABLE | DATA NOT AVAILABLE | DATA NOT AVAILABLE | DATA NOT AVAILABLE | 49.9 | 49.9 | 52.5263 | 52.5263 | 49.9 | 44468 | DATA NOT AVAILABLE | N | DATA NOT AVAILABLE | DATA NOT AVAILABLE | DATA NOT AVAILABLE | DATA NOT AVAILABLE | DATA NOT AVAILABLE | 44495
DATA NOT AVAILABLE | [5 empty] | DATA NOT AVAILABLE | AGILE ENERGY RECOVERY (INVERURIE) LIMITED | 40MW - EFW | THAINSTONE ENERGY PARK ERF | KIRKWOOD COMMERCIAL PARK PORT ELPHINSTONE | INVERURIE | ABERDEENSHIRE | AB51 5NR | SCOTLAND | 378082 | 818999 | KINTORE | DATA NOT APPLICABLE | KINTORE GRID | 33 | SCOTTISH HYDRO ELECTRIC POWER DISTRIBUTION PLC | OTHER | OTHER | NO | DATA NOT AVAILABLE | DATA NOT AVAILABLE | 55 | DATA NOT AVAILABLE | DATA NOT AVAILABLE | DATA NOT AVAILABLE | DATA NOT AVAILABLE | DATA NOT AVAILABLE | DATA NOT AVAILABLE | DATA NOT AVAILABLE | DATA NOT AVAILABLE | DATA NOT AVAILABLE | DATA NOT AVAILABLE | DATA NOT AVAILABLE | DATA NOT AVAILABLE | DATA NOT AVAILABLE | ACCEPTED TO CONNECT | DATA NOT AVAILABLE | DATA NOT AVAILABLE | DATA NOT AVAILABLE | DATA NOT AVAILABLE | DATA NOT AVAILABLE | DATA NOT AVAILABLE | 55 | 40 | 42.1053 | 42.1053 | 40 | 44383 | DATA NOT AVAILABLE | N | DATA NOT AVAILABLE | DATA NOT AVAILABLE | DATA NOT AVAILABLE | DATA NOT AVAILABLE | DATA NOT AVAILABLE | 44440
DATA NOT AVAILABLE | [5 empty] | DATA NOT AVAILABLE | INNOVA RENEWABLES LIMITED | DATA NOT AVAILABLE | SOUTH LYNCH SOLAR AND STORAGE PLANT, LAND AT VIOLET HILL COTTAGE | PART OF SOUTH LYNCH FARM HURSLEY | WINCHESTER | HAMPSHIRE | SO21 2JH | ENGLAND | 442728 | 126814 | NURSLING GSP | WINCHESTER | DATA NOT AVAILABLE | EHV | SOUTHERN ELECTRIC POWER DISTRIBUTION PLC | OTHER | OTHER | NO | DATA NOT AVAILABLE | DATA NOT AVAILABLE | 20.9 | DATA NOT AVAILABLE | DATA NOT AVAILABLE | DATA NOT AVAILABLE | DATA NOT AVAILABLE | DATA NOT AVAILABLE | DATA NOT AVAILABLE | DATA NOT AVAILABLE | DATA NOT AVAILABLE | DATA NOT AVAILABLE | DATA NOT AVAILABLE | DATA NOT AVAILABLE | DATA NOT AVAILABLE | DATA NOT AVAILABLE | ACCEPTED TO CONNECT | DATA NOT AVAILABLE | DATA NOT AVAILABLE | DATA NOT AVAILABLE | DATA NOT AVAILABLE | DATA NOT AVAILABLE | DATA NOT AVAILABLE | 20.9 | 15 | 15.7895 | 4.5263 | 4.3 | 44449 | DATA NOT AVAILABLE | N | DATA NOT AVAILABLE | DATA NOT AVAILABLE | DATA NOT AVAILABLE | DATA NOT AVAILABLE | DATA NOT AVAILABLE | 44470
DATA NOT AVAILABLE | [5 empty] | DATA NOT AVAILABLE | UTILITY CONNECTION SOLUTIONS LIMITED | TR FOR APPROVAL AND COSTING | DATA NOT AVAILABLE | LONG LANE | STAINES | SURREY | TW19 7LY | ENGLAND | 507157 | 174072 | LALEHAM | DATA NOT APPLICABLE | LALEHAM | 132 | SOUTHERN ELECTRIC POWER DISTRIBUTION PLC | OTHER | OTHER | NO | DATA NOT AVAILABLE | DATA NOT AVAILABLE | 49.99 | DATA NOT AVAILABLE | DATA NOT AVAILABLE | DATA NOT AVAILABLE | DATA NOT AVAILABLE | DATA NOT AVAILABLE | DATA NOT AVAILABLE | DATA NOT AVAILABLE | DATA NOT AVAILABLE | DATA NOT AVAILABLE | DATA NOT AVAILABLE | DATA NOT AVAILABLE | DATA NOT AVAILABLE | DATA NOT AVAILABLE | ACCEPTED TO CONNECT | DATA NOT AVAILABLE | DATA NOT AVAILABLE | DATA NOT AVAILABLE | DATA NOT AVAILABLE | DATA NOT AVAILABLE | DATA NOT AVAILABLE | 49.99 | 49.99 | 52.6211 | 0 | 0 | 44498 | DATA NOT AVAILABLE | N | DATA NOT AVAILABLE | DATA NOT AVAILABLE | DATA NOT AVAILABLE | DATA NOT AVAILABLE | DATA NOT AVAILABLE | 44495
DATA NOT AVAILABLE | [5 empty] | DATA NOT AVAILABLE | AVON UTILITIES AND GENERATION LTD | MEETLAW BESS | DATA NOT AVAILABLE | MEETLAW FARM LAURENCEKIRK | LAURENCEKIRK | ABERDEENSHIRE | AB30 1LL | SCOTLAND | 381297 | 781886 | FIDDES | DATA NOT APPLICABLE | FIDDES | 33 | SCOTTISH HYDRO ELECTRIC POWER DISTRIBUTION PLC | OTHER | OTHER | NO | DATA NOT AVAILABLE | DATA NOT AVAILABLE | 49.9 | DATA NOT AVAILABLE | DATA NOT AVAILABLE | DATA NOT AVAILABLE | DATA NOT AVAILABLE | DATA NOT AVAILABLE | DATA NOT AVAILABLE | DATA NOT AVAILABLE | DATA NOT AVAILABLE | DATA NOT AVAILABLE | DATA NOT AVAILABLE | DATA NOT AVAILABLE | DATA NOT AVAILABLE | DATA NOT AVAILABLE | ACCEPTED TO CONNECT | DATA NOT AVAILABLE | DATA NOT AVAILABLE | DATA NOT AVAILABLE | DATA NOT AVAILABLE | DATA NOT AVAILABLE | DATA NOT AVAILABLE | 49.9 | 49.9 | 52.5263 | 52.5263 | 49.9 | 44447 | DATA NOT AVAILABLE | N | DATA NOT AVAILABLE | DATA NOT AVAILABLE | DATA NOT AVAILABLE | DATA NOT AVAILABLE | DATA NOT AVAILABLE | 44470
DATA NOT AVAILABLE | [5 empty] | DATA NOT AVAILABLE | IGAS ENERGY PLC | CCM SINGLETON WELL SITE - ADDCAP | IGAS ENERGY PLC | SINGLETON WELL SITE SINGLETON FOREST SINGLETON | CHICHESTER | WEST SUSSEX | PO18 0HL | ENGLAND | 487483 | 115586 | BRAMLEY (FLEE) | FERNHURST | MIDHURST | 11 | SOUTHERN ELECTRIC POWER DISTRIBUTION PLC | OTHER | OTHER | NO | DATA NOT AVAILABLE | DATA NOT AVAILABLE | 2 | DATA NOT AVAILABLE | DATA NOT AVAILABLE | DATA NOT AVAILABLE | DATA NOT AVAILABLE | DATA NOT AVAILABLE | DATA NOT AVAILABLE | DATA NOT AVAILABLE | DATA NOT AVAILABLE | DATA NOT AVAILABLE | DATA NOT AVAILABLE | DATA NOT AVAILABLE | DATA NOT AVAILABLE | DATA NOT AVAILABLE | ACCEPTED TO CONNECT | DATA NOT AVAILABLE | DATA NOT AVAILABLE | DATA NOT AVAILABLE | DATA NOT AVAILABLE | DATA NOT AVAILABLE | DATA NOT AVAILABLE | 2 | 2 | 2.1053 | 0 | 0 | 44778 | DATA NOT AVAILABLE | N | DATA NOT AVAILABLE | DATA NOT AVAILABLE | DATA NOT AVAILABLE | DATA NOT AVAILABLE | DATA NOT AVAILABLE | 44811
DATA NOT AVAILABLE | [5 empty] | DATA NOT AVAILABLE | GEW2 LTD | AUTH | DATA NOT AVAILABLE | GOVAL FARM DYCE ABERDEEN | DYCE | ABERDEENSHIRE | AB21 0HS | SCOTLAND | 388569 | 815050 | DYCE | DATA NOT APPLICABLE | DYCE GRID | 33 | SCOTTISH HYDRO ELECTRIC POWER DISTRIBUTION PLC | OTHER | OTHER | NO | DATA NOT AVAILABLE | DATA NOT AVAILABLE | 32.95 | DATA NOT AVAILABLE | DATA NOT AVAILABLE | DATA NOT AVAILABLE | DATA NOT AVAILABLE | DATA NOT AVAILABLE | DATA NOT AVAILABLE | DATA NOT AVAILABLE | DATA NOT AVAILABLE | DATA NOT AVAILABLE | DATA NOT AVAILABLE | DATA NOT AVAILABLE | DATA NOT AVAILABLE | DATA NOT AVAILABLE | ACCEPTED TO CONNECT | DATA NOT AVAILABLE | DATA NOT AVAILABLE | DATA NOT AVAILABLE | DATA NOT AVAILABLE | DATA NOT AVAILABLE | DATA NOT AVAILABLE | 32.95 | 32.95 | 34.6842 | 20.4947 | 19.47 | 44858 | DATA NOT AVAILABLE | N | DATA NOT AVAILABLE | DATA NOT AVAILABLE | DATA NOT AVAILABLE | DATA NOT AVAILABLE | DATA NOT AVAILABLE | 44868
DATA NOT AVAILABLE | [5 empty] | DATA NOT AVAILABLE | SSE GENERATION LIMITED | 55MW STEAM | 342 EDINBURGH AVENUE | DATA NOT AVAILABLE | SLOUGH | BERKSHIRE | SL1 4TU | ENGLAND | 495555 | 181421 | IVER 132KV | SLOUGH | SLOUGH 33KV | 33 | SOUTHERN ELECTRIC POWER DISTRIBUTION PLC | OTHER | OTHER | NO | DATA NOT AVAILABLE | DATA NOT AVAILABLE | 61.275 | DATA NOT AVAILABLE | DATA NOT AVAILABLE | DATA NOT AVAILABLE | DATA NOT AVAILABLE | DATA NOT AVAILABLE | DATA NOT AVAILABLE | DATA NOT AVAILABLE | DATA NOT AVAILABLE | DATA NOT AVAILABLE | DATA NOT AVAILABLE | DATA NOT AVAILABLE | DATA NOT AVAILABLE | DATA NOT AVAILABLE | ACCEPTED TO CONNECT | DATA NOT AVAILABLE | DATA NOT AVAILABLE | DATA NOT AVAILABLE | DATA NOT AVAILABLE | DATA NOT AVAILABLE | DATA NOT AVAILABLE | 61.275 | 55 | 57.8947 | 6.8526 | 6.51 | 44742 | DATA NOT AVAILABLE | N | DATA NOT AVAILABLE | DATA NOT AVAILABLE | DATA NOT AVAILABLE | DATA NOT AVAILABLE | DATA NOT AVAILABLE | 44811
DATA NOT AVAILABLE | [5 empty] | DATA NOT AVAILABLE | ANESCO LIMITED | AUTH | PERSLEY WASTE WATER TREATMENT WORKS | MUGIEMOSS ROAD | ABERDEEN | ABERDEENSHIRE | AB21 9NT | SCOTLAND | 390352 | 809761 | PERSLEY | DATA NOT APPLICABLE | PERSLEY GRID | 33 | SCOTTISH HYDRO ELECTRIC POWER DISTRIBUTION PLC | OTHER | OTHER | NO | DATA NOT AVAILABLE | DATA NOT AVAILABLE | 72.58 | DATA NOT AVAILABLE | DATA NOT AVAILABLE | DATA NOT AVAILABLE | DATA NOT AVAILABLE | DATA NOT AVAILABLE | DATA NOT AVAILABLE | DATA NOT AVAILABLE | DATA NOT AVAILABLE | DATA NOT AVAILABLE | DATA NOT AVAILABLE | DATA NOT AVAILABLE | DATA NOT AVAILABLE | DATA NOT AVAILABLE | ACCEPTED TO CONNECT | DATA NOT AVAILABLE | DATA NOT AVAILABLE | DATA NOT AVAILABLE | DATA NOT AVAILABLE | DATA NOT AVAILABLE | DATA NOT AVAILABLE | 72.58 | 63.3 | 66.6316 | 70.1389 | 66.632 | 44733 | DATA NOT AVAILABLE | N | DATA NOT AVAILABLE | DATA NOT AVAILABLE | DATA NOT AVAILABLE | DATA NOT AVAILABLE | DATA NOT AVAILABLE | 44748
DATA NOT AVAILABLE | [5 empty] | DATA NOT AVAILABLE | ADTEK | AUTH | EAST KINMONTH, | DRUMLITHIE | STONEHAVEN | ABERDEENSHIRE | AB39 3YE | SCOTLAND | 378501 | 781713 | FETTERSSO GRID | DATA NOT APPLICABLE | DATA NOT AVAILABLE | EHV | SCOTTISH HYDRO ELECTRIC POWER DISTRIBUTION PLC | OTHER | OTHER | NO | DATA NOT AVAILABLE | DATA NOT AVAILABLE | 49.9 | DATA NOT AVAILABLE | DATA NOT AVAILABLE | DATA NOT AVAILABLE | DATA NOT AVAILABLE | DATA NOT AVAILABLE | DATA NOT AVAILABLE | DATA NOT AVAILABLE | DATA NOT AVAILABLE | DATA NOT AVAILABLE | DATA NOT AVAILABLE | DATA NOT AVAILABLE | DATA NOT AVAILABLE | DATA NOT AVAILABLE | ACCEPTED TO CONNECT | DATA NOT AVAILABLE | DATA NOT AVAILABLE | DATA NOT AVAILABLE | DATA NOT AVAILABLE | DATA NOT AVAILABLE | DATA NOT AVAILABLE | 49.9 | 49.9 | 52.5263 | 55.2905 | 52.526 | 44728 | DATA NOT AVAILABLE | N | DATA NOT AVAILABLE | DATA NOT AVAILABLE | DATA NOT AVAILABLE | DATA NOT AVAILABLE | DATA NOT AVAILABLE | 44748
DATA NOT AVAILABLE | [5 empty] | DATA NOT AVAILABLE | MACDUFF BATTERY STORAGE LTD | AUTH | DATA NOT AVAILABLE | LAW OF DOUNE ROAD CANNICH | MACDUFF | ABERDEENSHIRE | AB44 1XP | SCOTLAND | 370516 | 864094 | MACDUFF | DATA NOT APPLICABLE | MACDUFF GRID | 33 | SCOTTISH HYDRO ELECTRIC POWER DISTRIBUTION PLC | OTHER | OTHER | NO | DATA NOT AVAILABLE | DATA NOT AVAILABLE | 48.19 | DATA NOT AVAILABLE | DATA NOT AVAILABLE | DATA NOT AVAILABLE | DATA NOT AVAILABLE | DATA NOT AVAILABLE | DATA NOT AVAILABLE | DATA NOT AVAILABLE | DATA NOT AVAILABLE | DATA NOT AVAILABLE | DATA NOT AVAILABLE | DATA NOT AVAILABLE | DATA NOT AVAILABLE | DATA NOT AVAILABLE | ACCEPTED TO CONNECT | DATA NOT AVAILABLE | DATA NOT AVAILABLE | DATA NOT AVAILABLE | DATA NOT AVAILABLE | DATA NOT AVAILABLE | DATA NOT AVAILABLE | 48.19 | 48.19 | 50.7263 | 50.7263 | 48.19 | 44848 | DATA NOT AVAILABLE | N | DATA NOT AVAILABLE | DATA NOT AVAILABLE | DATA NOT AVAILABLE | DATA NOT AVAILABLE | DATA NOT AVAILABLE | 44868
DATA NOT AVAILABLE | [5 empty] | DATA NOT AVAILABLE | OPDENERGY UK LTD | AUTH | DATA NOT AVAILABLE | BOOTHBY ROAD | FRASERBURGH | ABERDEENSHIRE | AB43 9BE | SCOTLAND | 398189 | 866598 | FRASERBURGH | DATA NOT APPLICABLE | FRASERBURGH GRID | 33 | SCOTTISH HYDRO ELECTRIC POWER DISTRIBUTION PLC | OTHER | OTHER | NO | DATA NOT AVAILABLE | DATA NOT AVAILABLE | 52.68 | DATA NOT AVAILABLE | DATA NOT AVAILABLE | DATA NOT AVAILABLE | DATA NOT AVAILABLE | DATA NOT AVAILABLE | DATA NOT AVAILABLE | DATA NOT AVAILABLE | DATA NOT AVAILABLE | DATA NOT AVAILABLE | DATA NOT AVAILABLE | DATA NOT AVAILABLE | DATA NOT AVAILABLE | DATA NOT AVAILABLE | ACCEPTED TO CONNECT | DATA NOT AVAILABLE | DATA NOT AVAILABLE | DATA NOT AVAILABLE | DATA NOT AVAILABLE | DATA NOT AVAILABLE | DATA NOT AVAILABLE | 52.68 | 50 | 52.6316 | 55.4011 | 52.631 | 44748 | DATA NOT AVAILABLE | N | DATA NOT AVAILABLE | DATA NOT AVAILABLE | DATA NOT AVAILABLE | DATA NOT AVAILABLE | DATA NOT AVAILABLE | 44774
DATA NOT AVAILABLE | [5 empty] | DATA NOT AVAILABLE | COUCH PERRY WILKES | 1.6MVA IMPORT, 2,250KW DG | UNIT 1-3 PANATTONI PARK | HOAD WAY THEALE | READING | BERKSHIRE | RG7 5AQ | ENGLAND | 464562 | 171331 | BRAMLEY (FLEE) | BURGHFIELD RESERVE | THEALE | 11 | SOUTHERN ELECTRIC POWER DISTRIBUTION PLC | OTHER | OTHER | NO | DATA NOT AVAILABLE | DATA NOT AVAILABLE | 2.25 | DATA NOT AVAILABLE | DATA NOT AVAILABLE | DATA NOT AVAILABLE | DATA NOT AVAILABLE | DATA NOT AVAILABLE | DATA NOT AVAILABLE | DATA NOT AVAILABLE | DATA NOT AVAILABLE | DATA NOT AVAILABLE | DATA NOT AVAILABLE | DATA NOT AVAILABLE | DATA NOT AVAILABLE | DATA NOT AVAILABLE | ACCEPTED TO CONNECT | DATA NOT AVAILABLE | DATA NOT AVAILABLE | DATA NOT AVAILABLE | DATA NOT AVAILABLE | DATA NOT AVAILABLE | DATA NOT AVAILABLE | 2.25 | 2 | 2.1053 | 1.6842 | 1.6 | 44897 | DATA NOT AVAILABLE | N | DATA NOT AVAILABLE | DATA NOT AVAILABLE | DATA NOT AVAILABLE | DATA NOT AVAILABLE | DATA NOT AVAILABLE | 44936
DATA NOT AVAILABLE | [5 empty] | DATA NOT AVAILABLE | RENEWABLE CONNECTIONS SOLAR HOLDINGS LIMITED | PEER | DATA NOT AVAILABLE | KINCRAIG FARM UDNY ELLON | ABERDEEN | ABERDEENSHIRE | AB41 7RJ | SCOTLAND | 396251 | 824673 | DYCE | DATA NOT APPLICABLE | DYCE GRID | 33 | SCOTTISH HYDRO ELECTRIC POWER DISTRIBUTION PLC | OTHER | OTHER | NO | DATA NOT AVAILABLE | DATA NOT AVAILABLE | 20.622 | DATA NOT AVAILABLE | DATA NOT AVAILABLE | DATA NOT AVAILABLE | DATA NOT AVAILABLE | DATA NOT AVAILABLE | DATA NOT AVAILABLE | DATA NOT AVAILABLE | DATA NOT AVAILABLE | DATA NOT AVAILABLE | DATA NOT AVAILABLE | DATA NOT AVAILABLE | DATA NOT AVAILABLE | DATA NOT AVAILABLE | ACCEPTED TO CONNECT | DATA NOT AVAILABLE | DATA NOT AVAILABLE | DATA NOT AVAILABLE | DATA NOT AVAILABLE | DATA NOT AVAILABLE | DATA NOT AVAILABLE | 20.622 | 20.622 | 21.7074 | 15 | 14.25 | 44788 | DATA NOT AVAILABLE | N | DATA NOT AVAILABLE | DATA NOT AVAILABLE | DATA NOT AVAILABLE | DATA NOT AVAILABLE | DATA NOT AVAILABLE | 44811
DATA NOT AVAILABLE | [5 empty] | DATA NOT AVAILABLE | OPDE UK LTD | 50MW - ADD CAVEATS TO DOCO | CROFT 180/181 | CLYNELISH MUIR CLYNELISH | BRORA | HIGHLAND | KW9 6LR | SCOTLAND | 289624 | 905373 | BRORA | DATA NOT APPLICABLE | BRORA GRID | 33 | SCOTTISH HYDRO ELECTRIC POWER DISTRIBUTION PLC | OTHER | OTHER | NO | DATA NOT AVAILABLE | DATA NOT AVAILABLE | 52.68 | DATA NOT AVAILABLE | DATA NOT AVAILABLE | DATA NOT AVAILABLE | DATA NOT AVAILABLE | DATA NOT AVAILABLE | DATA NOT AVAILABLE | DATA NOT AVAILABLE | DATA NOT AVAILABLE | DATA NOT AVAILABLE | DATA NOT AVAILABLE | DATA NOT AVAILABLE | DATA NOT AVAILABLE | DATA NOT AVAILABLE | ACCEPTED TO CONNECT | DATA NOT AVAILABLE | DATA NOT AVAILABLE | DATA NOT AVAILABLE | DATA NOT AVAILABLE | DATA NOT AVAILABLE | DATA NOT AVAILABLE | 52.68 | 50 | 52.6316 | 52.6316 | 50 | 44748 | DATA NOT AVAILABLE | N | DATA NOT AVAILABLE | DATA NOT AVAILABLE | DATA NOT AVAILABLE | DATA NOT AVAILABLE | DATA NOT AVAILABLE | 44774
DATA NOT AVAILABLE | [5 empty] | DATA NOT AVAILABLE | SYNTHETIC POWER LTD | WITH COMMERCIAL CONTRACTS | BLOUNTS COURT FARM | POTTERNE | DEVIZES | WILTSHIRE | SN10 5PH | ENGLAND | 399626 | 158377 | MELKSHAM GSP | NORRINGTON | DEVIZES | 11 | SOUTHERN ELECTRIC POWER DISTRIBUTION PLC | OTHER | OTHER | NO | DATA NOT AVAILABLE | DATA NOT AVAILABLE | 15 | DATA NOT AVAILABLE | DATA NOT AVAILABLE | DATA NOT AVAILABLE | DATA NOT AVAILABLE | DATA NOT AVAILABLE | DATA NOT AVAILABLE | DATA NOT AVAILABLE | DATA NOT AVAILABLE | DATA NOT AVAILABLE | DATA NOT AVAILABLE | DATA NOT AVAILABLE | DATA NOT AVAILABLE | DATA NOT AVAILABLE | ACCEPTED TO CONNECT | DATA NOT AVAILABLE | DATA NOT AVAILABLE | DATA NOT AVAILABLE | DATA NOT AVAILABLE | DATA NOT AVAILABLE | DATA NOT AVAILABLE | 15 | 15 | 15.7895 | 0.1 | 0.095 | 44824 | DATA NOT AVAILABLE | N | DATA NOT AVAILABLE | DATA NOT AVAILABLE | DATA NOT AVAILABLE | DATA NOT AVAILABLE | DATA NOT AVAILABLE | 44844
DATA NOT AVAILABLE | [5 empty] | DATA NOT AVAILABLE | GREEN POWER CONSULTANTS LIMITED | AUTH | DATA NOT AVAILABLE | BISHOPMILL | ELGIN | MORAY | IV30 4LF | SCOTLAND | 321867 | 864470 | ELGIN | DATA NOT APPLICABLE | ELGIN GRID | 33 | SCOTTISH HYDRO ELECTRIC POWER DISTRIBUTION PLC | OTHER | OTHER | NO | DATA NOT AVAILABLE | DATA NOT AVAILABLE | 30 | DATA NOT AVAILABLE | DATA NOT AVAILABLE | DATA NOT AVAILABLE | DATA NOT AVAILABLE | DATA NOT AVAILABLE | DATA NOT AVAILABLE | DATA NOT AVAILABLE | DATA NOT AVAILABLE | DATA NOT AVAILABLE | DATA NOT AVAILABLE | DATA NOT AVAILABLE | DATA NOT AVAILABLE | DATA NOT AVAILABLE | ACCEPTED TO CONNECT | DATA NOT AVAILABLE | DATA NOT AVAILABLE | DATA NOT AVAILABLE | DATA NOT AVAILABLE | DATA NOT AVAILABLE | DATA NOT AVAILABLE | 30 | 30 | 31.5789 | 31.5789 | 30 | 44959 | DATA NOT AVAILABLE | N | DATA NOT AVAILABLE | DATA NOT AVAILABLE | DATA NOT AVAILABLE | DATA NOT AVAILABLE | DATA NOT AVAILABLE | 44993
DATA NOT AVAILABLE | [5 empty] | DATA NOT AVAILABLE | RE PROJECTS DEVELOPMENT LIMITED | AUTH | PERSLEY CROFT | THE PARKWAY | ABERDEEN | ABERDEENSHIRE | AB22 8AN | SCOTLAND | 391215 | 810126 | PERSLEY | DATA NOT APPLICABLE | PERSLEY GRID | 33 | SCOTTISH HYDRO ELECTRIC POWER DISTRIBUTION PLC | OTHER | OTHER | NO | DATA NOT AVAILABLE | DATA NOT AVAILABLE | 50.4 | DATA NOT AVAILABLE | DATA NOT AVAILABLE | DATA NOT AVAILABLE | DATA NOT AVAILABLE | DATA NOT AVAILABLE | DATA NOT AVAILABLE | DATA NOT AVAILABLE | DATA NOT AVAILABLE | DATA NOT AVAILABLE | DATA NOT AVAILABLE | DATA NOT AVAILABLE | DATA NOT AVAILABLE | DATA NOT AVAILABLE | ACCEPTED TO CONNECT | DATA NOT AVAILABLE | DATA NOT AVAILABLE | DATA NOT AVAILABLE | DATA NOT AVAILABLE | DATA NOT AVAILABLE | DATA NOT AVAILABLE | 50.4 | 50 | 52.6316 | 47.4611 | 45.088 | 44817 | DATA NOT AVAILABLE | N | DATA NOT AVAILABLE | DATA NOT AVAILABLE | DATA NOT AVAILABLE | DATA NOT AVAILABLE | DATA NOT AVAILABLE | 44844
DATA NOT AVAILABLE | [5 empty] | DATA NOT AVAILABLE | ENWCML | PERSLEY WWTW | PERSLEY WWTP | WOODSIDE ABERDEEN | ABERDEEN | ABERDEENSHIRE | AB22 8AQ | SCOTLAND | 390545 | 810015 | PERSLEY | DATA NOT APPLICABLE | PERSLEY GRID | 33 | SCOTTISH HYDRO ELECTRIC POWER DISTRIBUTION PLC | OTHER | OTHER | NO | DATA NOT AVAILABLE | DATA NOT AVAILABLE | 50 | DATA NOT AVAILABLE | DATA NOT AVAILABLE | DATA NOT AVAILABLE | DATA NOT AVAILABLE | DATA NOT AVAILABLE | DATA NOT AVAILABLE | DATA NOT AVAILABLE | DATA NOT AVAILABLE | DATA NOT AVAILABLE | DATA NOT AVAILABLE | DATA NOT AVAILABLE | DATA NOT AVAILABLE | DATA NOT AVAILABLE | ACCEPTED TO CONNECT | DATA NOT AVAILABLE | DATA NOT AVAILABLE | DATA NOT AVAILABLE | DATA NOT AVAILABLE | DATA NOT AVAILABLE | DATA NOT AVAILABLE | 50 | 50 | 52.6316 | 52.6316 | 50 | 45072 | DATA NOT AVAILABLE | N | DATA NOT AVAILABLE | DATA NOT AVAILABLE | DATA NOT AVAILABLE | DATA NOT AVAILABLE | DATA NOT AVAILABLE | 45089
DATA NOT AVAILABLE | [5 empty] | DATA NOT AVAILABLE | LOCOGEN CONSULTING LTD | AUTH | HILL OF WETHERSTA | SOUTH EAST OF BRAE | SHETLAND | SHETLAND ISLANDS | ZE2 9QY | SCOTLAND | 436057 | 1167391 | GREMISTA | DATA NOT APPLICABLE | GREMISTA | 11 | SCOTTISH HYDRO ELECTRIC POWER DISTRIBUTION PLC | OTHER | OTHER | NO | DATA NOT AVAILABLE | DATA NOT AVAILABLE | 5.2 | DATA NOT AVAILABLE | DATA NOT AVAILABLE | DATA NOT AVAILABLE | DATA NOT AVAILABLE | DATA NOT AVAILABLE | DATA NOT AVAILABLE | DATA NOT AVAILABLE | DATA NOT AVAILABLE | DATA NOT AVAILABLE | DATA NOT AVAILABLE | DATA NOT AVAILABLE | DATA NOT AVAILABLE | DATA NOT AVAILABLE | ACCEPTED TO CONNECT | DATA NOT AVAILABLE | DATA NOT AVAILABLE | DATA NOT AVAILABLE | DATA NOT AVAILABLE | DATA NOT AVAILABLE | DATA NOT AVAILABLE | 5.2 | 5 | 5.2632 | 1.8421 | 1.75 | 44918 | DATA NOT AVAILABLE | N | DATA NOT AVAILABLE | DATA NOT AVAILABLE | DATA NOT AVAILABLE | DATA NOT AVAILABLE | DATA NOT AVAILABLE | 44936
DATA NOT AVAILABLE | [5 empty] | DATA NOT AVAILABLE | WGM CONSULTING ENGINEERS | PRI LOAD INCREASE AND STP | PERTH ROYAL INFIRMARY | TAYMOUNT TERRACE | PERTH | PERTHSHIRE AND KINROSS | PH1 1NX | SCOTLAND | 310411 | 723623 | BURGHMUIR | DATA NOT APPLICABLE | BURGHMUIR | 11 | SCOTTISH HYDRO ELECTRIC POWER DISTRIBUTION PLC | OTHER | OTHER | NO | DATA NOT AVAILABLE | DATA NOT AVAILABLE | 8 | DATA NOT AVAILABLE | DATA NOT AVAILABLE | DATA NOT AVAILABLE | DATA NOT AVAILABLE | DATA NOT AVAILABLE | DATA NOT AVAILABLE | DATA NOT AVAILABLE | DATA NOT AVAILABLE | DATA NOT AVAILABLE | DATA NOT AVAILABLE | DATA NOT AVAILABLE | DATA NOT AVAILABLE | DATA NOT AVAILABLE | ACCEPTED TO CONNECT | DATA NOT AVAILABLE | DATA NOT AVAILABLE | DATA NOT AVAILABLE | DATA NOT AVAILABLE | DATA NOT AVAILABLE | DATA NOT AVAILABLE | 8 | 0 | 0 | 6.9263 | 6.58 | 45159 | DATA NOT AVAILABLE | N | DATA NOT AVAILABLE | DATA NOT AVAILABLE | DATA NOT AVAILABLE | DATA NOT AVAILABLE | DATA NOT AVAILABLE | 45176
DATA NOT AVAILABLE | [5 empty] | DATA NOT AVAILABLE | GREEN CAT RENEWABLES | 49.9MW WIND AND ELECTRICITY STORAGE | GREEN BURN WIND FARM | DATA NOT AVAILABLE | BLAIRGOWRIE | PERTHSHIRE AND KINROSS | PH10 7JX | SCOTLAND | 314206 | 756507 | COUPAR ANGUS | DATA NOT APPLICABLE | COUPAR ANGUS GRID | 33 | SCOTTISH HYDRO ELECTRIC POWER DISTRIBUTION PLC | OTHER | OTHER | NO | DATA NOT AVAILABLE | DATA NOT AVAILABLE | 49.8 | STORED ENERGY (ALL STORED ENERGY IRRESPECTVE OF THE ORIGINAL ENERGY SOURCE) | STORAGE - ELECTROCHEMICAL (BATTERIES) | DATA NOT AVAILABLE | DATA NOT AVAILABLE | DATA NOT AVAILABLE | 19.3905 | DATA NOT AVAILABLE | DATA NOT AVAILABLE | DATA NOT AVAILABLE | DATA NOT AVAILABLE | DATA NOT AVAILABLE | DATA NOT AVAILABLE | DATA NOT AVAILABLE | ACCEPTED TO CONNECT | DATA NOT AVAILABLE | DATA NOT AVAILABLE | DATA NOT AVAILABLE | DATA NOT AVAILABLE | DATA NOT AVAILABLE | DATA NOT AVAILABLE | 49.8 | 49.9 | 52.5263 | 19.3905 | 18.421 | 44901 | DATA NOT AVAILABLE | N | DATA NOT AVAILABLE | DATA NOT AVAILABLE | DATA NOT AVAILABLE | DATA NOT AVAILABLE | DATA NOT AVAILABLE | 44936
DATA NOT AVAILABLE | [5 empty] | DATA NOT AVAILABLE | RENEWABLE ENERGY SYSTEMS LTD | PEER | CORSHELLACH BESS | DUNPHAIL | FORRES | MORAY | IV36 2QH | SCOTLAND | 302548 | 845737 | BERRYBURN GRID | DATA NOT APPLICABLE | BERRYBURN GRID | 33 | SCOTTISH HYDRO ELECTRIC POWER DISTRIBUTION PLC | OTHER | OTHER | NO | DATA NOT AVAILABLE | DATA NOT AVAILABLE | 62.5 | DATA NOT AVAILABLE | DATA NOT AVAILABLE | DATA NOT AVAILABLE | DATA NOT AVAILABLE | DATA NOT AVAILABLE | DATA NOT AVAILABLE | DATA NOT AVAILABLE | DATA NOT AVAILABLE | DATA NOT AVAILABLE | DATA NOT AVAILABLE | DATA NOT AVAILABLE | DATA NOT AVAILABLE | DATA NOT AVAILABLE | ACCEPTED TO CONNECT | DATA NOT AVAILABLE | DATA NOT AVAILABLE | DATA NOT AVAILABLE | DATA NOT AVAILABLE | DATA NOT AVAILABLE | DATA NOT AVAILABLE | 62.5 | 49.9 | 52.5263 | 52.5263 | 49.9 | 44875 | DATA NOT AVAILABLE | N | DATA NOT AVAILABLE | DATA NOT AVAILABLE | DATA NOT AVAILABLE | DATA NOT AVAILABLE | DATA NOT AVAILABLE | 44901
DATA NOT AVAILABLE | [5 empty] | DATA NOT AVAILABLE | CONRAD ENERGY (DEVELOPMENTS) II LIMITED | 7MW SOLAR | LAND AT DOWN FARM | HURSLEY | WINCHESTER | HAMPSHIRE | SO22 4BF | ENGLAND | 445202 | 127070 | NURSLING GSP | WINCHESTER | DATA NOT AVAILABLE | EHV | SOUTHERN ELECTRIC POWER DISTRIBUTION PLC | OTHER | OTHER | NO | DATA NOT AVAILABLE | DATA NOT AVAILABLE | 7 | DATA NOT AVAILABLE | DATA NOT AVAILABLE | DATA NOT AVAILABLE | DATA NOT AVAILABLE | DATA NOT AVAILABLE | DATA NOT AVAILABLE | DATA NOT AVAILABLE | DATA NOT AVAILABLE | DATA NOT AVAILABLE | DATA NOT AVAILABLE | DATA NOT AVAILABLE | DATA NOT AVAILABLE | DATA NOT AVAILABLE | ACCEPTED TO CONNECT | DATA NOT AVAILABLE | DATA NOT AVAILABLE | DATA NOT AVAILABLE | DATA NOT AVAILABLE | DATA NOT AVAILABLE | DATA NOT AVAILABLE | 7 | 7 | 7.3684 | 0.16632 | 0.158 | 44865 | DATA NOT AVAILABLE | N | DATA NOT AVAILABLE | DATA NOT AVAILABLE | DATA NOT AVAILABLE | DATA NOT AVAILABLE | DATA NOT AVAILABLE | 44901
DATA NOT AVAILABLE | [5 empty] | DATA NOT AVAILABLE | REG WINDPOWER LTD | FOR NCD - DESIGN APPROVAL | WHITECHURCH HILL ENERGY PARK | WINTERBORNE WHITECHURCH | BLANDFORD | DORSET | DT11 9AW | ENGLAND | 384345 | 99548 | MANNINGTON GSP | LYTCHETT | LYTCHETT | EHV | SOUTHERN ELECTRIC POWER DISTRIBUTION PLC | OTHER | OTHER | NO | DATA NOT AVAILABLE | DATA NOT AVAILABLE | 12 | DATA NOT AVAILABLE | DATA NOT AVAILABLE | DATA NOT AVAILABLE | DATA NOT AVAILABLE | DATA NOT AVAILABLE | DATA NOT AVAILABLE | DATA NOT AVAILABLE | DATA NOT AVAILABLE | DATA NOT AVAILABLE | DATA NOT AVAILABLE | DATA NOT AVAILABLE | DATA NOT AVAILABLE | DATA NOT AVAILABLE | ACCEPTED TO CONNECT | DATA NOT AVAILABLE | DATA NOT AVAILABLE | DATA NOT AVAILABLE | DATA NOT AVAILABLE | DATA NOT AVAILABLE | DATA NOT AVAILABLE | 12 | 12 | 12.6316 | 3.1579 | 3 | 44895 | DATA NOT AVAILABLE | N | DATA NOT AVAILABLE | DATA NOT AVAILABLE | DATA NOT AVAILABLE | DATA NOT AVAILABLE | DATA NOT AVAILABLE | 44936
DATA NOT AVAILABLE | [5 empty] | DATA NOT AVAILABLE | ADTEK LIMITED | PEER | TARLAND SITE | BOGFERN | ALFORD | ABERDEENSHIRE | AB33 8LP | SCOTLAND | 352824 | 807223 | TARLAND | DATA NOT APPLICABLE | TARLAND GRID | 33 | SCOTTISH HYDRO ELECTRIC POWER DISTRIBUTION PLC | OTHER | OTHER | NO | DATA NOT AVAILABLE | DATA NOT AVAILABLE | 20 | DATA NOT AVAILABLE | DATA NOT AVAILABLE | DATA NOT AVAILABLE | DATA NOT AVAILABLE | DATA NOT AVAILABLE | DATA NOT AVAILABLE | DATA NOT AVAILABLE | DATA NOT AVAILABLE | DATA NOT AVAILABLE | DATA NOT AVAILABLE | DATA NOT AVAILABLE | DATA NOT AVAILABLE | DATA NOT AVAILABLE | ACCEPTED TO CONNECT | DATA NOT AVAILABLE | DATA NOT AVAILABLE | DATA NOT AVAILABLE | DATA NOT AVAILABLE | DATA NOT AVAILABLE | DATA NOT AVAILABLE | 20 | 20 | 21.0526 | 21.0526 | 20 | 44826 | DATA NOT AVAILABLE | N | DATA NOT AVAILABLE | DATA NOT AVAILABLE | DATA NOT AVAILABLE | DATA NOT AVAILABLE | DATA NOT AVAILABLE | 44844
DATA NOT AVAILABLE | [5 empty] | DATA NOT AVAILABLE | ADTEK LIMITED | QUALITY | KEITH BATTERY STORAGE | WESTERTON ROAD | KEITH | MORAY | AB55 5EP | SCOTLAND | 343607 | 850568 | KEITH | DATA NOT APPLICABLE | KEITH GRID | 33 | SCOTTISH HYDRO ELECTRIC POWER DISTRIBUTION PLC | OTHER | OTHER | NO | DATA NOT AVAILABLE | DATA NOT AVAILABLE | 39 | DATA NOT AVAILABLE | DATA NOT AVAILABLE | DATA NOT AVAILABLE | DATA NOT AVAILABLE | DATA NOT AVAILABLE | DATA NOT AVAILABLE | DATA NOT AVAILABLE | DATA NOT AVAILABLE | DATA NOT AVAILABLE | DATA NOT AVAILABLE | DATA NOT AVAILABLE | DATA NOT AVAILABLE | DATA NOT AVAILABLE | ACCEPTED TO CONNECT | DATA NOT AVAILABLE | DATA NOT AVAILABLE | DATA NOT AVAILABLE | DATA NOT AVAILABLE | DATA NOT AVAILABLE | DATA NOT AVAILABLE | 39 | 39 | 41.0526 | 41.0526 | 39 | 44826 | DATA NOT AVAILABLE | N | DATA NOT AVAILABLE | DATA NOT AVAILABLE | DATA NOT AVAILABLE | DATA NOT AVAILABLE | DATA NOT AVAILABLE | 44844
DATA NOT AVAILABLE | [5 empty] | DATA NOT AVAILABLE | MERAKI CONSULTANTS LIMITED | FRASERBURGH ENERGY PLANT | FRASERBURGH ENERGY PLANT | PHILORTH | FRASERBURGH | ABERDEENSHIRE | AB43 8TT | SCOTLAND | 400567 | 863950 | FRASERBURGH | DATA NOT APPLICABLE | FRASERBURGH GRID | 33 | SCOTTISH HYDRO ELECTRIC POWER DISTRIBUTION PLC | OTHER | OTHER | NO | DATA NOT AVAILABLE | DATA NOT AVAILABLE | 45 | DATA NOT AVAILABLE | DATA NOT AVAILABLE | DATA NOT AVAILABLE | DATA NOT AVAILABLE | DATA NOT AVAILABLE | DATA NOT AVAILABLE | DATA NOT AVAILABLE | DATA NOT AVAILABLE | DATA NOT AVAILABLE | DATA NOT AVAILABLE | DATA NOT AVAILABLE | DATA NOT AVAILABLE | DATA NOT AVAILABLE | ACCEPTED TO CONNECT | DATA NOT AVAILABLE | DATA NOT AVAILABLE | DATA NOT AVAILABLE | DATA NOT AVAILABLE | DATA NOT AVAILABLE | DATA NOT AVAILABLE | 45 | 45 | 47.3684 | 47.3684 | 45 | 44818 | DATA NOT AVAILABLE | N | DATA NOT AVAILABLE | DATA NOT AVAILABLE | DATA NOT AVAILABLE | DATA NOT AVAILABLE | DATA NOT AVAILABLE | 44844
DATA NOT AVAILABLE | [5 empty] | DATA NOT AVAILABLE | GREEN CAT RENEWABLES LIMITED | ST FERGUS ENERGY PARK | ST FERGUS ENERGY PARK | ST FERGUS ABERDEENSHIRE ABERDEENSHIRE | ABERDEEN | ABERDEENSHIRE | AB42 3EP | SCOTLAND | 409778 | 853406 | ST FERGUS GAS | DATA NOT APPLICABLE | ST FERGUS GAS TERM | 11 | SCOTTISH HYDRO ELECTRIC POWER DISTRIBUTION PLC | OTHER | OTHER | NO | DATA NOT AVAILABLE | DATA NOT AVAILABLE | 9.7 | DATA NOT AVAILABLE | DATA NOT AVAILABLE | DATA NOT AVAILABLE | DATA NOT AVAILABLE | DATA NOT AVAILABLE | DATA NOT AVAILABLE | DATA NOT AVAILABLE | DATA NOT AVAILABLE | DATA NOT AVAILABLE | DATA NOT AVAILABLE | DATA NOT AVAILABLE | DATA NOT AVAILABLE | DATA NOT AVAILABLE | ACCEPTED TO CONNECT | DATA NOT AVAILABLE | DATA NOT AVAILABLE | DATA NOT AVAILABLE | DATA NOT AVAILABLE | DATA NOT AVAILABLE | DATA NOT AVAILABLE | 9.7 | 9.7 | 10.2105 | 0.10526 | 0.1 | 44985 | DATA NOT AVAILABLE | N | DATA NOT AVAILABLE | DATA NOT AVAILABLE | DATA NOT AVAILABLE | DATA NOT AVAILABLE | DATA NOT AVAILABLE | 45022
DATA NOT AVAILABLE | [5 empty] | DATA NOT AVAILABLE | THE GRID CONSULTANT | STRICHEN NORTH ENERGY PLANT | DATA NOT AVAILABLE | SOUTH REDBOG STRICHEN | FRASERBURGH | ABERDEENSHIRE | AB43 6RP | SCOTLAND | 398363 | 854311 | STRICHEN | DATA NOT APPLICABLE | STRICHEN GRID | 33 | SCOTTISH HYDRO ELECTRIC POWER DISTRIBUTION PLC | OTHER | OTHER | NO | DATA NOT AVAILABLE | DATA NOT AVAILABLE | 25 | DATA NOT AVAILABLE | DATA NOT AVAILABLE | DATA NOT AVAILABLE | DATA NOT AVAILABLE | DATA NOT AVAILABLE | DATA NOT AVAILABLE | DATA NOT AVAILABLE | DATA NOT AVAILABLE | DATA NOT AVAILABLE | DATA NOT AVAILABLE | DATA NOT AVAILABLE | DATA NOT AVAILABLE | DATA NOT AVAILABLE | ACCEPTED TO CONNECT | DATA NOT AVAILABLE | DATA NOT AVAILABLE | DATA NOT AVAILABLE | DATA NOT AVAILABLE | DATA NOT AVAILABLE | DATA NOT AVAILABLE | 25 | 25 | 26.3158 | 26.3158 | 25 | 44944 | DATA NOT AVAILABLE | N | DATA NOT AVAILABLE | DATA NOT AVAILABLE | DATA NOT AVAILABLE | DATA NOT AVAILABLE | DATA NOT AVAILABLE | 44959
DATA NOT AVAILABLE | [5 empty] | DATA NOT AVAILABLE | DATA NOT AVAILABLE | DATA NOT AVAILABLE | EAST FARM | LOWER STREET | BLANDFORD FORUM | DORSET | DT11 9AW | ENGLAND | 384345 | 99548 | MANNINGTON GSP | LYTCHETT | LYTCHETT | EHV | SOUTHERN ELECTRIC POWER DISTRIBUTION PLC | OTHER | OTHER | NO | DATA NOT AVAILABLE | DATA NOT AVAILABLE | 12 | DATA NOT AVAILABLE | DATA NOT AVAILABLE | DATA NOT AVAILABLE | DATA NOT AVAILABLE | DATA NOT AVAILABLE | DATA NOT AVAILABLE | DATA NOT AVAILABLE | DATA NOT AVAILABLE | DATA NOT AVAILABLE | DATA NOT AVAILABLE | DATA NOT AVAILABLE | DATA NOT AVAILABLE | DATA NOT AVAILABLE | ACCEPTED TO CONNECT | DATA NOT AVAILABLE | DATA NOT AVAILABLE | DATA NOT AVAILABLE | DATA NOT AVAILABLE | DATA NOT AVAILABLE | DATA NOT AVAILABLE | 12 | 12 | 12.6316 | 0 | 0 | 45030 | DATA NOT AVAILABLE | N | DATA NOT AVAILABLE | DATA NOT AVAILABLE | DATA NOT AVAILABLE | DATA NOT AVAILABLE | DATA NOT AVAILABLE | 45057
DATA NOT AVAILABLE | [5 empty] | DATA NOT AVAILABLE | DATA NOT AVAILABLE | 20MW | DATA NOT AVAILABLE | LAND AT DUNSINANE AVENUE | DUNDEE | DUNDEE CITY | DD2 3UQ | SCOTLAND | 338367 | 732406 | LYNDHURST | DATA NOT APPLICABLE | LYNDHURST GRID | 33 | SCOTTISH HYDRO ELECTRIC POWER DISTRIBUTION PLC | OTHER | OTHER | NO | DATA NOT AVAILABLE | DATA NOT AVAILABLE | 25.08 | DATA NOT AVAILABLE | DATA NOT AVAILABLE | DATA NOT AVAILABLE | DATA NOT AVAILABLE | DATA NOT AVAILABLE | DATA NOT AVAILABLE | DATA NOT AVAILABLE | DATA NOT AVAILABLE | DATA NOT AVAILABLE | DATA NOT AVAILABLE | DATA NOT AVAILABLE | DATA NOT AVAILABLE | DATA NOT AVAILABLE | ACCEPTED TO CONNECT | DATA NOT AVAILABLE | DATA NOT AVAILABLE | DATA NOT AVAILABLE | DATA NOT AVAILABLE | DATA NOT AVAILABLE | DATA NOT AVAILABLE | 25.08 | 20 | 21.0526 | 21.0526 | 20 | 45005 | DATA NOT AVAILABLE | N | DATA NOT AVAILABLE | DATA NOT AVAILABLE | DATA NOT AVAILABLE | DATA NOT AVAILABLE | DATA NOT AVAILABLE | 45022
DATA NOT AVAILABLE | [5 empty] | DATA NOT AVAILABLE | ALLY GILL | LAND SITUATED NORTH WEST | DATA NOT AVAILABLE | LAND SITUATED NORTH WEST OF THE BRAMLEY | TADLEY | HAMPSHIRE | RG26 5EL | ENGLAND | 463608 | 160423 | BRAMLEY (BASI) | DATA NOT AVAILABLE | DATA NOT AVAILABLE | 132 | SOUTHERN ELECTRIC POWER DISTRIBUTION PLC | OTHER | OTHER | NO | DATA NOT AVAILABLE | DATA NOT AVAILABLE | 50 | DATA NOT AVAILABLE | DATA NOT AVAILABLE | DATA NOT AVAILABLE | DATA NOT AVAILABLE | DATA NOT AVAILABLE | DATA NOT AVAILABLE | DATA NOT AVAILABLE | DATA NOT AVAILABLE | DATA NOT AVAILABLE | DATA NOT AVAILABLE | DATA NOT AVAILABLE | DATA NOT AVAILABLE | DATA NOT AVAILABLE | ACCEPTED TO CONNECT | DATA NOT AVAILABLE | DATA NOT AVAILABLE | DATA NOT AVAILABLE | DATA NOT AVAILABLE | DATA NOT AVAILABLE | DATA NOT AVAILABLE | 50 | 50 | 52.6316 | 52.9084 | 50.263 | 45035 | DATA NOT AVAILABLE | N | DATA NOT AVAILABLE | DATA NOT AVAILABLE | DATA NOT AVAILABLE | DATA NOT AVAILABLE | DATA NOT AVAILABLE | 45057
DATA NOT AVAILABLE | [5 empty] | DATA NOT AVAILABLE | DATA NOT AVAILABLE | 1350KW DIESELGEN, 0KW EXPORT | DATA NOT AVAILABLE | GLEN DOUGLAS MUNITIONS FACILITY | ARROCHAR | ARGYLL AND BUTE | G83 7AZ | SCOTLAND | 227621 | 700093 | SLOY | DATA NOT APPLICABLE | SLOY POWER STATION | 11 | SCOTTISH HYDRO ELECTRIC POWER DISTRIBUTION PLC | OTHER | OTHER | NO | DATA NOT AVAILABLE | DATA NOT AVAILABLE | 1.35 | DATA NOT AVAILABLE | DATA NOT AVAILABLE | DATA NOT AVAILABLE | DATA NOT AVAILABLE | DATA NOT AVAILABLE | DATA NOT AVAILABLE | DATA NOT AVAILABLE | DATA NOT AVAILABLE | DATA NOT AVAILABLE | DATA NOT AVAILABLE | DATA NOT AVAILABLE | DATA NOT AVAILABLE | DATA NOT AVAILABLE | ACCEPTED TO CONNECT | DATA NOT AVAILABLE | DATA NOT AVAILABLE | DATA NOT AVAILABLE | DATA NOT AVAILABLE | DATA NOT AVAILABLE | DATA NOT AVAILABLE | 1.35 | 0 | 0 | 0 | 0 | 45135 | DATA NOT AVAILABLE | N | DATA NOT AVAILABLE | DATA NOT AVAILABLE | DATA NOT AVAILABLE | DATA NOT AVAILABLE | DATA NOT AVAILABLE | 45176
DATA NOT AVAILABLE | [5 empty] | DATA NOT AVAILABLE | DATA NOT AVAILABLE | NEWTON OF MILLFIELD SOLAR, WIND AND STORAGE | NEW SITE | LAND AT NEWTON OF MILLFIELD | TURRIFF | ABERDEENSHIRE | AB53 5UU | SCOTLAND | 382134 | 851151 | MACDUFF | DATA NOT APPLICABLE | MACDUFF GRID | 33 | SCOTTISH HYDRO ELECTRIC POWER DISTRIBUTION PLC | OTHER | OTHER | NO | DATA NOT AVAILABLE | DATA NOT AVAILABLE | 37.5 | DATA NOT AVAILABLE | DATA NOT AVAILABLE | DATA NOT AVAILABLE | DATA NOT AVAILABLE | DATA NOT AVAILABLE | DATA NOT AVAILABLE | DATA NOT AVAILABLE | DATA NOT AVAILABLE | DATA NOT AVAILABLE | DATA NOT AVAILABLE | DATA NOT AVAILABLE | DATA NOT AVAILABLE | DATA NOT AVAILABLE | ACCEPTED TO CONNECT | DATA NOT AVAILABLE | DATA NOT AVAILABLE | DATA NOT AVAILABLE | DATA NOT AVAILABLE | DATA NOT AVAILABLE | DATA NOT AVAILABLE | 37.5 | 30 | 31.5789 | 21.0526 | 20 | 45135 | DATA NOT AVAILABLE | N | DATA NOT AVAILABLE | DATA NOT AVAILABLE | DATA NOT AVAILABLE | DATA NOT AVAILABLE | DATA NOT AVAILABLE | 45176
DATA NOT AVAILABLE | [5 empty] | DATA NOT AVAILABLE | DATA NOT AVAILABLE | QC & AUTH | HALFWAY HOUSE FARM | BEANACRE | MELKSHAM | WILTSHIRE | SN12 7QA | ENGLAND | 391310 | 166930 | DATA NOT AVAILABLE | DATA NOT AVAILABLE | DATA NOT AVAILABLE | 132 | SOUTHERN ELECTRIC POWER DISTRIBUTION PLC | OTHER | OTHER | NO | DATA NOT AVAILABLE | DATA NOT AVAILABLE | 129.9 | DATA NOT AVAILABLE | DATA NOT AVAILABLE | DATA NOT AVAILABLE | DATA NOT AVAILABLE | DATA NOT AVAILABLE | DATA NOT AVAILABLE | DATA NOT AVAILABLE | DATA NOT AVAILABLE | DATA NOT AVAILABLE | DATA NOT AVAILABLE | DATA NOT AVAILABLE | DATA NOT AVAILABLE | DATA NOT AVAILABLE | ACCEPTED TO CONNECT | DATA NOT AVAILABLE | DATA NOT AVAILABLE | DATA NOT AVAILABLE | DATA NOT AVAILABLE | DATA NOT AVAILABLE | DATA NOT AVAILABLE | 129.9 | 99.9 | 105.1579 | 110.6926 | 105.158 | 45152 | DATA NOT AVAILABLE | N | DATA NOT AVAILABLE | DATA NOT AVAILABLE | DATA NOT AVAILABLE | DATA NOT AVAILABLE | DATA NOT AVAILABLE | 45176
DATA NOT AVAILABLE | [5 empty] | DATA NOT AVAILABLE | SHWETA BHOSALE | 75MW WIND, PV AND BESS | NEW SITE | LAND AT KINNORDY ESTATE CASEWAYEND | KIRRIEMUIR | ANGUS | DD8 4RF | SCOTLAND | 337806 | 755397 | LUNANHEAD | DATA NOT APPLICABLE | DATA NOT AVAILABLE | EHV | SCOTTISH HYDRO ELECTRIC POWER DISTRIBUTION PLC | OTHER | OTHER | NO | DATA NOT AVAILABLE | DATA NOT AVAILABLE | 75 | DATA NOT AVAILABLE | DATA NOT AVAILABLE | DATA NOT AVAILABLE | DATA NOT AVAILABLE | DATA NOT AVAILABLE | DATA NOT AVAILABLE | DATA NOT AVAILABLE | DATA NOT AVAILABLE | DATA NOT AVAILABLE | DATA NOT AVAILABLE | DATA NOT AVAILABLE | DATA NOT AVAILABLE | DATA NOT AVAILABLE | ACCEPTED TO CONNECT | DATA NOT AVAILABLE | DATA NOT AVAILABLE | DATA NOT AVAILABLE | DATA NOT AVAILABLE | DATA NOT AVAILABLE | DATA NOT AVAILABLE | 75 | 60 | 63.1579 | 63.1579 | 60 | 45147 | DATA NOT AVAILABLE | N | DATA NOT AVAILABLE | DATA NOT AVAILABLE | DATA NOT AVAILABLE | DATA NOT AVAILABLE | DATA NOT AVAILABLE | 45176
DATA NOT AVAILABLE | [5 empty] | DATA NOT AVAILABLE | SHWETA BHOSALE | 75MW WIND, PV AND BESS | CRAIGO AND GLENSKINNO FARM SOLAR | LAND AT LITTLE CRAIGO CRAIGO | MONTROSE | ANGUS | DD10 9JT | SCOTLAND | 368339 | 762486 | BRIDGE OF DUN | DATA NOT APPLICABLE | DATA NOT AVAILABLE | EHV | SCOTTISH HYDRO ELECTRIC POWER DISTRIBUTION PLC | OTHER | OTHER | NO | DATA NOT AVAILABLE | DATA NOT AVAILABLE | 75 | DATA NOT AVAILABLE | DATA NOT AVAILABLE | DATA NOT AVAILABLE | DATA NOT AVAILABLE | DATA NOT AVAILABLE | DATA NOT AVAILABLE | DATA NOT AVAILABLE | DATA NOT AVAILABLE | DATA NOT AVAILABLE | DATA NOT AVAILABLE | DATA NOT AVAILABLE | DATA NOT AVAILABLE | DATA NOT AVAILABLE | ACCEPTED TO CONNECT | DATA NOT AVAILABLE | DATA NOT AVAILABLE | DATA NOT AVAILABLE | DATA NOT AVAILABLE | DATA NOT AVAILABLE | DATA NOT AVAILABLE | 75 | 60 | 63.1579 | 63.1579 | 60 | 45125 | DATA NOT AVAILABLE | N | DATA NOT AVAILABLE | DATA NOT AVAILABLE | DATA NOT AVAILABLE | DATA NOT AVAILABLE | DATA NOT AVAILABLE | 45176
DATA NOT AVAILABLE | [5 empty] | DATA NOT AVAILABLE | DATA NOT AVAILABLE | CAIRNSTONE ESTATE SOLAR/WIND & STORAGE | NEW SITE | LAND AT MIDDLETHIRD | FRASERBURGH | ABERDEENSHIRE | AB43 6RJ | SCOTLAND | 397144 | 854437 | STRICHEN | DATA NOT APPLICABLE | STRICHEN GRID | 33 | SCOTTISH HYDRO ELECTRIC POWER DISTRIBUTION PLC | OTHER | OTHER | NO | DATA NOT AVAILABLE | DATA NOT AVAILABLE | 75 | DATA NOT AVAILABLE | DATA NOT AVAILABLE | DATA NOT AVAILABLE | DATA NOT AVAILABLE | DATA NOT AVAILABLE | DATA NOT AVAILABLE | DATA NOT AVAILABLE | DATA NOT AVAILABLE | DATA NOT AVAILABLE | DATA NOT AVAILABLE | DATA NOT AVAILABLE | DATA NOT AVAILABLE | DATA NOT AVAILABLE | ACCEPTED TO CONNECT | DATA NOT AVAILABLE | DATA NOT AVAILABLE | DATA NOT AVAILABLE | DATA NOT AVAILABLE | DATA NOT AVAILABLE | DATA NOT AVAILABLE | 75 | 60 | 63.1579 | 63.1579 | 60 | 45135 | DATA NOT AVAILABLE | N | DATA NOT AVAILABLE | DATA NOT AVAILABLE | DATA NOT AVAILABLE | DATA NOT AVAILABLE | DATA NOT AVAILABLE | 45176
DATA NOT AVAILABLE | [5 empty] | DATA NOT AVAILABLE | DATA NOT AVAILABLE | READY TO ISSUE - AUTHORISED | LAND OFF | TITCHFIELD LANE | WICKHAM | WINCHESTER | PO15 6DY | ENGLAND | 455138 | 109927 | BOTLEY WOOD GSP | DATA NOT AVAILABLE | DATA NOT AVAILABLE | 132 | SOUTHERN ELECTRIC POWER DISTRIBUTION PLC | OTHER | OTHER | NO | DATA NOT AVAILABLE | DATA NOT AVAILABLE | 50.4 | DATA NOT AVAILABLE | DATA NOT AVAILABLE | DATA NOT AVAILABLE | DATA NOT AVAILABLE | DATA NOT AVAILABLE | DATA NOT AVAILABLE | DATA NOT AVAILABLE | DATA NOT AVAILABLE | DATA NOT AVAILABLE | DATA NOT AVAILABLE | DATA NOT AVAILABLE | DATA NOT AVAILABLE | DATA NOT AVAILABLE | ACCEPTED TO CONNECT | DATA NOT AVAILABLE | DATA NOT AVAILABLE | DATA NOT AVAILABLE | DATA NOT AVAILABLE | DATA NOT AVAILABLE | DATA NOT AVAILABLE | 50.4 | 49.9 | 52.5263 | 55.8453 | 53.053 | 45111 | DATA NOT AVAILABLE | N | DATA NOT AVAILABLE | DATA NOT AVAILABLE | DATA NOT AVAILABLE | DATA NOT AVAILABLE | DATA NOT AVAILABLE | 45176
DATA NOT AVAILABLE | [5 empty] | DATA NOT AVAILABLE | DATA NOT AVAILABLE | LEDYATT FARM | LEDYATT FARM | A923 FROM THE COUNCIL BOUNDARY TO THE ZC | MUIRHEAD | ANGUS | DD2 5PD | SCOTLAND | 328560 | 735958 | COUPAR ANGUS | DATA NOT APPLICABLE | DATA NOT AVAILABLE | EHV | SCOTTISH HYDRO ELECTRIC POWER DISTRIBUTION PLC | OTHER | OTHER | NO | DATA NOT AVAILABLE | DATA NOT AVAILABLE | 124 | DATA NOT AVAILABLE | DATA NOT AVAILABLE | DATA NOT AVAILABLE | DATA NOT AVAILABLE | DATA NOT AVAILABLE | DATA NOT AVAILABLE | DATA NOT AVAILABLE | DATA NOT AVAILABLE | DATA NOT AVAILABLE | DATA NOT AVAILABLE | DATA NOT AVAILABLE | DATA NOT AVAILABLE | DATA NOT AVAILABLE | ACCEPTED TO CONNECT | DATA NOT AVAILABLE | DATA NOT AVAILABLE | DATA NOT AVAILABLE | DATA NOT AVAILABLE | DATA NOT AVAILABLE | DATA NOT AVAILABLE | 124 | 50 | 52.6316 | 52.6316 | 50 | 45131 | DATA NOT AVAILABLE | N | DATA NOT AVAILABLE | DATA NOT AVAILABLE | DATA NOT AVAILABLE | DATA NOT AVAILABLE | DATA NOT AVAILABLE | 45176
DATA NOT AVAILABLE | [5 empty] | DATA NOT AVAILABLE | OPDE UK LTD | AULTCRAGGIE - WEST POS | AULTCRAGGIE | C1098 CLYNELISH | BRORA | HIGHLAND | KW9 6LR | SCOTLAND | 289624 | 905373 | BRORA | DATA NOT APPLICABLE | BRORA GRID | 33 | SCOTTISH HYDRO ELECTRIC POWER DISTRIBUTION PLC | OTHER | OTHER | NO | DATA NOT AVAILABLE | DATA NOT AVAILABLE | 52.68 | DATA NOT AVAILABLE | DATA NOT AVAILABLE | DATA NOT AVAILABLE | DATA NOT AVAILABLE | DATA NOT AVAILABLE | DATA NOT AVAILABLE | DATA NOT AVAILABLE | DATA NOT AVAILABLE | DATA NOT AVAILABLE | DATA NOT AVAILABLE | DATA NOT AVAILABLE | DATA NOT AVAILABLE | DATA NOT AVAILABLE | ACCEPTED TO CONNECT | DATA NOT AVAILABLE | DATA NOT AVAILABLE | DATA NOT AVAILABLE | DATA NOT AVAILABLE | DATA NOT AVAILABLE | DATA NOT AVAILABLE | 52.68 | 50 | 52.6316 | 52.6316 | 50 | 45132 | DATA NOT AVAILABLE | N | DATA NOT AVAILABLE | DATA NOT AVAILABLE | DATA NOT AVAILABLE | DATA NOT AVAILABLE | DATA NOT AVAILABLE | 45176
DATA NOT AVAILABLE | [5 empty] | DATA NOT AVAILABLE | PENSO POWER LIMITED | AUTH STONEHILL - IDNO SITE | STONEHILL | CHARLTON | MALMESBURY | WILTSHIRE | SN16 9DX | ENGLAND | 399649 | 189140 | MINETY GSP | DATA NOT AVAILABLE | DATA NOT AVAILABLE | 132 | SOUTHERN ELECTRIC POWER DISTRIBUTION PLC | OTHER | OTHER | NO | DATA NOT AVAILABLE | DATA NOT AVAILABLE | 149.7 | DATA NOT AVAILABLE | DATA NOT AVAILABLE | DATA NOT AVAILABLE | DATA NOT AVAILABLE | DATA NOT AVAILABLE | DATA NOT AVAILABLE | DATA NOT AVAILABLE | DATA NOT AVAILABLE | DATA NOT AVAILABLE | DATA NOT AVAILABLE | DATA NOT AVAILABLE | DATA NOT AVAILABLE | DATA NOT AVAILABLE | ACCEPTED TO CONNECT | DATA NOT AVAILABLE | DATA NOT AVAILABLE | DATA NOT AVAILABLE | DATA NOT AVAILABLE | DATA NOT AVAILABLE | DATA NOT AVAILABLE | 149.7 | 149.7 | 157.5789 | 149.7 | 157.5789 | 45174 | DATA NOT AVAILABLE | N | DATA NOT AVAILABLE | DATA NOT AVAILABLE | DATA NOT AVAILABLE | DATA NOT AVAILABLE | DATA NOT AVAILABLE | 45271
DATA NOT AVAILABLE | [5 empty] | DATA NOT AVAILABLE | DATA NOT AVAILABLE | THAINSTONE SOLAR | THAINSTONE AGRICULTURAL CENTRE | U114C B993 NEAR BOGFUR TO A96T AT THAINS | INVERURIE | ABERDEENSHIRE | AB51 5XZ | SCOTLAND | 377771 | 818332 | KINTORE | DATA NOT APPLICABLE | KINTORE GRID | 33 | SCOTTISH HYDRO ELECTRIC POWER DISTRIBUTION PLC | OTHER | OTHER | NO | DATA NOT AVAILABLE | DATA NOT AVAILABLE | 20 | DATA NOT AVAILABLE | DATA NOT AVAILABLE | DATA NOT AVAILABLE | DATA NOT AVAILABLE | DATA NOT AVAILABLE | DATA NOT AVAILABLE | DATA NOT AVAILABLE | DATA NOT AVAILABLE | DATA NOT AVAILABLE | DATA NOT AVAILABLE | DATA NOT AVAILABLE | DATA NOT AVAILABLE | DATA NOT AVAILABLE | ACCEPTED TO CONNECT | DATA NOT AVAILABLE | DATA NOT AVAILABLE | DATA NOT AVAILABLE | DATA NOT AVAILABLE | DATA NOT AVAILABLE | DATA NOT AVAILABLE | 20 | 20 | 21.0526 | 0.2 | 0.21053 | 45198 | DATA NOT AVAILABLE | N | DATA NOT AVAILABLE | DATA NOT AVAILABLE | DATA NOT AVAILABLE | DATA NOT AVAILABLE | DATA NOT AVAILABLE | 45271
DATA NOT AVAILABLE | [5 empty] | DATA NOT AVAILABLE | JP BURKLOW | READY | LAND AT MANOR FARM 3 | SHRIPNEY | BOGNOR REGIS | WEST SUSSEX | PO22 9UP | ENGLAND | 493499 | 102153 | LOVEDEAN GSP | CHICHESTER | CHICHESTER | 11 | SOUTHERN ELECTRIC POWER DISTRIBUTION PLC | OTHER | OTHER | NO | DATA NOT AVAILABLE | DATA NOT AVAILABLE | 18 | DATA NOT AVAILABLE | DATA NOT AVAILABLE | DATA NOT AVAILABLE | DATA NOT AVAILABLE | DATA NOT AVAILABLE | DATA NOT AVAILABLE | DATA NOT AVAILABLE | DATA NOT AVAILABLE | DATA NOT AVAILABLE | DATA NOT AVAILABLE | DATA NOT AVAILABLE | DATA NOT AVAILABLE | DATA NOT AVAILABLE | ACCEPTED TO CONNECT | DATA NOT AVAILABLE | DATA NOT AVAILABLE | DATA NOT AVAILABLE | DATA NOT AVAILABLE | DATA NOT AVAILABLE | DATA NOT AVAILABLE | 18 | 5 | 5.2632 | 18.032 | 18.9811 | 45254 | DATA NOT AVAILABLE | N | DATA NOT AVAILABLE | DATA NOT AVAILABLE | DATA NOT AVAILABLE | DATA NOT AVAILABLE | DATA NOT AVAILABLE | 45271
DATA NOT AVAILABLE | [5 empty] | DATA NOT AVAILABLE | SHWETA BHOSALE | 199.9MW | NEW SITE | LAND AT FROG LANE LITTLE LONDON | TADLEY | HAMPSHIRE | RG26 5EW | ENGLAND | 462321 | 160207 | DATA NOT AVAILABLE | DATA NOT AVAILABLE | DATA NOT AVAILABLE | 132 | SOUTHERN ELECTRIC POWER DISTRIBUTION PLC | OTHER | OTHER | NO | DATA NOT AVAILABLE | DATA NOT AVAILABLE | 100 | DATA NOT AVAILABLE | DATA NOT AVAILABLE | DATA NOT AVAILABLE | DATA NOT AVAILABLE | DATA NOT AVAILABLE | DATA NOT AVAILABLE | DATA NOT AVAILABLE | DATA NOT AVAILABLE | DATA NOT AVAILABLE | DATA NOT AVAILABLE | DATA NOT AVAILABLE | DATA NOT AVAILABLE | DATA NOT AVAILABLE | ACCEPTED TO CONNECT | DATA NOT AVAILABLE | DATA NOT AVAILABLE | DATA NOT AVAILABLE | DATA NOT AVAILABLE | DATA NOT AVAILABLE | DATA NOT AVAILABLE | 100 | 100 | 105.2632 | 110.521 | 116.3379 | 45233 | DATA NOT AVAILABLE | N | DATA NOT AVAILABLE | DATA NOT AVAILABLE | DATA NOT AVAILABLE | DATA NOT AVAILABLE | DATA NOT AVAILABLE | 45271
DATA NOT AVAILABLE | [5 empty] | DATA NOT AVAILABLE | DATA NOT AVAILABLE | SPA - KINCORTH BESS | NEW SITE | CRAIGSHAW DRIVE WEST TULLOS INDUSTRIAL ESTATE | ABERDEEN | ABERDEENSHIRE | AB12 3AH | SCOTLAND | 394236 | 803670 | REDMOSS | DATA NOT APPLICABLE | KINCORTH | 11 | SCOTTISH HYDRO ELECTRIC POWER DISTRIBUTION PLC | OTHER | OTHER | NO | DATA NOT AVAILABLE | DATA NOT AVAILABLE | 22 | DATA NOT AVAILABLE | DATA NOT AVAILABLE | DATA NOT AVAILABLE | DATA NOT AVAILABLE | DATA NOT AVAILABLE | DATA NOT AVAILABLE | DATA NOT AVAILABLE | DATA NOT AVAILABLE | DATA NOT AVAILABLE | DATA NOT AVAILABLE | DATA NOT AVAILABLE | DATA NOT AVAILABLE | DATA NOT AVAILABLE | ACCEPTED TO CONNECT | DATA NOT AVAILABLE | DATA NOT AVAILABLE | DATA NOT AVAILABLE | DATA NOT AVAILABLE | DATA NOT AVAILABLE | DATA NOT AVAILABLE | 22 | 20 | 21.0526 | 13.78 | 14.5053 | 45201 | DATA NOT AVAILABLE | N | DATA NOT AVAILABLE | DATA NOT AVAILABLE | DATA NOT AVAILABLE | DATA NOT AVAILABLE | DATA NOT AVAILABLE | 45271
DATA NOT AVAILABLE | [5 empty] | DATA NOT AVAILABLE | RENEWABLE CONNECTIONS STORAGE HOLDINGS LIMITED | READY TO ISSUE - 50MW EXPORT 40MW IMPORT | KNIGHTSBRIDGE FARM | WOODSTOCK ROAD | KIDLINGTON | OXFORDSHIRE | OX5 1PJ | ENGLAND | 448246 | 212335 | COWLEY GSP | YARNTON | DATA NOT AVAILABLE | EHV | SOUTHERN ELECTRIC POWER DISTRIBUTION PLC | OTHER | OTHER | NO | DATA NOT AVAILABLE | DATA NOT AVAILABLE | 48.07 | DATA NOT AVAILABLE | DATA NOT AVAILABLE | DATA NOT AVAILABLE | DATA NOT AVAILABLE | DATA NOT AVAILABLE | DATA NOT AVAILABLE | DATA NOT AVAILABLE | DATA NOT AVAILABLE | DATA NOT AVAILABLE | DATA NOT AVAILABLE | DATA NOT AVAILABLE | DATA NOT AVAILABLE | DATA NOT AVAILABLE | ACCEPTED TO CONNECT | DATA NOT AVAILABLE | DATA NOT AVAILABLE | DATA NOT AVAILABLE | DATA NOT AVAILABLE | DATA NOT AVAILABLE | DATA NOT AVAILABLE | 48.07 | 49.99 | 52.6211 | 40 | 42.1053 | 45191 | DATA NOT AVAILABLE | N | DATA NOT AVAILABLE | DATA NOT AVAILABLE | DATA NOT AVAILABLE | DATA NOT AVAILABLE | DATA NOT AVAILABLE | 45271
DATA NOT AVAILABLE | [5 empty] | DATA NOT AVAILABLE | DATA NOT AVAILABLE | READY | ARRETON VALLEY NURSERY | HALE COMMON | ARRETON | ISLE OF WIGHT | PO30 3AR | ENGLAND | 454719 | 84542 | FAWLEY GSP | COWES & WOOTTON COMMON | ARRETON NURSERIES | 33 | SOUTHERN ELECTRIC POWER DISTRIBUTION PLC | OTHER | OTHER | NO | DATA NOT AVAILABLE | DATA NOT AVAILABLE | 2.52 | DATA NOT AVAILABLE | DATA NOT AVAILABLE | DATA NOT AVAILABLE | DATA NOT AVAILABLE | DATA NOT AVAILABLE | DATA NOT AVAILABLE | DATA NOT AVAILABLE | DATA NOT AVAILABLE | DATA NOT AVAILABLE | DATA NOT AVAILABLE | DATA NOT AVAILABLE | DATA NOT AVAILABLE | DATA NOT AVAILABLE | ACCEPTED TO CONNECT | DATA NOT AVAILABLE | DATA NOT AVAILABLE | DATA NOT AVAILABLE | DATA NOT AVAILABLE | DATA NOT AVAILABLE | DATA NOT AVAILABLE | 2.52 | 0 | 0 | 0.885 | 0.93158 | 45188 | DATA NOT AVAILABLE | N | DATA NOT AVAILABLE | DATA NOT AVAILABLE | DATA NOT AVAILABLE | DATA NOT AVAILABLE | DATA NOT AVAILABLE | 45271
DATA NOT AVAILABLE | [5 empty] | DATA NOT AVAILABLE | DATA NOT AVAILABLE | SENT FOR AUTHO | NEW SITE | LAND SOUTH WEST SIDE OF BATH ROAD SHAW | MELKSHAM | WILTSHIRE | SN12 8LP | ENGLAND | 388231 | 164580 | MELKSHAM GSP | NORRINGTON | NORRINGTON | 132 | SOUTHERN ELECTRIC POWER DISTRIBUTION PLC | OTHER | OTHER | NO | DATA NOT AVAILABLE | DATA NOT AVAILABLE | 100 | DATA NOT AVAILABLE | DATA NOT AVAILABLE | DATA NOT AVAILABLE | DATA NOT AVAILABLE | DATA NOT AVAILABLE | DATA NOT AVAILABLE | DATA NOT AVAILABLE | DATA NOT AVAILABLE | DATA NOT AVAILABLE | DATA NOT AVAILABLE | DATA NOT AVAILABLE | DATA NOT AVAILABLE | DATA NOT AVAILABLE | ACCEPTED TO CONNECT | DATA NOT AVAILABLE | DATA NOT AVAILABLE | DATA NOT AVAILABLE | DATA NOT AVAILABLE | DATA NOT AVAILABLE | DATA NOT AVAILABLE | 100 | 99.9 | 105.1579 | 105.157 | 110.6916 | 45170 | DATA NOT AVAILABLE | N | DATA NOT AVAILABLE | DATA NOT AVAILABLE | DATA NOT AVAILABLE | DATA NOT AVAILABLE | DATA NOT AVAILABLE | 45271
DATA NOT AVAILABLE | [5 empty] | DATA NOT AVAILABLE | DATA NOT AVAILABLE | 49.9MW | NEW SITE | LANY LYING ON THE WEST SIDE OF BACKHILL MILTON HEIGHTS | MILTON | OXFORDSHIRE | OX14 4TX | ENGLAND | 448545 | 191342 | COWLEY GSP | DATA NOT AVAILABLE | DATA NOT AVAILABLE | 132 | SOUTHERN ELECTRIC POWER DISTRIBUTION PLC | OTHER | OTHER | NO | DATA NOT AVAILABLE | DATA NOT AVAILABLE | 50 | DATA NOT AVAILABLE | DATA NOT AVAILABLE | DATA NOT AVAILABLE | DATA NOT AVAILABLE | DATA NOT AVAILABLE | DATA NOT AVAILABLE | DATA NOT AVAILABLE | DATA NOT AVAILABLE | DATA NOT AVAILABLE | DATA NOT AVAILABLE | DATA NOT AVAILABLE | DATA NOT AVAILABLE | DATA NOT AVAILABLE | ACCEPTED TO CONNECT | DATA NOT AVAILABLE | DATA NOT AVAILABLE | DATA NOT AVAILABLE | DATA NOT AVAILABLE | DATA NOT AVAILABLE | DATA NOT AVAILABLE | 50 | 49.9 | 52.5263 | 52.526 | 55.2905 | 45187 | DATA NOT AVAILABLE | N | DATA NOT AVAILABLE | DATA NOT AVAILABLE | DATA NOT AVAILABLE | DATA NOT AVAILABLE | DATA NOT AVAILABLE | 45271
DATA NOT AVAILABLE | [5 empty] | DATA NOT AVAILABLE | DATA NOT AVAILABLE | AUTH | NEW SITE | LAND TO THE SOUTH OF CLAPPERS FARM RD | READING | HAMPSHIRE | RG7 2LG | ENGLAND | 465749 | 161860 | BRAMLEY (FLEE) | BURGHFIELD RESERVE | DATA NOT AVAILABLE | 132 | SOUTHERN ELECTRIC POWER DISTRIBUTION PLC | OTHER | OTHER | NO | DATA NOT AVAILABLE | DATA NOT AVAILABLE | 47.5 | DATA NOT AVAILABLE | DATA NOT AVAILABLE | DATA NOT AVAILABLE | DATA NOT AVAILABLE | DATA NOT AVAILABLE | DATA NOT AVAILABLE | DATA NOT AVAILABLE | DATA NOT AVAILABLE | DATA NOT AVAILABLE | DATA NOT AVAILABLE | DATA NOT AVAILABLE | DATA NOT AVAILABLE | DATA NOT AVAILABLE | ACCEPTED TO CONNECT | DATA NOT AVAILABLE | DATA NOT AVAILABLE | DATA NOT AVAILABLE | DATA NOT AVAILABLE | DATA NOT AVAILABLE | DATA NOT AVAILABLE | 47.5 | 49.9 | 52.5263 | 52.526 | 55.2905 | 45229 | DATA NOT AVAILABLE | N | DATA NOT AVAILABLE | DATA NOT AVAILABLE | DATA NOT AVAILABLE | DATA NOT AVAILABLE | DATA NOT AVAILABLE | 45271
DATA NOT AVAILABLE | [5 empty] | DATA NOT AVAILABLE | DATA NOT AVAILABLE | 40MW ADD CAP | NEW SITE | LAND NEAR LEIGH DELAMERE | WILTSHIRE | WILTSHIRE | SN14 6JZ | ENGLAND | 388395 | 179297 | MELKSHAM GSP | CHIPPENHAM | DATA NOT AVAILABLE | EHV | SOUTHERN ELECTRIC POWER DISTRIBUTION PLC | OTHER | OTHER | NO | DATA NOT AVAILABLE | DATA NOT AVAILABLE | 40 | DATA NOT AVAILABLE | DATA NOT AVAILABLE | DATA NOT AVAILABLE | DATA NOT AVAILABLE | DATA NOT AVAILABLE | DATA NOT AVAILABLE | DATA NOT AVAILABLE | DATA NOT AVAILABLE | DATA NOT AVAILABLE | DATA NOT AVAILABLE | DATA NOT AVAILABLE | DATA NOT AVAILABLE | DATA NOT AVAILABLE | ACCEPTED TO CONNECT | DATA NOT AVAILABLE | DATA NOT AVAILABLE | DATA NOT AVAILABLE | DATA NOT AVAILABLE | DATA NOT AVAILABLE | DATA NOT AVAILABLE | 40 | 40 | 42.1053 | 42.105 | 44.3211 | 45208 | DATA NOT AVAILABLE | N | DATA NOT AVAILABLE | DATA NOT AVAILABLE | DATA NOT AVAILABLE | DATA NOT AVAILABLE | DATA NOT AVAILABLE | 45271
DATA NOT AVAILABLE | [5 empty] | DATA NOT AVAILABLE | DATA NOT AVAILABLE | AUTHORISED | NEW SITE | LAND SOUTH-EAST OF LOVEDEAN LANE | WATERLOOVILLE | HAMPSHIRE | PO8 0XJ | ENGLAND | 469027 | 113913 | LOVEDEAN GSP | FORT WIDLEY | DATA NOT AVAILABLE | 132 | SOUTHERN ELECTRIC POWER DISTRIBUTION PLC | OTHER | OTHER | NO | DATA NOT AVAILABLE | DATA NOT AVAILABLE | 51.75 | DATA NOT AVAILABLE | DATA NOT AVAILABLE | DATA NOT AVAILABLE | DATA NOT AVAILABLE | DATA NOT AVAILABLE | DATA NOT AVAILABLE | DATA NOT AVAILABLE | DATA NOT AVAILABLE | DATA NOT AVAILABLE | DATA NOT AVAILABLE | DATA NOT AVAILABLE | DATA NOT AVAILABLE | DATA NOT AVAILABLE | ACCEPTED TO CONNECT | DATA NOT AVAILABLE | DATA NOT AVAILABLE | DATA NOT AVAILABLE | DATA NOT AVAILABLE | DATA NOT AVAILABLE | DATA NOT AVAILABLE | 51.75 | 50 | 52.6316 | 53.157 | 55.9547 | 45198 | DATA NOT AVAILABLE | N | DATA NOT AVAILABLE | DATA NOT AVAILABLE | DATA NOT AVAILABLE | DATA NOT AVAILABLE | DATA NOT AVAILABLE | 45271
DATA NOT AVAILABLE | [5 empty] | DATA NOT AVAILABLE | DATA NOT AVAILABLE | AUTH | NEW SITE | LAND ON THE WEST SIDE OF CRONDALL ROAD CRONDALL | FARNHAM | HAMPSHIRE | GU10 5RU | ENGLAND | 479526 | 150518 | BRAMLEY (FLEE) | DATA NOT AVAILABLE | DATA NOT AVAILABLE | 132 | SOUTHERN ELECTRIC POWER DISTRIBUTION PLC | OTHER | OTHER | NO | DATA NOT AVAILABLE | DATA NOT AVAILABLE | 100 | DATA NOT AVAILABLE | DATA NOT AVAILABLE | DATA NOT AVAILABLE | DATA NOT AVAILABLE | DATA NOT AVAILABLE | DATA NOT AVAILABLE | DATA NOT AVAILABLE | DATA NOT AVAILABLE | DATA NOT AVAILABLE | DATA NOT AVAILABLE | DATA NOT AVAILABLE | DATA NOT AVAILABLE | DATA NOT AVAILABLE | ACCEPTED TO CONNECT | DATA NOT AVAILABLE | DATA NOT AVAILABLE | DATA NOT AVAILABLE | DATA NOT AVAILABLE | DATA NOT AVAILABLE | DATA NOT AVAILABLE | 100 | 99.9 | 105.1579 | 105.157 | 110.6916 | 45230 | DATA NOT AVAILABLE | N | DATA NOT AVAILABLE | DATA NOT AVAILABLE | DATA NOT AVAILABLE | DATA NOT AVAILABLE | DATA NOT AVAILABLE | 45271
DATA NOT AVAILABLE | [5 empty] | DATA NOT AVAILABLE | DATA NOT AVAILABLE | NM TO ACTION | POUNDSTRETCHERS LTD 50-60 | LOCHEE ROAD | DUNDEE | DUNDEE CITY | DD1 5RJ | SCOTLAND | 339590 | 730576 | DUDHOPE | DATA NOT APPLICABLE | DUDHOPE GRID | 33 | SCOTTISH HYDRO ELECTRIC POWER DISTRIBUTION PLC | OTHER | OTHER | NO | DATA NOT AVAILABLE | DATA NOT AVAILABLE | 53.2 | DATA NOT AVAILABLE | DATA NOT AVAILABLE | DATA NOT AVAILABLE | DATA NOT AVAILABLE | DATA NOT AVAILABLE | DATA NOT AVAILABLE | DATA NOT AVAILABLE | DATA NOT AVAILABLE | DATA NOT AVAILABLE | DATA NOT AVAILABLE | DATA NOT AVAILABLE | DATA NOT AVAILABLE | DATA NOT AVAILABLE | ACCEPTED TO CONNECT | DATA NOT AVAILABLE | DATA NOT AVAILABLE | DATA NOT AVAILABLE | DATA NOT AVAILABLE | DATA NOT AVAILABLE | DATA NOT AVAILABLE | 53.2 | 39.9 | 42 | 39.9 | 42 | 45239 | DATA NOT AVAILABLE | N | DATA NOT AVAILABLE | DATA NOT AVAILABLE | DATA NOT AVAILABLE | DATA NOT AVAILABLE | DATA NOT AVAILABLE | 45271
DATA NOT AVAILABLE | [5 empty] | DATA NOT AVAILABLE | DATA NOT AVAILABLE | DATA NOT AVAILABLE | NEW SITE | ANDWELL, MAPLEDURWELL AND UP NATELY, UP LAND SITUATED SOUTH OF M3, | BASINGSTOKE AND DEANE | HAMPSHIRE | RG25 2LA | ENGLAND | 466925 | 150173 | DATA NOT AVAILABLE | DATA NOT AVAILABLE | DATA NOT AVAILABLE | EHV | SOUTHERN ELECTRIC POWER DISTRIBUTION PLC | OTHER | OTHER | NO | DATA NOT AVAILABLE | DATA NOT AVAILABLE | 135.28 | DATA NOT AVAILABLE | DATA NOT AVAILABLE | DATA NOT AVAILABLE | DATA NOT AVAILABLE | DATA NOT AVAILABLE | DATA NOT AVAILABLE | DATA NOT AVAILABLE | DATA NOT AVAILABLE | DATA NOT AVAILABLE | DATA NOT AVAILABLE | DATA NOT AVAILABLE | DATA NOT AVAILABLE | DATA NOT AVAILABLE | ACCEPTED TO CONNECT | DATA NOT AVAILABLE | DATA NOT AVAILABLE | DATA NOT AVAILABLE | DATA NOT AVAILABLE | DATA NOT AVAILABLE | DATA NOT AVAILABLE | 135.28 | 99.9 | 105.1579 | 117.895 | 124.1 | 45250 | DATA NOT AVAILABLE | N | DATA NOT AVAILABLE | DATA NOT AVAILABLE | DATA NOT AVAILABLE | DATA NOT AVAILABLE | DATA NOT AVAILABLE | 45271
DATA NOT AVAILABLE | [5 empty] | DATA NOT AVAILABLE | BPUWL 27 LIMITED | CRAKAIG WIND ENERGY HUB | NEW SITE | CRAKAIG WIND ENERGY HUB BADVASSON | PORTGOWER | HIGHLAND | KW8 6HP | SCOTLAND | 296384 | 911195 | BRORA | DATA NOT APPLICABLE | BRORA GRID | 33 | SCOTTISH HYDRO ELECTRIC POWER DISTRIBUTION PLC | OTHER | OTHER | NO | DATA NOT AVAILABLE | DATA NOT AVAILABLE | 85.2 | DATA NOT AVAILABLE | DATA NOT AVAILABLE | DATA NOT AVAILABLE | DATA NOT AVAILABLE | DATA NOT AVAILABLE | DATA NOT AVAILABLE | DATA NOT AVAILABLE | DATA NOT AVAILABLE | DATA NOT AVAILABLE | DATA NOT AVAILABLE | DATA NOT AVAILABLE | DATA NOT AVAILABLE | DATA NOT AVAILABLE | ACCEPTED TO CONNECT | DATA NOT AVAILABLE | DATA NOT AVAILABLE | DATA NOT AVAILABLE | DATA NOT AVAILABLE | DATA NOT AVAILABLE | DATA NOT AVAILABLE | 85.2 | 66 | 69.4737 | 20.631 | 21.7168 | 45253 | DATA NOT AVAILABLE | N | DATA NOT AVAILABLE | DATA NOT AVAILABLE | DATA NOT AVAILABLE | DATA NOT AVAILABLE | DATA NOT AVAILABLE | 45271
DATA NOT AVAILABLE | [5 empty] | DATA NOT AVAILABLE | DATA NOT AVAILABLE | DATA NOT AVAILABLE | NEW SITE | WILLOW FARM, HOLT ROAD, | WIMBORNE | DORSET | BH21 6SE | ENGLAND | 407829 | 105712 | MANNINGTON GSP | DATA NOT APPLICABLE | BOURNEMOUTH | 132 | SOUTHERN ELECTRIC POWER DISTRIBUTION PLC | OTHER | OTHER | NO | DATA NOT AVAILABLE | DATA NOT AVAILABLE | 100 | DATA NOT AVAILABLE | DATA NOT AVAILABLE | DATA NOT AVAILABLE | DATA NOT AVAILABLE | DATA NOT AVAILABLE | DATA NOT AVAILABLE | DATA NOT AVAILABLE | DATA NOT AVAILABLE | DATA NOT AVAILABLE | DATA NOT AVAILABLE | DATA NOT AVAILABLE | DATA NOT AVAILABLE | DATA NOT AVAILABLE | ACCEPTED TO CONNECT | DATA NOT AVAILABLE | DATA NOT AVAILABLE | DATA NOT AVAILABLE | DATA NOT AVAILABLE | DATA NOT AVAILABLE | DATA NOT AVAILABLE | 100 | 100 | 105.2632 | 105.26 | 110.8 | 45260 | DATA NOT AVAILABLE | N | DATA NOT AVAILABLE | DATA NOT AVAILABLE | DATA NOT AVAILABLE | DATA NOT AVAILABLE | DATA NOT AVAILABLE | 45271
DATA NOT AVAILABLE | [5 empty] | DATA NOT AVAILABLE | DATA NOT AVAILABLE | AM -C- 50MVA POOL | SILVERLAKE | CASTLETON BRADFORD ABBAS | BRADFORD ABBAS | DORSET | DT9 6SN | ENGLAND | 361405 | 115684 | AXMINSTER | YEOVIL | DATA NOT AVAILABLE | EHV | SOUTHERN ELECTRIC POWER DISTRIBUTION PLC | OTHER | OTHER | NO | DATA NOT AVAILABLE | DATA NOT AVAILABLE | 50 | DATA NOT AVAILABLE | DATA NOT AVAILABLE | DATA NOT AVAILABLE | DATA NOT AVAILABLE | DATA NOT AVAILABLE | DATA NOT AVAILABLE | DATA NOT AVAILABLE | DATA NOT AVAILABLE | DATA NOT AVAILABLE | DATA NOT AVAILABLE | DATA NOT AVAILABLE | DATA NOT AVAILABLE | DATA NOT AVAILABLE | ACCEPTED TO CONNECT | DATA NOT AVAILABLE | DATA NOT AVAILABLE | DATA NOT AVAILABLE | DATA NOT AVAILABLE | DATA NOT AVAILABLE | DATA NOT AVAILABLE | 50 | 49.9 | 52.5263 | 52.526 | 55.2905 | 45238 | DATA NOT AVAILABLE | N | DATA NOT AVAILABLE | DATA NOT AVAILABLE | DATA NOT AVAILABLE | DATA NOT AVAILABLE | DATA NOT AVAILABLE | 45271
DATA NOT AVAILABLE | [5 empty] | DATA NOT AVAILABLE | DATA NOT AVAILABLE | AUTH | SHB HIRE LTD | MILL LANE | SOUTHAMPTON | HAMPSHIRE | SO16 0YE | ENGLAND | 435578 | 115796 | NURSLING GSP | DATA NOT AVAILABLE | DATA NOT AVAILABLE | 132 | SOUTHERN ELECTRIC POWER DISTRIBUTION PLC | OTHER | OTHER | NO | DATA NOT AVAILABLE | DATA NOT AVAILABLE | 50 | DATA NOT AVAILABLE | DATA NOT AVAILABLE | DATA NOT AVAILABLE | DATA NOT AVAILABLE | DATA NOT AVAILABLE | DATA NOT AVAILABLE | DATA NOT AVAILABLE | DATA NOT AVAILABLE | DATA NOT AVAILABLE | DATA NOT AVAILABLE | DATA NOT AVAILABLE | DATA NOT AVAILABLE | DATA NOT AVAILABLE | ACCEPTED TO CONNECT | DATA NOT AVAILABLE | DATA NOT AVAILABLE | DATA NOT AVAILABLE | DATA NOT AVAILABLE | DATA NOT AVAILABLE | DATA NOT AVAILABLE | 50 | 50 | 52.6316 | 52.632 | 55.4021 | 45264 | DATA NOT AVAILABLE | N | DATA NOT AVAILABLE | DATA NOT AVAILABLE | DATA NOT AVAILABLE | DATA NOT AVAILABLE | DATA NOT AVAILABLE | 45302
DATA NOT AVAILABLE | [5 empty] | DATA NOT AVAILABLE | DATA NOT AVAILABLE | GEN | EASTBRIDGE HOUSE | PANKRIDGE STREET | FARNHAM | HAMPSHIRE | GU10 5RH | ENGLAND | 479866 | 149753 | BRAMLEY (FLEE) | COXMOOR WOOD | DATA NOT AVAILABLE | 132 | SOUTHERN ELECTRIC POWER DISTRIBUTION PLC | OTHER | OTHER | NO | DATA NOT AVAILABLE | DATA NOT AVAILABLE | 59.45 | DATA NOT AVAILABLE | DATA NOT AVAILABLE | DATA NOT AVAILABLE | DATA NOT AVAILABLE | DATA NOT AVAILABLE | DATA NOT AVAILABLE | DATA NOT AVAILABLE | DATA NOT AVAILABLE | DATA NOT AVAILABLE | DATA NOT AVAILABLE | DATA NOT AVAILABLE | DATA NOT AVAILABLE | DATA NOT AVAILABLE | ACCEPTED TO CONNECT | DATA NOT AVAILABLE | DATA NOT AVAILABLE | DATA NOT AVAILABLE | DATA NOT AVAILABLE | DATA NOT AVAILABLE | DATA NOT AVAILABLE | 59.45 | 49.9 | 52.5263 | 9.9 | 10.4211 | 45282 | DATA NOT AVAILABLE | N | DATA NOT AVAILABLE | DATA NOT AVAILABLE | DATA NOT AVAILABLE | DATA NOT AVAILABLE | DATA NOT AVAILABLE | 45302
DATA NOT AVAILABLE | [5 empty] | DATA NOT AVAILABLE | UK CONNECTIONS QUEEQUEG RENEWABLES | 40MVA MAJP | DATA NOT AVAILABLE | LAND AT MEADOWS FARM WORLDS END | HAMBLEDON | HAMPSHIRE | PO7 4QX | ENGLAND | 462996 | 111834 | LOVEDEAN GSP | DATA NOT AVAILABLE | DATA NOT AVAILABLE | 132 | SOUTHERN ELECTRIC POWER DISTRIBUTION PLC | OTHER | OTHER | NO | DATA NOT AVAILABLE | DATA NOT AVAILABLE | 45.6 | DATA NOT AVAILABLE | DATA NOT AVAILABLE | DATA NOT AVAILABLE | DATA NOT AVAILABLE | DATA NOT AVAILABLE | DATA NOT AVAILABLE | DATA NOT AVAILABLE | DATA NOT AVAILABLE | DATA NOT AVAILABLE | DATA NOT AVAILABLE | DATA NOT AVAILABLE | DATA NOT AVAILABLE | DATA NOT AVAILABLE | ACCEPTED TO CONNECT | DATA NOT AVAILABLE | DATA NOT AVAILABLE | DATA NOT AVAILABLE | DATA NOT AVAILABLE | DATA NOT AVAILABLE | DATA NOT AVAILABLE | 45.6 | 40 | 42.1053 | 42.105 | 44.3211 | 45278 | DATA NOT AVAILABLE | N | DATA NOT AVAILABLE | DATA NOT AVAILABLE | DATA NOT AVAILABLE | DATA NOT AVAILABLE | DATA NOT AVAILABLE | 45302
DATA NOT AVAILABLE | [5 empty] | DATA NOT AVAILABLE | CONRAD ENERGY (DEVELOPMENTS) LIMITED | (AM) 7.2MW - GAS (7.605MW INST) - REQUOTE ERM457 | BISHOPSTOKE POWER GENERATION PLANT | CHICKENHALL LANE BISHOPSTOKE | EASTLEIGH | HAMPSHIRE | SO50 6YU | ENGLAND | 446309 | 118442 | NURSLING GSP | VELMORE | BISHOPSTOKE | 11 | SOUTHERN ELECTRIC POWER DISTRIBUTION PLC | OTHER | OTHER | NO | DATA NOT AVAILABLE | DATA NOT AVAILABLE | 7.605 | DATA NOT AVAILABLE | DATA NOT AVAILABLE | DATA NOT AVAILABLE | DATA NOT AVAILABLE | DATA NOT AVAILABLE | DATA NOT AVAILABLE | DATA NOT AVAILABLE | DATA NOT AVAILABLE | DATA NOT AVAILABLE | DATA NOT AVAILABLE | DATA NOT AVAILABLE | DATA NOT AVAILABLE | DATA NOT AVAILABLE | ACCEPTED TO CONNECT | DATA NOT AVAILABLE | DATA NOT AVAILABLE | DATA NOT AVAILABLE | DATA NOT AVAILABLE | DATA NOT AVAILABLE | DATA NOT AVAILABLE | 7.605 | 7.2 | 7.5789 | 0.3 | 0.31579 | 45280 | DATA NOT AVAILABLE | N | DATA NOT AVAILABLE | DATA NOT AVAILABLE | DATA NOT AVAILABLE | DATA NOT AVAILABLE | DATA NOT AVAILABLE | 45302
DATA NOT AVAILABLE | [5 empty] | DATA NOT AVAILABLE | DATA NOT AVAILABLE | AUTH & QC 49.9MW | DATA NOT AVAILABLE | LAND TO THE SOUTH OF CHAPEL KNAPP FARM, GASTARD | CORSHAM | WILTSHIRE | SN13 9PS | ENGLAND | 388493 | 168047 | MELKSHAM GSP | MELKSHAM | DATA NOT AVAILABLE | 132 | SOUTHERN ELECTRIC POWER DISTRIBUTION PLC | OTHER | OTHER | NO | DATA NOT AVAILABLE | DATA NOT AVAILABLE | 104 | DATA NOT AVAILABLE | DATA NOT AVAILABLE | DATA NOT AVAILABLE | DATA NOT AVAILABLE | DATA NOT AVAILABLE | DATA NOT AVAILABLE | DATA NOT AVAILABLE | DATA NOT AVAILABLE | DATA NOT AVAILABLE | DATA NOT AVAILABLE | DATA NOT AVAILABLE | DATA NOT AVAILABLE | DATA NOT AVAILABLE | ACCEPTED TO CONNECT | DATA NOT AVAILABLE | DATA NOT AVAILABLE | DATA NOT AVAILABLE | DATA NOT AVAILABLE | DATA NOT AVAILABLE | DATA NOT AVAILABLE | 104 | 99.9 | 105.1579 | 105.789 | 111.3568 | 45231 | DATA NOT AVAILABLE | N | DATA NOT AVAILABLE | DATA NOT AVAILABLE | DATA NOT AVAILABLE | DATA NOT AVAILABLE | DATA NOT AVAILABLE | 45331
DATA NOT AVAILABLE | [5 empty] | DATA NOT AVAILABLE | DATA NOT AVAILABLE | BERRYHILL | DATA NOT AVAILABLE | GRANGE OF BERRYHILL, EASTER FOWLIS, INVERGOWIE | DUNDEE | DUNDEE CITY | DD2 5LN | SCOTLAND | 331638 | 733417 | CHARLESTON | DATA NOT APPLICABLE | DATA NOT AVAILABLE | EHV | SCOTTISH HYDRO ELECTRIC POWER DISTRIBUTION PLC | OTHER | OTHER | NO | DATA NOT AVAILABLE | DATA NOT AVAILABLE | 90 | DATA NOT AVAILABLE | DATA NOT AVAILABLE | DATA NOT AVAILABLE | DATA NOT AVAILABLE | DATA NOT AVAILABLE | DATA NOT AVAILABLE | DATA NOT AVAILABLE | DATA NOT AVAILABLE | DATA NOT AVAILABLE | DATA NOT AVAILABLE | DATA NOT AVAILABLE | DATA NOT AVAILABLE | DATA NOT AVAILABLE | ACCEPTED TO CONNECT | DATA NOT AVAILABLE | DATA NOT AVAILABLE | DATA NOT AVAILABLE | DATA NOT AVAILABLE | DATA NOT AVAILABLE | DATA NOT AVAILABLE | 90 | 45 | 47.3684 | 44.7 | 47.0526 | 45322 | DATA NOT AVAILABLE | N | DATA NOT AVAILABLE | DATA NOT AVAILABLE | DATA NOT AVAILABLE | DATA NOT AVAILABLE | DATA NOT AVAILABLE | 45331
DATA NOT AVAILABLE | [5 empty] | DATA NOT AVAILABLE | DATA NOT AVAILABLE | 60MW - PETERHEAD GRANGE | DATA NOT AVAILABLE | NEWFIELD | PETERHEAD | ABERDEENSHIRE | AB42 3JP | SCOTLAND | 409237 | 842741 | PETERHEAD GRANGE | DATA NOT APPLICABLE | PETERHEAD GRANGE 33KV | 33 | SCOTTISH HYDRO ELECTRIC POWER DISTRIBUTION PLC | OTHER | OTHER | NO | DATA NOT AVAILABLE | DATA NOT AVAILABLE | 61.46 | DATA NOT AVAILABLE | DATA NOT AVAILABLE | DATA NOT AVAILABLE | DATA NOT AVAILABLE | DATA NOT AVAILABLE | DATA NOT AVAILABLE | DATA NOT AVAILABLE | DATA NOT AVAILABLE | DATA NOT AVAILABLE | DATA NOT AVAILABLE | DATA NOT AVAILABLE | DATA NOT AVAILABLE | DATA NOT AVAILABLE | ACCEPTED TO CONNECT | DATA NOT AVAILABLE | DATA NOT AVAILABLE | DATA NOT AVAILABLE | DATA NOT AVAILABLE | DATA NOT AVAILABLE | DATA NOT AVAILABLE | 61.46 | 60 | 63.1579 | 60 | 63.1579 | 45320 | DATA NOT AVAILABLE | N | DATA NOT AVAILABLE | DATA NOT AVAILABLE | DATA NOT AVAILABLE | DATA NOT AVAILABLE | DATA NOT AVAILABLE | 45331
DATA NOT AVAILABLE | [5 empty] | DATA NOT AVAILABLE | DATA NOT AVAILABLE | BALMYDOWN FARM, | DATA NOT AVAILABLE | BALMYDOWN FARM, | DUNDEE | DUNDEE CITY | DD3 0PQ | SCOTLAND | 338637 | 735564 | LYNDHURST | DATA NOT APPLICABLE | DATA NOT AVAILABLE | EHV | SCOTTISH HYDRO ELECTRIC POWER DISTRIBUTION PLC | OTHER | OTHER | NO | DATA NOT AVAILABLE | DATA NOT AVAILABLE | 50 | DATA NOT AVAILABLE | DATA NOT AVAILABLE | DATA NOT AVAILABLE | DATA NOT AVAILABLE | DATA NOT AVAILABLE | DATA NOT AVAILABLE | DATA NOT AVAILABLE | DATA NOT AVAILABLE | DATA NOT AVAILABLE | DATA NOT AVAILABLE | DATA NOT AVAILABLE | DATA NOT AVAILABLE | DATA NOT AVAILABLE | ACCEPTED TO CONNECT | DATA NOT AVAILABLE | DATA NOT AVAILABLE | DATA NOT AVAILABLE | DATA NOT AVAILABLE | DATA NOT AVAILABLE | DATA NOT AVAILABLE | 50 | 50 | 52.6316 | 50 | 52.6316 | 45300 | DATA NOT AVAILABLE | N | DATA NOT AVAILABLE | DATA NOT AVAILABLE | DATA NOT AVAILABLE | DATA NOT AVAILABLE | DATA NOT AVAILABLE | 45331
DATA NOT AVAILABLE | [5 empty] | DATA NOT AVAILABLE | FORSA ENERGY GAS HOLDINGS LTD DUNDEE | CLAVERHOUSE - GAS | CLAVERHOUSE | JACK MARTIN WAY CLAVERHOUSE INDUSTRIAL ESTATE | DUNDEE | DUNDEE CITY | DD4 9QX | SCOTLAND | 342355 | 734010 | MILTON OF CRAIGIE | DATA NOT APPLICABLE | MILTON OF CRAIGIE GRID | 33 | SCOTTISH HYDRO ELECTRIC POWER DISTRIBUTION PLC | OTHER | OTHER | NO | DATA NOT AVAILABLE | DATA NOT AVAILABLE | 19.9 | DATA NOT AVAILABLE | DATA NOT AVAILABLE | DATA NOT AVAILABLE | DATA NOT AVAILABLE | DATA NOT AVAILABLE | DATA NOT AVAILABLE | DATA NOT AVAILABLE | DATA NOT AVAILABLE | DATA NOT AVAILABLE | DATA NOT AVAILABLE | DATA NOT AVAILABLE | DATA NOT AVAILABLE | DATA NOT AVAILABLE | ACCEPTED TO CONNECT | DATA NOT AVAILABLE | DATA NOT AVAILABLE | DATA NOT AVAILABLE | DATA NOT AVAILABLE | DATA NOT AVAILABLE | DATA NOT AVAILABLE | 19.9 | 19.9 | 20.9474 | 0.75 | 0.78947 | 45299 | DATA NOT AVAILABLE | N | DATA NOT AVAILABLE | DATA NOT AVAILABLE | DATA NOT AVAILABLE | DATA NOT AVAILABLE | DATA NOT AVAILABLE | 45331
DATA NOT AVAILABLE | [5 empty] | DATA NOT AVAILABLE | CONRAD ENERGY (DEVELOPMENTS) LIMITED | AM REQUOTE 7.2MW - GAS | BILSHAM POWER GENERATION PLANT, NORTHWOOD FARM | LAND TO THE WEST OF YAPTON ROAD YAPTON/CLYMPING | ARUNDEL | WEST SUSSEX | BN18 0HX | ENGLAND | 498745 | 102813 | LOVEDEAN GSP | CHICHESTER | BILSHAM | 11 | SOUTHERN ELECTRIC POWER DISTRIBUTION PLC | OTHER | OTHER | NO | DATA NOT AVAILABLE | DATA NOT AVAILABLE | 7.605 | DATA NOT AVAILABLE | DATA NOT AVAILABLE | DATA NOT AVAILABLE | DATA NOT AVAILABLE | DATA NOT AVAILABLE | DATA NOT AVAILABLE | DATA NOT AVAILABLE | DATA NOT AVAILABLE | DATA NOT AVAILABLE | DATA NOT AVAILABLE | DATA NOT AVAILABLE | DATA NOT AVAILABLE | DATA NOT AVAILABLE | ACCEPTED TO CONNECT | DATA NOT AVAILABLE | DATA NOT AVAILABLE | DATA NOT AVAILABLE | DATA NOT AVAILABLE | DATA NOT AVAILABLE | DATA NOT AVAILABLE | 7.605 | 7.2 | 7.5789 | 0.315 | 0.33158 | 45302 | DATA NOT AVAILABLE | N | DATA NOT AVAILABLE | DATA NOT AVAILABLE | DATA NOT AVAILABLE | DATA NOT AVAILABLE | DATA NOT AVAILABLE | 45331
DATA NOT AVAILABLE | [5 empty] | DATA NOT AVAILABLE | ANESCO LTD | MYBSTER BESS | MYBSTER BESS | FARM AND LANDS OF BALBEG AND BOULENACH MYBSTER | CAITHNESS | HIGHLAND | KW1 5XU | SCOTLAND | 316679 | 952909 | MYBSTER | DATA NOT APPLICABLE | MYBSTER GRID | 33 | SCOTTISH HYDRO ELECTRIC POWER DISTRIBUTION PLC | OTHER | OTHER | NO | DATA NOT AVAILABLE | DATA NOT AVAILABLE | 35 | DATA NOT AVAILABLE | DATA NOT AVAILABLE | DATA NOT AVAILABLE | DATA NOT AVAILABLE | DATA NOT AVAILABLE | DATA NOT AVAILABLE | DATA NOT AVAILABLE | DATA NOT AVAILABLE | DATA NOT AVAILABLE | DATA NOT AVAILABLE | DATA NOT AVAILABLE | DATA NOT AVAILABLE | DATA NOT AVAILABLE | ACCEPTED TO CONNECT | DATA NOT AVAILABLE | DATA NOT AVAILABLE | DATA NOT AVAILABLE | DATA NOT AVAILABLE | DATA NOT AVAILABLE | DATA NOT AVAILABLE | 35 | 30 | 31.5789 | 31.427 | 33.0811 | 45324 | DATA NOT AVAILABLE | N | DATA NOT AVAILABLE | DATA NOT AVAILABLE | DATA NOT AVAILABLE | DATA NOT AVAILABLE | DATA NOT AVAILABLE | 45331
DATA NOT AVAILABLE | [5 empty] | DATA NOT AVAILABLE | DATA NOT AVAILABLE | DG - TAYSIDE | LAND AT HILLS OF BENDOCHY FARM | COUPAR ANGUS | BLAIRGOWRIE | PERTH AND KINROSS | PH13 9HN | SCOTLAND | 320303 | 741636 | COUPAR ANGUS | DATA NOT APPLICABLE | DATA NOT AVAILABLE | EHV | SCOTTISH HYDRO ELECTRIC POWER DISTRIBUTION PLC | OTHER | OTHER | NO | DATA NOT AVAILABLE | DATA NOT AVAILABLE | 18.75 | DATA NOT AVAILABLE | DATA NOT AVAILABLE | DATA NOT AVAILABLE | DATA NOT AVAILABLE | DATA NOT AVAILABLE | DATA NOT AVAILABLE | DATA NOT AVAILABLE | DATA NOT AVAILABLE | DATA NOT AVAILABLE | DATA NOT AVAILABLE | DATA NOT AVAILABLE | DATA NOT AVAILABLE | DATA NOT AVAILABLE | ACCEPTED TO CONNECT | DATA NOT AVAILABLE | DATA NOT AVAILABLE | DATA NOT AVAILABLE | DATA NOT AVAILABLE | DATA NOT AVAILABLE | DATA NOT AVAILABLE | 18.75 | 15 | 15.7895 | 15.5 | 16.3158 | 45328 | DATA NOT AVAILABLE | N | DATA NOT AVAILABLE | DATA NOT AVAILABLE | DATA NOT AVAILABLE | DATA NOT AVAILABLE | DATA NOT AVAILABLE | 45362
DATA NOT AVAILABLE | [5 empty] | DATA NOT AVAILABLE | DATA NOT AVAILABLE | AM1.499MW EXP/0.999MVA IMP (2MW BESS&2MW WTG) | ROGERSHILL RENEWABLE ENERGY PARK | BRIANTSPUDDLE DORCHESTER | DORCHESTER | DORSET | DT2 7HJ | ENGLAND | 381938 | 95059 | MANNINGTON GSP | LYTCHETT | WINTERBORNE KINGSTON | HV | SOUTHERN ELECTRIC POWER DISTRIBUTION PLC | OTHER | OTHER | NO | DATA NOT AVAILABLE | DATA NOT AVAILABLE | 4 | DATA NOT AVAILABLE | DATA NOT AVAILABLE | DATA NOT AVAILABLE | DATA NOT AVAILABLE | DATA NOT AVAILABLE | DATA NOT AVAILABLE | DATA NOT AVAILABLE | DATA NOT AVAILABLE | DATA NOT AVAILABLE | DATA NOT AVAILABLE | DATA NOT AVAILABLE | DATA NOT AVAILABLE | DATA NOT AVAILABLE | ACCEPTED TO CONNECT | DATA NOT AVAILABLE | DATA NOT AVAILABLE | DATA NOT AVAILABLE | DATA NOT AVAILABLE | DATA NOT AVAILABLE | DATA NOT AVAILABLE | 4 | 0.999 | 1.0516 | 0.949 | 0.99895 | 45341 | DATA NOT AVAILABLE | N | DATA NOT AVAILABLE | DATA NOT AVAILABLE | DATA NOT AVAILABLE | DATA NOT AVAILABLE | DATA NOT AVAILABLE | 45362
DATA NOT AVAILABLE | [5 empty] | DATA NOT AVAILABLE | DATA NOT AVAILABLE | DATA NOT AVAILABLE | DATA NOT AVAILABLE | DARK LANE | FROME | SOMERSET | BA11 2FQ | ENGLAND | 379784 | 149627 | MELKSHAM GSP | FROME | DATA NOT AVAILABLE | 132 | SOUTHERN ELECTRIC POWER DISTRIBUTION PLC | OTHER | OTHER | NO | DATA NOT AVAILABLE | DATA NOT AVAILABLE | 60 | DATA NOT AVAILABLE | DATA NOT AVAILABLE | DATA NOT AVAILABLE | DATA NOT AVAILABLE | DATA NOT AVAILABLE | DATA NOT AVAILABLE | DATA NOT AVAILABLE | DATA NOT AVAILABLE | DATA NOT AVAILABLE | DATA NOT AVAILABLE | DATA NOT AVAILABLE | DATA NOT AVAILABLE | DATA NOT AVAILABLE | ACCEPTED TO CONNECT | DATA NOT AVAILABLE | DATA NOT AVAILABLE | DATA NOT AVAILABLE | DATA NOT AVAILABLE | DATA NOT AVAILABLE | DATA NOT AVAILABLE | 60 | 60 | 63.1579 | 63.157 | 66.4811 | 45376 | DATA NOT AVAILABLE | N | DATA NOT AVAILABLE | DATA NOT AVAILABLE | DATA NOT AVAILABLE | DATA NOT AVAILABLE | DATA NOT AVAILABLE | 45390
DATA NOT AVAILABLE | [5 empty] | DATA NOT AVAILABLE | DATA NOT AVAILABLE | DATA NOT AVAILABLE | DATA NOT AVAILABLE | DEREHAMS FARM LOUDWATER | HIGH WYCOMBE | BUCKINGHAMSHIRE | HP10 9RR | ENGLAND | 490531 | 191093 | AMERSHAM | LOUDWATER | DATA NOT AVAILABLE | 132 | SOUTHERN ELECTRIC POWER DISTRIBUTION PLC | OTHER | OTHER | NO | DATA NOT AVAILABLE | DATA NOT AVAILABLE | 100 | DATA NOT AVAILABLE | DATA NOT AVAILABLE | DATA NOT AVAILABLE | DATA NOT AVAILABLE | DATA NOT AVAILABLE | DATA NOT AVAILABLE | DATA NOT AVAILABLE | DATA NOT AVAILABLE | DATA NOT AVAILABLE | DATA NOT AVAILABLE | DATA NOT AVAILABLE | DATA NOT AVAILABLE | DATA NOT AVAILABLE | ACCEPTED TO CONNECT | DATA NOT AVAILABLE | DATA NOT AVAILABLE | DATA NOT AVAILABLE | DATA NOT AVAILABLE | DATA NOT AVAILABLE | DATA NOT AVAILABLE | 100 | 99.9 | 105.1579 | 105.158 | 110.6926 | 45356 | DATA NOT AVAILABLE | N | DATA NOT AVAILABLE | DATA NOT AVAILABLE | DATA NOT AVAILABLE | DATA NOT AVAILABLE | DATA NOT AVAILABLE | 45390
DATA NOT AVAILABLE | [5 empty] | DATA NOT AVAILABLE | DATA NOT AVAILABLE | ICHRACHAN FARM | DATA NOT AVAILABLE | LAND OFF A85 | TAYNUILT | ARGYLL AND BUTE | PA35 1HU | SCOTLAND | 202280 | 731394 | TAYNUILT | DATA NOT APPLICABLE | TAYNUILT GRID | EHV | SCOTTISH HYDRO ELECTRIC POWER DISTRIBUTION PLC | OTHER | OTHER | NO | DATA NOT AVAILABLE | DATA NOT AVAILABLE | 49.9 | DATA NOT AVAILABLE | DATA NOT AVAILABLE | DATA NOT AVAILABLE | DATA NOT AVAILABLE | DATA NOT AVAILABLE | DATA NOT AVAILABLE | DATA NOT AVAILABLE | DATA NOT AVAILABLE | DATA NOT AVAILABLE | DATA NOT AVAILABLE | DATA NOT AVAILABLE | DATA NOT AVAILABLE | DATA NOT AVAILABLE | ACCEPTED TO CONNECT | DATA NOT AVAILABLE | DATA NOT AVAILABLE | DATA NOT AVAILABLE | DATA NOT AVAILABLE | DATA NOT AVAILABLE | DATA NOT AVAILABLE | 49.9 | 49.9 | 52.5263 | 49.9 | 52.5263 | 45376 | DATA NOT AVAILABLE | N | DATA NOT AVAILABLE | DATA NOT AVAILABLE | DATA NOT AVAILABLE | DATA NOT AVAILABLE | DATA NOT AVAILABLE | 45390
DATA NOT AVAILABLE | [5 empty] | DATA NOT AVAILABLE | AGR RENEWABLES LTD | AGR RENEWABLES - ID270 DOUNREAY | DATA NOT AVAILABLE | DOUNREAY FOREST DOUNREAY | THURSO | HIGHLAND | KW14 7RP | SCOTLAND | 299893 | 965983 | DOUNREAY | DATA NOT APPLICABLE | DOUNREAY | EHV | SCOTTISH HYDRO ELECTRIC POWER DISTRIBUTION PLC | OTHER | OTHER | NO | DATA NOT AVAILABLE | DATA NOT AVAILABLE | 36.7 | DATA NOT AVAILABLE | DATA NOT AVAILABLE | DATA NOT AVAILABLE | DATA NOT AVAILABLE | DATA NOT AVAILABLE | DATA NOT AVAILABLE | DATA NOT AVAILABLE | DATA NOT AVAILABLE | DATA NOT AVAILABLE | DATA NOT AVAILABLE | DATA NOT AVAILABLE | DATA NOT AVAILABLE | DATA NOT AVAILABLE | ACCEPTED TO CONNECT | DATA NOT AVAILABLE | DATA NOT AVAILABLE | DATA NOT AVAILABLE | DATA NOT AVAILABLE | DATA NOT AVAILABLE | DATA NOT AVAILABLE | 36.7 | 36.7 | 38.6316 | 8.919 | 9.3884 | 45376 | DATA NOT AVAILABLE | N | DATA NOT AVAILABLE | DATA NOT AVAILABLE | DATA NOT AVAILABLE | DATA NOT AVAILABLE | DATA NOT AVAILABLE | 45390
DATA NOT AVAILABLE | [5 empty] | DATA NOT AVAILABLE | DATA NOT AVAILABLE | DRYNOCH RAAS FACILITY - ADD CAP | DRYNOCH RAAS FACILITY | DRYNOCH PRIMARY | ISLE OF SKYE | HIGHLAND | IV47 8SU | SCOTLAND | 140526 | 831212 | DUNVEGAN GRID | DATA NOT APPLICABLE | DRYNOCH | HV | SCOTTISH HYDRO ELECTRIC POWER DISTRIBUTION PLC | OTHER | OTHER | NO | DATA NOT AVAILABLE | DATA NOT AVAILABLE | 0.001 | DATA NOT AVAILABLE | DATA NOT AVAILABLE | DATA NOT AVAILABLE | DATA NOT AVAILABLE | DATA NOT AVAILABLE | DATA NOT AVAILABLE | DATA NOT AVAILABLE | DATA NOT AVAILABLE | DATA NOT AVAILABLE | DATA NOT AVAILABLE | DATA NOT AVAILABLE | DATA NOT AVAILABLE | DATA NOT AVAILABLE | ACCEPTED TO CONNECT | DATA NOT AVAILABLE | DATA NOT AVAILABLE | DATA NOT AVAILABLE | DATA NOT AVAILABLE | DATA NOT AVAILABLE | DATA NOT AVAILABLE | 0.001 | 1.2 | 1.2632 | 0 | 0 | 45366 | DATA NOT AVAILABLE | N | DATA NOT AVAILABLE | DATA NOT AVAILABLE | DATA NOT AVAILABLE | DATA NOT AVAILABLE | DATA NOT AVAILABLE | 45390
DATA NOT AVAILABLE | [5 empty] | DATA NOT AVAILABLE | DATA NOT AVAILABLE | DATA NOT AVAILABLE | ROUNDPONDS FARM | SHURNHOLD | MELKSHAM | WILTSHIRE | DATA NOT AVAILABLE | ENGLAND | DATA NOT AVAILABLE | DATA NOT AVAILABLE | MELKSHAM GSP | NORRINGTON | ROUNDPONDS PV GEN | EHV | SOUTHERN ELECTRIC POWER DISTRIBUTION PLC | OTHER | OTHER | NO | DATA NOT AVAILABLE | DATA NOT AVAILABLE | 10.1 | DATA NOT AVAILABLE | DATA NOT AVAILABLE | DATA NOT AVAILABLE | DATA NOT AVAILABLE | DATA NOT AVAILABLE | DATA NOT AVAILABLE | DATA NOT AVAILABLE | DATA NOT AVAILABLE | DATA NOT AVAILABLE | DATA NOT AVAILABLE | DATA NOT AVAILABLE | DATA NOT AVAILABLE | DATA NOT AVAILABLE | ACCEPTED TO CONNECT | DATA NOT AVAILABLE | DATA NOT AVAILABLE | DATA NOT AVAILABLE | DATA NOT AVAILABLE | DATA NOT AVAILABLE | DATA NOT AVAILABLE | 10.1 | 0 | 0 | 10.1 | 10.6316 | 45359 | DATA NOT AVAILABLE | N | DATA NOT AVAILABLE | DATA NOT AVAILABLE | DATA NOT AVAILABLE | DATA NOT AVAILABLE | DATA NOT AVAILABLE | 45390
DATA NOT AVAILABLE | [5 empty] | DATA NOT AVAILABLE | DATA NOT AVAILABLE | 70MW EXPORT | DATA NOT AVAILABLE | LAND TO THE WEST OF BEANACRE NORRINGTON STATION | MELKSHAM | WILTSHIRE | SN12 8DU | ENGLAND | 389793 | 165167 | MELKSHAM GSP | DATA NOT APPLICABLE | DATA NOT AVAILABLE | 132 | SOUTHERN ELECTRIC POWER DISTRIBUTION PLC | OTHER | OTHER | NO | DATA NOT AVAILABLE | DATA NOT AVAILABLE | 80 | DATA NOT AVAILABLE | DATA NOT AVAILABLE | DATA NOT AVAILABLE | DATA NOT AVAILABLE | DATA NOT AVAILABLE | DATA NOT AVAILABLE | DATA NOT AVAILABLE | DATA NOT AVAILABLE | DATA NOT AVAILABLE | DATA NOT AVAILABLE | DATA NOT AVAILABLE | DATA NOT AVAILABLE | DATA NOT AVAILABLE | ACCEPTED TO CONNECT | DATA NOT AVAILABLE | DATA NOT AVAILABLE | DATA NOT AVAILABLE | DATA NOT AVAILABLE | DATA NOT AVAILABLE | DATA NOT AVAILABLE | 80 | 70 | 73.6842 | 73.684 | 77.5621 | 45391 | DATA NOT AVAILABLE | N | DATA NOT AVAILABLE | DATA NOT AVAILABLE | DATA NOT AVAILABLE | DATA NOT AVAILABLE | DATA NOT AVAILABLE | 45420
DATA NOT AVAILABLE | [5 empty] | DATA NOT AVAILABLE | DATA NOT AVAILABLE | 132 49.9MW ADD CAP | LAND AT PINKMEAD | BOTLEY ROAD, CURBRIDGE | SOUTHAMPTON | HAMPSHIRE | SO30 2HA | ENGLAND | 452008 | 112833 | BOTLEY WOOD GSP | BOTLEY WOOD | BOTLEY WOOD | 132 | SOUTHERN ELECTRIC POWER DISTRIBUTION PLC | OTHER | OTHER | NO | DATA NOT AVAILABLE | DATA NOT AVAILABLE | 59.256 | DATA NOT AVAILABLE | DATA NOT AVAILABLE | DATA NOT AVAILABLE | DATA NOT AVAILABLE | DATA NOT AVAILABLE | DATA NOT AVAILABLE | DATA NOT AVAILABLE | DATA NOT AVAILABLE | DATA NOT AVAILABLE | DATA NOT AVAILABLE | DATA NOT AVAILABLE | DATA NOT AVAILABLE | DATA NOT AVAILABLE | ACCEPTED TO CONNECT | DATA NOT AVAILABLE | DATA NOT AVAILABLE | DATA NOT AVAILABLE | DATA NOT AVAILABLE | DATA NOT AVAILABLE | DATA NOT AVAILABLE | 59.256 | 49.9 | 52.5263 | 52.526 | 55.2905 | 45397 | DATA NOT AVAILABLE | N | DATA NOT AVAILABLE | DATA NOT AVAILABLE | DATA NOT AVAILABLE | DATA NOT AVAILABLE | DATA NOT AVAILABLE | 45420
DATA NOT AVAILABLE | [5 empty] | DATA NOT AVAILABLE | FUTURENERGY PARTNERS LIMITED | QUOTE TO REDUCE IMPORT TO 100MW EXD149 | LAND AT IPERS BRIDGE | HOLBURY | SOUTHAMPTON | HAMPSHIRE | SO45 2FS | ENGLAND | 442818 | 103178 | FAWLEY GSP | DATA NOT APPLICABLE | DATA NOT AVAILABLE | 132 | SOUTHERN ELECTRIC POWER DISTRIBUTION PLC | OTHER | OTHER | NO | DATA NOT AVAILABLE | DATA NOT AVAILABLE | 120 | DATA NOT AVAILABLE | DATA NOT AVAILABLE | DATA NOT AVAILABLE | DATA NOT AVAILABLE | DATA NOT AVAILABLE | DATA NOT AVAILABLE | DATA NOT AVAILABLE | DATA NOT AVAILABLE | DATA NOT AVAILABLE | DATA NOT AVAILABLE | DATA NOT AVAILABLE | DATA NOT AVAILABLE | DATA NOT AVAILABLE | ACCEPTED TO CONNECT | DATA NOT AVAILABLE | DATA NOT AVAILABLE | DATA NOT AVAILABLE | DATA NOT AVAILABLE | DATA NOT AVAILABLE | DATA NOT AVAILABLE | 120 | 100 | 105.2632 | 105.263 | 110.8032 | 45406 | DATA NOT AVAILABLE | N | DATA NOT AVAILABLE | DATA NOT AVAILABLE | DATA NOT AVAILABLE | DATA NOT AVAILABLE | DATA NOT AVAILABLE | 45420
DATA NOT AVAILABLE | [5 empty] | DATA NOT AVAILABLE | DATA NOT AVAILABLE | DG - HIGH | DATA NOT AVAILABLE | LAND OFF CANAL ROAD | INVERNESS | HIGHLAND | IV3 8NF | SCOTLAND | 265124 | 845413 | INVERNESS | DATA NOT APPLICABLE | INVERNESS GRID | EHV | SCOTTISH HYDRO ELECTRIC POWER DISTRIBUTION PLC | OTHER | OTHER | NO | DATA NOT AVAILABLE | DATA NOT AVAILABLE | 10 | DATA NOT AVAILABLE | DATA NOT AVAILABLE | DATA NOT AVAILABLE | DATA NOT AVAILABLE | DATA NOT AVAILABLE | DATA NOT AVAILABLE | DATA NOT AVAILABLE | DATA NOT AVAILABLE | DATA NOT AVAILABLE | DATA NOT AVAILABLE | DATA NOT AVAILABLE | DATA NOT AVAILABLE | DATA NOT AVAILABLE | ACCEPTED TO CONNECT | DATA NOT AVAILABLE | DATA NOT AVAILABLE | DATA NOT AVAILABLE | DATA NOT AVAILABLE | DATA NOT AVAILABLE | DATA NOT AVAILABLE | 10 | 9.9 | 10.4211 | 9.9 | 10.4211 | 45394 | DATA NOT AVAILABLE | N | DATA NOT AVAILABLE | DATA NOT AVAILABLE | DATA NOT AVAILABLE | DATA NOT AVAILABLE | DATA NOT AVAILABLE | 45420
DATA NOT AVAILABLE | [5 empty] | DATA NOT AVAILABLE | DATA NOT AVAILABLE | 9.9MW EXPORT | DATA NOT AVAILABLE | LAND NEAR A96 INVERNESS ROAD, STONEYFIELD | INVERNESS | HIGHLAND | IV2 7PA | SCOTLAND | 269058 | 845555 | INVERNESS | DATA NOT APPLICABLE | DATA NOT AVAILABLE | EHV | SCOTTISH HYDRO ELECTRIC POWER DISTRIBUTION PLC | OTHER | OTHER | NO | DATA NOT AVAILABLE | DATA NOT AVAILABLE | 29.8 | DATA NOT AVAILABLE | DATA NOT AVAILABLE | DATA NOT AVAILABLE | DATA NOT AVAILABLE | DATA NOT AVAILABLE | DATA NOT AVAILABLE | DATA NOT AVAILABLE | DATA NOT AVAILABLE | DATA NOT AVAILABLE | DATA NOT AVAILABLE | DATA NOT AVAILABLE | DATA NOT AVAILABLE | DATA NOT AVAILABLE | ACCEPTED TO CONNECT | DATA NOT AVAILABLE | DATA NOT AVAILABLE | DATA NOT AVAILABLE | DATA NOT AVAILABLE | DATA NOT AVAILABLE | DATA NOT AVAILABLE | 29.8 | 9.9 | 10.4211 | 9.9 | 10.4211 | 45398 | DATA NOT AVAILABLE | N | DATA NOT AVAILABLE | DATA NOT AVAILABLE | DATA NOT AVAILABLE | DATA NOT AVAILABLE | DATA NOT AVAILABLE | 45420
DATA NOT AVAILABLE | [5 empty] | DATA NOT AVAILABLE | DATA NOT AVAILABLE | LOI - COPIED JOB FBF444 | DATA NOT AVAILABLE | LAND AT ALDINGBOURNE PARK FARM | EARTHAM | WEST SUSSEX | PO18 0LJ | ENGLAND | 492808 | 107625 | LOVEDEAN GSP | CHICHESTER | DATA NOT AVAILABLE | EHV | SOUTHERN ELECTRIC POWER DISTRIBUTION PLC | OTHER | OTHER | NO | DATA NOT AVAILABLE | DATA NOT AVAILABLE | 49.9 | DATA NOT AVAILABLE | DATA NOT AVAILABLE | DATA NOT AVAILABLE | DATA NOT AVAILABLE | DATA NOT AVAILABLE | DATA NOT AVAILABLE | DATA NOT AVAILABLE | DATA NOT AVAILABLE | DATA NOT AVAILABLE | DATA NOT AVAILABLE | DATA NOT AVAILABLE | DATA NOT AVAILABLE | DATA NOT AVAILABLE | ACCEPTED TO CONNECT | DATA NOT AVAILABLE | DATA NOT AVAILABLE | DATA NOT AVAILABLE | DATA NOT AVAILABLE | DATA NOT AVAILABLE | DATA NOT AVAILABLE | 49.9 | 49.9 | 52.5263 | 52.526 | 55.2905 | 45407 | DATA NOT AVAILABLE | N | DATA NOT AVAILABLE | DATA NOT AVAILABLE | DATA NOT AVAILABLE | DATA NOT AVAILABLE | DATA NOT AVAILABLE | 45420
DATA NOT AVAILABLE | [5 empty] | DATA NOT AVAILABLE | DATA NOT AVAILABLE | 1.499MW EXPORT | LANDMARK FARM | WANSTROW | SHEPTON MALLET | SOMERSET | BA4 4TQ | ENGLAND | 371590 | 142148 | MELKSHAM GSP | FROME | HOLWELL | HV | SOUTHERN ELECTRIC POWER DISTRIBUTION PLC | OTHER | OTHER | NO | DATA NOT AVAILABLE | DATA NOT AVAILABLE | 5.5 | DATA NOT AVAILABLE | DATA NOT AVAILABLE | DATA NOT AVAILABLE | DATA NOT AVAILABLE | DATA NOT AVAILABLE | DATA NOT AVAILABLE | DATA NOT AVAILABLE | DATA NOT AVAILABLE | DATA NOT AVAILABLE | DATA NOT AVAILABLE | DATA NOT AVAILABLE | DATA NOT AVAILABLE | DATA NOT AVAILABLE | ACCEPTED TO CONNECT | DATA NOT AVAILABLE | DATA NOT AVAILABLE | DATA NOT AVAILABLE | DATA NOT AVAILABLE | DATA NOT AVAILABLE | DATA NOT AVAILABLE | 5.5 | 0.999 | 1.0516 | 0 | 0 | 45433 | 45558 | N | DATA NOT AVAILABLE | DATA NOT AVAILABLE | DATA NOT AVAILABLE | DATA NOT AVAILABLE | DATA NOT AVAILABLE | 45448
DATA NOT AVAILABLE | [5 empty] | DATA NOT AVAILABLE | DATA NOT AVAILABLE | DG - TAYC | LAND AT | JAMES CHALMERS ROAD KIRKTON INDUSTRIAL ESTATE | ARBROATH | ANGUS | DD11 3LR | SCOTLAND | 362620 | 742286 | ARBROATH | DATA NOT APPLICABLE | ARBROATH GRID | EHV | SCOTTISH HYDRO ELECTRIC POWER DISTRIBUTION PLC | OTHER | OTHER | NO | DATA NOT AVAILABLE | DATA NOT AVAILABLE | 37.672 | DATA NOT AVAILABLE | DATA NOT AVAILABLE | DATA NOT AVAILABLE | DATA NOT AVAILABLE | DATA NOT AVAILABLE | DATA NOT AVAILABLE | DATA NOT AVAILABLE | DATA NOT AVAILABLE | DATA NOT AVAILABLE | DATA NOT AVAILABLE | DATA NOT AVAILABLE | DATA NOT AVAILABLE | DATA NOT AVAILABLE | ACCEPTED TO CONNECT | DATA NOT AVAILABLE | DATA NOT AVAILABLE | DATA NOT AVAILABLE | DATA NOT AVAILABLE | DATA NOT AVAILABLE | DATA NOT AVAILABLE | 37.672 | 35.789 | 37.6726 | 35.789 | 37.6726 | 45440 | DATA NOT AVAILABLE | N | DATA NOT AVAILABLE | DATA NOT AVAILABLE | DATA NOT AVAILABLE | DATA NOT AVAILABLE | DATA NOT AVAILABLE | 45448
DATA NOT AVAILABLE | [5 empty] | DATA NOT AVAILABLE | DATA NOT AVAILABLE | DG - TAYC - LYNDHURST GSP | TEMPLETON FARM | BIRKHILL | DUNDEE | DUNDEE CITY | DD3 0QH | SCOTLAND | 335368 | 735763 | LYNDHURST | DATA NOT APPLICABLE | LYNDHURST GRID | EHV | SCOTTISH HYDRO ELECTRIC POWER DISTRIBUTION PLC | OTHER | OTHER | NO | DATA NOT AVAILABLE | DATA NOT AVAILABLE | 22 | DATA NOT AVAILABLE | DATA NOT AVAILABLE | DATA NOT AVAILABLE | DATA NOT AVAILABLE | DATA NOT AVAILABLE | DATA NOT AVAILABLE | DATA NOT AVAILABLE | DATA NOT AVAILABLE | DATA NOT AVAILABLE | DATA NOT AVAILABLE | DATA NOT AVAILABLE | DATA NOT AVAILABLE | DATA NOT AVAILABLE | ACCEPTED TO CONNECT | DATA NOT AVAILABLE | DATA NOT AVAILABLE | DATA NOT AVAILABLE | DATA NOT AVAILABLE | DATA NOT AVAILABLE | DATA NOT AVAILABLE | 22 | 20 | 21.0526 | 20 | 21.0526 | 45433 | DATA NOT AVAILABLE | N | DATA NOT AVAILABLE | DATA NOT AVAILABLE | DATA NOT AVAILABLE | DATA NOT AVAILABLE | DATA NOT AVAILABLE | 45448
DATA NOT AVAILABLE | [5 empty] | DATA NOT AVAILABLE | DATA NOT AVAILABLE | DG - TAYC | HAUGHS OF COSSANS HOUSE | DATA NOT AVAILABLE | FORFAR | ANGUS | DD8 1QY | SCOTLAND | 340231 | 749538 | LUNANHEAD | DATA NOT APPLICABLE | LUNANHEAD GRID | EHV | SCOTTISH HYDRO ELECTRIC POWER DISTRIBUTION PLC | OTHER | OTHER | NO | DATA NOT AVAILABLE | DATA NOT AVAILABLE | 100 | DATA NOT AVAILABLE | DATA NOT AVAILABLE | DATA NOT AVAILABLE | DATA NOT AVAILABLE | DATA NOT AVAILABLE | DATA NOT AVAILABLE | DATA NOT AVAILABLE | DATA NOT AVAILABLE | DATA NOT AVAILABLE | DATA NOT AVAILABLE | DATA NOT AVAILABLE | DATA NOT AVAILABLE | DATA NOT AVAILABLE | ACCEPTED TO CONNECT | DATA NOT AVAILABLE | DATA NOT AVAILABLE | DATA NOT AVAILABLE | DATA NOT AVAILABLE | DATA NOT AVAILABLE | DATA NOT AVAILABLE | 100 | 49.9 | 52.5263 | 49.9 | 52.5263 | 45448 | DATA NOT AVAILABLE | N | DATA NOT AVAILABLE | DATA NOT AVAILABLE | DATA NOT AVAILABLE | DATA NOT AVAILABLE | DATA NOT AVAILABLE | 45475
DATA NOT AVAILABLE | [5 empty] | DATA NOT AVAILABLE | DATA NOT AVAILABLE | DG - TAYC | LAND AT BARNS OF WEDDERBURN | DUNTRUNE | DUNDEE | DUNDEE CITY | DD4 0PG | SCOTLAND | 343530 | 734689 | MILTON OF CRAIGIE | DATA NOT APPLICABLE | DATA NOT AVAILABLE | EHV | SCOTTISH HYDRO ELECTRIC POWER DISTRIBUTION PLC | OTHER | OTHER | NO | DATA NOT AVAILABLE | DATA NOT AVAILABLE | 36 | DATA NOT AVAILABLE | DATA NOT AVAILABLE | DATA NOT AVAILABLE | DATA NOT AVAILABLE | DATA NOT AVAILABLE | DATA NOT AVAILABLE | DATA NOT AVAILABLE | DATA NOT AVAILABLE | DATA NOT AVAILABLE | DATA NOT AVAILABLE | DATA NOT AVAILABLE | DATA NOT AVAILABLE | DATA NOT AVAILABLE | ACCEPTED TO CONNECT | DATA NOT AVAILABLE | DATA NOT AVAILABLE | DATA NOT AVAILABLE | DATA NOT AVAILABLE | DATA NOT AVAILABLE | DATA NOT AVAILABLE | 36 | 18 | 18.9474 | 18 | 18.9474 | 45448 | DATA NOT AVAILABLE | N | DATA NOT AVAILABLE | DATA NOT AVAILABLE | DATA NOT AVAILABLE | DATA NOT AVAILABLE | DATA NOT AVAILABLE | 45475
DATA NOT AVAILABLE | [5 empty] | DATA NOT AVAILABLE | DATA NOT AVAILABLE | DATA NOT AVAILABLE | BRENTFORD F C TRAINING GROUND 100 | JERSEY ROAD | HOUNSLOW | GREATER LONDON | TW5 0TP | ENGLAND | 513969 | 177164 | EALING GSP | DATA NOT AVAILABLE | BRIDGE ROAD | EHV | SOUTHERN ELECTRIC POWER DISTRIBUTION PLC | OTHER | OTHER | NO | DATA NOT AVAILABLE | DATA NOT AVAILABLE | 120 | DATA NOT AVAILABLE | DATA NOT AVAILABLE | DATA NOT AVAILABLE | DATA NOT AVAILABLE | DATA NOT AVAILABLE | DATA NOT AVAILABLE | DATA NOT AVAILABLE | DATA NOT AVAILABLE | DATA NOT AVAILABLE | DATA NOT AVAILABLE | DATA NOT AVAILABLE | DATA NOT AVAILABLE | DATA NOT AVAILABLE | ACCEPTED TO CONNECT | DATA NOT AVAILABLE | DATA NOT AVAILABLE | DATA NOT AVAILABLE | DATA NOT AVAILABLE | DATA NOT AVAILABLE | DATA NOT AVAILABLE | 120 | 120 | 126.3158 | 126.316 | 132.9642 | 45492 | DATA NOT AVAILABLE | N | DATA NOT AVAILABLE | DATA NOT AVAILABLE | DATA NOT AVAILABLE | DATA NOT AVAILABLE | DATA NOT AVAILABLE | 45510
DATA NOT AVAILABLE | [5 empty] | DATA NOT AVAILABLE | GRID APPLICATION | DATA NOT AVAILABLE | GUISACHAN ESTATE | TOMICH ROAD | TOMICH | HIGHLAND | IV4 7LY | SCOTLAND | 229907 | 826099 | FASNAKYLE | DATA NOT AVAILABLE | FASNAKYLE GRID | EHV | SCOTTISH HYDRO ELECTRIC POWER DISTRIBUTION PLC | OTHER | OTHER | NO | DATA NOT AVAILABLE | DATA NOT AVAILABLE | 72.35 | DATA NOT AVAILABLE | DATA NOT AVAILABLE | DATA NOT AVAILABLE | DATA NOT AVAILABLE | DATA NOT AVAILABLE | DATA NOT AVAILABLE | DATA NOT AVAILABLE | DATA NOT AVAILABLE | DATA NOT AVAILABLE | DATA NOT AVAILABLE | DATA NOT AVAILABLE | DATA NOT AVAILABLE | DATA NOT AVAILABLE | ACCEPTED TO CONNECT | DATA NOT AVAILABLE | DATA NOT AVAILABLE | DATA NOT AVAILABLE | DATA NOT AVAILABLE | DATA NOT AVAILABLE | DATA NOT AVAILABLE | 72.35 | 65 | 68.4211 | 65 | 68.4211 | 45478 | DATA NOT AVAILABLE | N | DATA NOT AVAILABLE | DATA NOT AVAILABLE | DATA NOT AVAILABLE | DATA NOT AVAILABLE | DATA NOT AVAILABLE | 45510
DATA NOT AVAILABLE | [5 empty] | DATA NOT AVAILABLE | GRID TEAM BSR ENERGY | DATA NOT AVAILABLE | DATA NOT AVAILABLE | CHISLEHAMPTON HIL | CHISLEHAMPTON | OXFORDSHIRE | OX44 7XQ | ENGLAND | 458851 | 200223 | COWLEY GSP | COWLEY LOCAL | DATA NOT AVAILABLE | 132 | SOUTHERN ELECTRIC POWER DISTRIBUTION PLC | OTHER | OTHER | NO | DATA NOT AVAILABLE | DATA NOT AVAILABLE | 300 | DATA NOT AVAILABLE | DATA NOT AVAILABLE | DATA NOT AVAILABLE | DATA NOT AVAILABLE | DATA NOT AVAILABLE | DATA NOT AVAILABLE | DATA NOT AVAILABLE | DATA NOT AVAILABLE | DATA NOT AVAILABLE | DATA NOT AVAILABLE | DATA NOT AVAILABLE | DATA NOT AVAILABLE | DATA NOT AVAILABLE | ACCEPTED TO CONNECT | DATA NOT AVAILABLE | DATA NOT AVAILABLE | DATA NOT AVAILABLE | DATA NOT AVAILABLE | DATA NOT AVAILABLE | DATA NOT AVAILABLE | 300 | 99.9 | 105.1579 | 105.158 | 110.6926 | 45495 | DATA NOT AVAILABLE | N | DATA NOT AVAILABLE | DATA NOT AVAILABLE | DATA NOT AVAILABLE | DATA NOT AVAILABLE | DATA NOT AVAILABLE | 45510
DATA NOT AVAILABLE | [5 empty] | DATA NOT AVAILABLE | DATA NOT AVAILABLE | SITE MATCH - SENT FOR AUTH | BALGONIE FARM | NEWBURGH | CUPAR | PERTHSHIRE AND KINROSS | KY14 6EW | SCOTLAND | 319852 | 718014 | ABERNETHY | DATA NOT APPLICABLE | DATA NOT AVAILABLE | EHV | SCOTTISH HYDRO ELECTRIC POWER DISTRIBUTION PLC | OTHER | OTHER | NO | DATA NOT AVAILABLE | DATA NOT AVAILABLE | 120 | DATA NOT AVAILABLE | DATA NOT AVAILABLE | DATA NOT AVAILABLE | DATA NOT AVAILABLE | DATA NOT AVAILABLE | DATA NOT AVAILABLE | DATA NOT AVAILABLE | DATA NOT AVAILABLE | DATA NOT AVAILABLE | DATA NOT AVAILABLE | DATA NOT AVAILABLE | DATA NOT AVAILABLE | DATA NOT AVAILABLE | ACCEPTED TO CONNECT | DATA NOT AVAILABLE | DATA NOT AVAILABLE | DATA NOT AVAILABLE | DATA NOT AVAILABLE | DATA NOT AVAILABLE | DATA NOT AVAILABLE | 120 | 60 | 63.1579 | 60 | 63.1579 | 45488 | DATA NOT AVAILABLE | N | DATA NOT AVAILABLE | DATA NOT AVAILABLE | DATA NOT AVAILABLE | DATA NOT AVAILABLE | DATA NOT AVAILABLE | 45510
DATA NOT AVAILABLE | [5 empty] | DATA NOT AVAILABLE | DATA NOT AVAILABLE | DATA NOT AVAILABLE | FLAXLANDS MANOR FARM | FLAXLANDS ROYAL WOOTTON BASSETT | SWINDON | WILTSHIRE | SN4 8DY | ENGLAND | 406667 | 185044 | MINETY GSP | SWINDON | DATA NOT AVAILABLE | 132 | SOUTHERN ELECTRIC POWER DISTRIBUTION PLC | OTHER | OTHER | NO | DATA NOT AVAILABLE | DATA NOT AVAILABLE | 114.74 | DATA NOT AVAILABLE | DATA NOT AVAILABLE | DATA NOT AVAILABLE | DATA NOT AVAILABLE | DATA NOT AVAILABLE | DATA NOT AVAILABLE | DATA NOT AVAILABLE | DATA NOT AVAILABLE | DATA NOT AVAILABLE | DATA NOT AVAILABLE | DATA NOT AVAILABLE | DATA NOT AVAILABLE | DATA NOT AVAILABLE | ACCEPTED TO CONNECT | DATA NOT AVAILABLE | DATA NOT AVAILABLE | DATA NOT AVAILABLE | DATA NOT AVAILABLE | DATA NOT AVAILABLE | DATA NOT AVAILABLE | 114.74 | 49.9 | 52.5263 | 53.053 | 55.8453 | 45518 | DATA NOT AVAILABLE | N | DATA NOT AVAILABLE | DATA NOT AVAILABLE | DATA NOT AVAILABLE | DATA NOT AVAILABLE | DATA NOT AVAILABLE | 45538
DATA NOT AVAILABLE | [5 empty] | DATA NOT AVAILABLE | DATA NOT AVAILABLE | DATA NOT AVAILABLE | DATA NOT AVAILABLE | LAND AT PINSTONE FARM, OXFORD ROAD | GERRARDS CROSS | BUCKINGHAMSHIRE | SL9 7AL | ENGLAND | 501757 | 187174 | IVER 132KV | DENHAM | DATA NOT AVAILABLE | 132 | SOUTHERN ELECTRIC POWER DISTRIBUTION PLC | OTHER | OTHER | NO | DATA NOT AVAILABLE | DATA NOT AVAILABLE | 60 | DATA NOT AVAILABLE | DATA NOT AVAILABLE | DATA NOT AVAILABLE | DATA NOT AVAILABLE | DATA NOT AVAILABLE | DATA NOT AVAILABLE | DATA NOT AVAILABLE | DATA NOT AVAILABLE | DATA NOT AVAILABLE | DATA NOT AVAILABLE | DATA NOT AVAILABLE | DATA NOT AVAILABLE | DATA NOT AVAILABLE | ACCEPTED TO CONNECT | DATA NOT AVAILABLE | DATA NOT AVAILABLE | DATA NOT AVAILABLE | DATA NOT AVAILABLE | DATA NOT AVAILABLE | DATA NOT AVAILABLE | 60 | 60 | 63.1579 | 63.158 | 66.4821 | 45517 | DATA NOT AVAILABLE | N | DATA NOT AVAILABLE | DATA NOT AVAILABLE | DATA NOT AVAILABLE | DATA NOT AVAILABLE | DATA NOT AVAILABLE | 45538
DATA NOT AVAILABLE | [5 empty] | DATA NOT AVAILABLE | DATA NOT AVAILABLE | DATA NOT AVAILABLE | DATA NOT AVAILABLE | CHERRY LANE | AMERSHAM | BUCKINGHAMSHIRE | HP70BX | ENGLAND | 494363 | 196012 | AMERSHAM | DATA NOT APPLICABLE | AMERSHAM MAIN | 132 | SOUTHERN ELECTRIC POWER DISTRIBUTION PLC | OTHER | OTHER | NO | DATA NOT AVAILABLE | DATA NOT AVAILABLE | 99 | DATA NOT AVAILABLE | DATA NOT AVAILABLE | DATA NOT AVAILABLE | DATA NOT AVAILABLE | DATA NOT AVAILABLE | DATA NOT AVAILABLE | DATA NOT AVAILABLE | DATA NOT AVAILABLE | DATA NOT AVAILABLE | DATA NOT AVAILABLE | DATA NOT AVAILABLE | DATA NOT AVAILABLE | DATA NOT AVAILABLE | ACCEPTED TO CONNECT | DATA NOT AVAILABLE | DATA NOT AVAILABLE | DATA NOT AVAILABLE | DATA NOT AVAILABLE | DATA NOT AVAILABLE | DATA NOT AVAILABLE | 99 | 99 | 104.2105 | 104.211 | 109.6958 | 45635 | DATA NOT AVAILABLE | N | DATA NOT AVAILABLE | DATA NOT AVAILABLE | DATA NOT AVAILABLE | DATA NOT AVAILABLE | DATA NOT AVAILABLE | 45665
DATA NOT AVAILABLE | [5 empty] | DATA NOT AVAILABLE | DATA NOT AVAILABLE | DATA NOT AVAILABLE | RACHELS HOUSE | THE GREEN MARSH BALDON | OXFORD | OXFORDSHIRE | OX44 9LP | ENGLAND | 456460 | 199319 | COWLEY GSP | COWLEY LOCAL | DATA NOT AVAILABLE | 132 | SOUTHERN ELECTRIC POWER DISTRIBUTION PLC | OTHER | OTHER | NO | DATA NOT AVAILABLE | DATA NOT AVAILABLE | 114.4 | DATA NOT AVAILABLE | DATA NOT AVAILABLE | DATA NOT AVAILABLE | DATA NOT AVAILABLE | DATA NOT AVAILABLE | DATA NOT AVAILABLE | DATA NOT AVAILABLE | DATA NOT AVAILABLE | DATA NOT AVAILABLE | DATA NOT AVAILABLE | DATA NOT AVAILABLE | DATA NOT AVAILABLE | DATA NOT AVAILABLE | ACCEPTED TO CONNECT | DATA NOT AVAILABLE | DATA NOT AVAILABLE | DATA NOT AVAILABLE | DATA NOT AVAILABLE | DATA NOT AVAILABLE | DATA NOT AVAILABLE | 114.4 | 99 | 104.2105 | 104.21 | 109.6947 | 45631 | DATA NOT AVAILABLE | N | DATA NOT AVAILABLE | DATA NOT AVAILABLE | DATA NOT AVAILABLE | DATA NOT AVAILABLE | DATA NOT AVAILABLE | 45665
DATA NOT AVAILABLE | [5 empty] | DATA NOT AVAILABLE | DNO CONSULTING LTD | SPEYSLAW PV | MILLTOWN 2 PV | DATA NOT AVAILABLE | ELGIN | MORAY | IV30 8LX | SCOTLAND | 328837 | 865525 | ELGIN | DATA NOT APPLICABLE | ELGIN GRID | 33 | SCOTTISH HYDRO ELECTRIC POWER DISTRIBUTION PLC | SOLAR | PHOTOVOLTAIC | NO | DATA NOT AVAILABLE | DATA NOT AVAILABLE | 40 | DATA NOT AVAILABLE | DATA NOT AVAILABLE | DATA NOT AVAILABLE | DATA NOT AVAILABLE | DATA NOT AVAILABLE | DATA NOT AVAILABLE | DATA NOT AVAILABLE | DATA NOT AVAILABLE | DATA NOT AVAILABLE | DATA NOT AVAILABLE | DATA NOT AVAILABLE | DATA NOT AVAILABLE | DATA NOT AVAILABLE | ACCEPTED TO CONNECT | DATA NOT AVAILABLE | DATA NOT AVAILABLE | DATA NOT AVAILABLE | DATA NOT AVAILABLE | DATA NOT AVAILABLE | DATA NOT AVAILABLE | 40 | 20 | 21.0526 | 21.0526 | 20 | 44687 | DATA NOT AVAILABLE | N | DATA NOT AVAILABLE | DATA NOT AVAILABLE | DATA NOT AVAILABLE | DATA NOT AVAILABLE | DATA NOT AVAILABLE | 44719
DATA NOT AVAILABLE | [5 empty] | DATA NOT AVAILABLE | DATA NOT AVAILABLE | STANTON FITZWARREN PV | STANTON FITZWARREN PV | DATA NOT AVAILABLE | SWINDON | WILTSHIRE | SN6 7SE | ENGLAND | 417999 | 190239 | MINETY GSP | STRATTON | STANTON FITZWARREN | 11 | SOUTHERN ELECTRIC POWER DISTRIBUTION PLC | SOLAR | PHOTOVOLTAIC | NO | DATA NOT AVAILABLE | DATA NOT AVAILABLE | 3.5 | DATA NOT AVAILABLE | DATA NOT AVAILABLE | DATA NOT AVAILABLE | DATA NOT AVAILABLE | DATA NOT AVAILABLE | DATA NOT AVAILABLE | DATA NOT AVAILABLE | DATA NOT AVAILABLE | DATA NOT AVAILABLE | DATA NOT AVAILABLE | DATA NOT AVAILABLE | DATA NOT AVAILABLE | NO | ACCEPTED TO CONNECT | DATA NOT AVAILABLE | DATA NOT AVAILABLE | DATA NOT AVAILABLE | DATA NOT AVAILABLE | DATA NOT AVAILABLE | DATA NOT AVAILABLE | 3.5 | 3.5 | 3.6842 | 0 | 0 | 42333 | DATA NOT AVAILABLE | N | DATA NOT AVAILABLE | DATA NOT AVAILABLE | DATA NOT AVAILABLE | DATA NOT AVAILABLE | DATA NOT AVAILABLE | 44034
DATA NOT AVAILABLE | [5 empty] | DATA NOT AVAILABLE | LIGHTSOURCE SPV 125 LIMITED | LITTLETON 3 PV (ADD CAP) | LITTLETON 3 PV (ADD CAP) | BLANDFORD ST MARY | BLANDFORD | DORSET | DT11 9NB | ENGLAND | 389389 | 104797 | MANNINGTON GSP | LYTCHETT | BLANDFORD | 11 | SOUTHERN ELECTRIC POWER DISTRIBUTION PLC | SOLAR | PHOTOVOLTAIC | NO | DATA NOT AVAILABLE | DATA NOT AVAILABLE | 10 | DATA NOT AVAILABLE | DATA NOT AVAILABLE | DATA NOT AVAILABLE | DATA NOT AVAILABLE | DATA NOT AVAILABLE | DATA NOT AVAILABLE | DATA NOT AVAILABLE | DATA NOT AVAILABLE | DATA NOT AVAILABLE | DATA NOT AVAILABLE | DATA NOT AVAILABLE | DATA NOT AVAILABLE | NO | ACCEPTED TO CONNECT | DATA NOT AVAILABLE | DATA NOT AVAILABLE | DATA NOT AVAILABLE | DATA NOT AVAILABLE | DATA NOT AVAILABLE | DATA NOT AVAILABLE | 10 | 10 | 10.5263 | 0.5225 | 0.55 | 42572 | DATA NOT AVAILABLE | N | DATA NOT AVAILABLE | DATA NOT AVAILABLE | DATA NOT AVAILABLE | DATA NOT AVAILABLE | DATA NOT AVAILABLE | 44034
DATA NOT AVAILABLE | [5 empty] | DATA NOT AVAILABLE | GREEN POWER CONSULTANTS | TEALING PV (CIC) | TEALING PV (CIC) | TEALING | DUNDEE | DUNDEE CITY | DATA NOT AVAILABLE | SCOTLAND | DATA NOT AVAILABLE | DATA NOT AVAILABLE | MILTON OF CRAIGIE | DATA NOT APPLICABLE | LONGHAUGH | 11 | SCOTTISH HYDRO ELECTRIC POWER DISTRIBUTION PLC | SOLAR | PHOTOVOLTAIC | NO | DATA NOT AVAILABLE | DATA NOT AVAILABLE | 5 | DATA NOT AVAILABLE | DATA NOT AVAILABLE | DATA NOT AVAILABLE | DATA NOT AVAILABLE | DATA NOT AVAILABLE | DATA NOT AVAILABLE | DATA NOT AVAILABLE | DATA NOT AVAILABLE | DATA NOT AVAILABLE | DATA NOT AVAILABLE | DATA NOT AVAILABLE | DATA NOT AVAILABLE | NO | ACCEPTED TO CONNECT | DATA NOT AVAILABLE | DATA NOT AVAILABLE | DATA NOT AVAILABLE | DATA NOT AVAILABLE | DATA NOT AVAILABLE | DATA NOT AVAILABLE | 5 | 5 | 5.2632 | 0 | 0 | 42359 | DATA NOT AVAILABLE | N | DATA NOT AVAILABLE | DATA NOT AVAILABLE | DATA NOT AVAILABLE | DATA NOT AVAILABLE | DATA NOT AVAILABLE | 44034
DATA NOT AVAILABLE | [5 empty] | DATA NOT AVAILABLE | GREEN POWER CONSULTANTS | JAMESFIELD FARM PV (CIC) | JAMESFIELD FARM PV (CIC) | DATA NOT AVAILABLE | CUPAR | PERTHSHIRE AND KINROSS | KY14 6EW | SCOTLAND | 319852 | 718016 | ABERNETHY | DATA NOT APPLICABLE | ABERNETHY GRID | 33 | SCOTTISH HYDRO ELECTRIC POWER DISTRIBUTION PLC | SOLAR | PHOTOVOLTAIC | NO | DATA NOT AVAILABLE | DATA NOT AVAILABLE | 5 | DATA NOT AVAILABLE | DATA NOT AVAILABLE | DATA NOT AVAILABLE | DATA NOT AVAILABLE | DATA NOT AVAILABLE | DATA NOT AVAILABLE | DATA NOT AVAILABLE | DATA NOT AVAILABLE | DATA NOT AVAILABLE | DATA NOT AVAILABLE | DATA NOT AVAILABLE | DATA NOT AVAILABLE | NO | ACCEPTED TO CONNECT | DATA NOT AVAILABLE | DATA NOT AVAILABLE | DATA NOT AVAILABLE | DATA NOT AVAILABLE | DATA NOT AVAILABLE | DATA NOT AVAILABLE | 5 | 5 | 5.2632 | 0 | 0 | 42359 | DATA NOT AVAILABLE | N | DATA NOT AVAILABLE | DATA NOT AVAILABLE | DATA NOT AVAILABLE | DATA NOT AVAILABLE | DATA NOT AVAILABLE | 44034
DATA NOT AVAILABLE | [5 empty] | DATA NOT AVAILABLE | MARTIFER SOLAR UK LTD | CLIFTON FARM PV | CLIFTON FARM PV | CLIFTON MAYBANK | YEOVIL | DORSET | BA22 9UZ | ENGLAND | 357576 | 113732 | AXMINSTER | DATA NOT AVAILABLE | DATA NOT AVAILABLE | DATA NOT AVAILABLE | SOUTHERN ELECTRIC POWER DISTRIBUTION PLC | SOLAR | PHOTOVOLTAIC | NO | DATA NOT AVAILABLE | DATA NOT AVAILABLE | 35 | DATA NOT AVAILABLE | DATA NOT AVAILABLE | DATA NOT AVAILABLE | DATA NOT AVAILABLE | DATA NOT AVAILABLE | DATA NOT AVAILABLE | DATA NOT AVAILABLE | DATA NOT AVAILABLE | DATA NOT AVAILABLE | DATA NOT AVAILABLE | DATA NOT AVAILABLE | DATA NOT AVAILABLE | DATA NOT AVAILABLE | ACCEPTED TO CONNECT | DATA NOT AVAILABLE | DATA NOT AVAILABLE | DATA NOT AVAILABLE | DATA NOT AVAILABLE | DATA NOT AVAILABLE | DATA NOT AVAILABLE | 35 | 35 | 36.8421 | 0.40375 | 0.425 | 45474 | DATA NOT AVAILABLE | N | DATA NOT AVAILABLE | DATA NOT AVAILABLE | DATA NOT AVAILABLE | DATA NOT AVAILABLE | DATA NOT AVAILABLE | 44034
DATA NOT AVAILABLE | [5 empty] | DATA NOT AVAILABLE | ASSET UTILITIES LTD | BROOKFIELD FARM PV & BATTERY | BROOKFIELD FARM | SOUTH CERNEY ARMY STATION | CIRENCESTER | GLOUCESTERSHIRE | GL7 6HU | ENGLAND | 404408 | 198709 | MINETY GSP | CIRENCESTER | CIRENCESTER TOWN | 11 | SOUTHERN ELECTRIC POWER DISTRIBUTION PLC | SOLAR | PHOTOVOLTAIC | NO | DATA NOT AVAILABLE | DATA NOT AVAILABLE | 1 | STORED ENERGY (ALL STORED ENERGY IRRESPECTVE OF THE ORIGINAL ENERGY SOURCE) | STORAGE - ELECTROCHEMICAL (BATTERIES) | DATA NOT AVAILABLE | DATA NOT AVAILABLE | DATA NOT AVAILABLE | 1.0526 | DATA NOT AVAILABLE | DATA NOT AVAILABLE | DATA NOT AVAILABLE | DATA NOT AVAILABLE | DATA NOT AVAILABLE | DATA NOT AVAILABLE | NO | ACCEPTED TO CONNECT | DATA NOT AVAILABLE | DATA NOT AVAILABLE | DATA NOT AVAILABLE | DATA NOT AVAILABLE | DATA NOT AVAILABLE | DATA NOT AVAILABLE | 1 | 1 | 1.0526 | 0.95 | 1 | 42864 | DATA NOT AVAILABLE | N | DATA NOT AVAILABLE | DATA NOT AVAILABLE | DATA NOT AVAILABLE | DATA NOT AVAILABLE | DATA NOT AVAILABLE | 44034
DATA NOT AVAILABLE | [5 empty] | DATA NOT AVAILABLE | ETHICAL POWER | BILBO FARM SOLAR | BILBO FARM | CRIMOND | FRASERBURGH | ABERDEENSHIRE | AB43 8QR | SCOTLAND | 406960 | 856722 | STRICHEN | DATA NOT APPLICABLE | DATA NOT AVAILABLE | EHV | SCOTTISH HYDRO ELECTRIC POWER DISTRIBUTION PLC | SOLAR | PHOTOVOLTAIC | NO | DATA NOT AVAILABLE | DATA NOT AVAILABLE | 27 | DATA NOT AVAILABLE | DATA NOT AVAILABLE | DATA NOT AVAILABLE | DATA NOT AVAILABLE | DATA NOT AVAILABLE | DATA NOT AVAILABLE | DATA NOT AVAILABLE | DATA NOT AVAILABLE | DATA NOT AVAILABLE | DATA NOT AVAILABLE | DATA NOT AVAILABLE | DATA NOT AVAILABLE | DATA NOT AVAILABLE | ACCEPTED TO CONNECT | DATA NOT AVAILABLE | DATA NOT AVAILABLE | DATA NOT AVAILABLE | DATA NOT AVAILABLE | DATA NOT AVAILABLE | DATA NOT AVAILABLE | 27 | 25 | 26.3158 | 26.3158 | 25 | 44522 | DATA NOT AVAILABLE | N | DATA NOT AVAILABLE | DATA NOT AVAILABLE | DATA NOT AVAILABLE | DATA NOT AVAILABLE | DATA NOT AVAILABLE | 44540
DATA NOT AVAILABLE | [5 empty] | DATA NOT AVAILABLE | DNO CONSULTING LTD | KIRKTON PV | DATA NOT AVAILABLE | LAND AROUND KIRKTON | PETERHEAD | ABERDEENSHIRE | AB42 3EN | SCOTLAND | 410457 | 850966 | PETERHEAD GRANGE | DATA NOT APPLICABLE | PETERHEAD GRANGE 33KV | 33 | SCOTTISH HYDRO ELECTRIC POWER DISTRIBUTION PLC | SOLAR | PHOTOVOLTAIC | NO | DATA NOT AVAILABLE | DATA NOT AVAILABLE | 35 | DATA NOT AVAILABLE | DATA NOT AVAILABLE | DATA NOT AVAILABLE | DATA NOT AVAILABLE | DATA NOT AVAILABLE | DATA NOT AVAILABLE | DATA NOT AVAILABLE | DATA NOT AVAILABLE | DATA NOT AVAILABLE | DATA NOT AVAILABLE | DATA NOT AVAILABLE | DATA NOT AVAILABLE | NO | ACCEPTED TO CONNECT | DATA NOT AVAILABLE | DATA NOT AVAILABLE | DATA NOT AVAILABLE | DATA NOT AVAILABLE | DATA NOT AVAILABLE | DATA NOT AVAILABLE | 35 | 35 | 36.8421 | 0.19 | 0.2 | 43067 | DATA NOT AVAILABLE | N | DATA NOT AVAILABLE | DATA NOT AVAILABLE | DATA NOT AVAILABLE | DATA NOT AVAILABLE | DATA NOT AVAILABLE | 44034
DATA NOT AVAILABLE | [5 empty] | DATA NOT AVAILABLE | NEW POWERCO INC TRADING AS EDEN RENEWABLES | FOREST GATE - PV | FOREST GATE | LONDON ROAD | CHIPPENHAM | WILTSHIRE | SN15 3RS | ENGLAND | 394760 | 171549 | MELKSHAM GSP | DATA NOT AVAILABLE | DATA NOT AVAILABLE | EHV | SOUTHERN ELECTRIC POWER DISTRIBUTION PLC | SOLAR | PHOTOVOLTAIC | NO | DATA NOT AVAILABLE | DATA NOT AVAILABLE | 40.32 | DATA NOT AVAILABLE | DATA NOT AVAILABLE | DATA NOT AVAILABLE | DATA NOT AVAILABLE | DATA NOT AVAILABLE | DATA NOT AVAILABLE | DATA NOT AVAILABLE | DATA NOT AVAILABLE | DATA NOT AVAILABLE | DATA NOT AVAILABLE | DATA NOT AVAILABLE | DATA NOT AVAILABLE | DATA NOT AVAILABLE | ACCEPTED TO CONNECT | DATA NOT AVAILABLE | DATA NOT AVAILABLE | DATA NOT AVAILABLE | DATA NOT AVAILABLE | DATA NOT AVAILABLE | DATA NOT AVAILABLE | 40.32 | 40.32 | 42.4421 | 0.19 | 0.2 | 44721 | DATA NOT AVAILABLE | N | DATA NOT AVAILABLE | DATA NOT AVAILABLE | DATA NOT AVAILABLE | DATA NOT AVAILABLE | DATA NOT AVAILABLE | 44034
DATA NOT AVAILABLE | [5 empty] | DATA NOT AVAILABLE | FORSTER ENERGY LTD | SOUTHESK ESTATE SOLAR FARM - PV | SOUTHESK ESTATE SOLAR FARM | NEAR HAUGHS OF KINNAIRD BRECHIN | BRECHIN | ANGUS | DD9 6UA | SCOTLAND | 364430 | 757345 | BRIDGE OF DUN | DATA NOT APPLICABLE | BRIDGE OF DUN GRID | 33 | SCOTTISH HYDRO ELECTRIC POWER DISTRIBUTION PLC | SOLAR | PHOTOVOLTAIC | NO | DATA NOT AVAILABLE | DATA NOT AVAILABLE | 9.99 | DATA NOT AVAILABLE | DATA NOT AVAILABLE | DATA NOT AVAILABLE | DATA NOT AVAILABLE | DATA NOT AVAILABLE | DATA NOT AVAILABLE | DATA NOT AVAILABLE | DATA NOT AVAILABLE | DATA NOT AVAILABLE | DATA NOT AVAILABLE | DATA NOT AVAILABLE | DATA NOT AVAILABLE | DATA NOT AVAILABLE | ACCEPTED TO CONNECT | DATA NOT AVAILABLE | DATA NOT AVAILABLE | DATA NOT AVAILABLE | DATA NOT AVAILABLE | DATA NOT AVAILABLE | DATA NOT AVAILABLE | 9.99 | 9.99 | 10.5158 | 0.0475 | 0.05 | 43368 | DATA NOT AVAILABLE | N | DATA NOT AVAILABLE | DATA NOT AVAILABLE | DATA NOT AVAILABLE | DATA NOT AVAILABLE | DATA NOT AVAILABLE | 44034
DATA NOT AVAILABLE | [5 empty] | DATA NOT AVAILABLE | BRITISH SOLAR RENEWABLES LIMITED | RAMPISHAM WOODS PV | RAMPISHAM WOODS SOLAR PARK LIMITED | RAMPISHAM DOWN MAIDEN NEWTON | DORCHESTER | DORSET | DT2 0HS | ENGLAND | 354818 | 101222 | AXMINSTER | YEOVIL | DATA NOT AVAILABLE | EHV | SOUTHERN ELECTRIC POWER DISTRIBUTION PLC | SOLAR | PHOTOVOLTAIC | NO | DATA NOT AVAILABLE | DATA NOT AVAILABLE | 7.6 | DATA NOT AVAILABLE | DATA NOT AVAILABLE | DATA NOT AVAILABLE | DATA NOT AVAILABLE | DATA NOT AVAILABLE | DATA NOT AVAILABLE | DATA NOT AVAILABLE | DATA NOT AVAILABLE | DATA NOT AVAILABLE | DATA NOT AVAILABLE | DATA NOT AVAILABLE | DATA NOT AVAILABLE | DATA NOT AVAILABLE | ACCEPTED TO CONNECT | DATA NOT AVAILABLE | DATA NOT AVAILABLE | DATA NOT AVAILABLE | DATA NOT AVAILABLE | DATA NOT AVAILABLE | DATA NOT AVAILABLE | 7.6 | 7.6 | 8 | 0.10526 | 0.1 | 45426 | DATA NOT AVAILABLE | N | DATA NOT AVAILABLE | DATA NOT AVAILABLE | DATA NOT AVAILABLE | DATA NOT AVAILABLE | DATA NOT AVAILABLE | 45176
DATA NOT AVAILABLE | [5 empty] | DATA NOT AVAILABLE | SPRINGFIELD PROPERTIES | ELGIN | SOUTH GLASSGREEN | CRESCENT NORTH | ELGIN | MORAY | IV30 8BA | SCOTLAND | 323301 | 863433 | ELGIN | DATA NOT APPLICABLE | BILBOHALL | 11 | SCOTTISH HYDRO ELECTRIC POWER DISTRIBUTION PLC | SOLAR | PHOTOVOLTAIC | NO | DATA NOT AVAILABLE | DATA NOT AVAILABLE | 2.163 | DATA NOT AVAILABLE | DATA NOT AVAILABLE | DATA NOT AVAILABLE | DATA NOT AVAILABLE | DATA NOT AVAILABLE | DATA NOT AVAILABLE | DATA NOT AVAILABLE | DATA NOT AVAILABLE | DATA NOT AVAILABLE | DATA NOT AVAILABLE | DATA NOT AVAILABLE | DATA NOT AVAILABLE | DATA NOT AVAILABLE | ACCEPTED TO CONNECT | DATA NOT AVAILABLE | DATA NOT AVAILABLE | DATA NOT AVAILABLE | DATA NOT AVAILABLE | DATA NOT AVAILABLE | DATA NOT AVAILABLE | 2.163 | 2.163 | 2.2768 | 1.1277 | 1.187 | 43725 | DATA NOT AVAILABLE | N | DATA NOT AVAILABLE | DATA NOT AVAILABLE | DATA NOT AVAILABLE | DATA NOT AVAILABLE | DATA NOT AVAILABLE | 44034
DATA NOT AVAILABLE | [5 empty] | DATA NOT AVAILABLE | CUSTOM SOLAR | NEW 20 GATE SHED WEST BAY HOUSE (ADD CAP) | ASSOCIATED BRITISH PORT, WEST BAY HOUSE | WEST BAY ROAD | SOUTHAMPTON | HAMPSHIRE | SO15 1HF | ENGLAND | 440171 | 112239 | NURSLING GSP | SOUTHAMPTON | DATA NOT AVAILABLE | EHV | SOUTHERN ELECTRIC POWER DISTRIBUTION PLC | SOLAR | PHOTOVOLTAIC | NO | DATA NOT AVAILABLE | DATA NOT AVAILABLE | 1.9 | DATA NOT AVAILABLE | DATA NOT AVAILABLE | DATA NOT AVAILABLE | DATA NOT AVAILABLE | DATA NOT AVAILABLE | DATA NOT AVAILABLE | DATA NOT AVAILABLE | DATA NOT AVAILABLE | DATA NOT AVAILABLE | DATA NOT AVAILABLE | DATA NOT AVAILABLE | DATA NOT AVAILABLE | DATA NOT AVAILABLE | ACCEPTED TO CONNECT | DATA NOT AVAILABLE | DATA NOT AVAILABLE | DATA NOT AVAILABLE | DATA NOT AVAILABLE | DATA NOT AVAILABLE | DATA NOT AVAILABLE | 1.9 | 1.9 | 2 | 0 | 0 | 43594 | DATA NOT AVAILABLE | N | DATA NOT AVAILABLE | DATA NOT AVAILABLE | DATA NOT AVAILABLE | DATA NOT AVAILABLE | DATA NOT AVAILABLE | 44034
DATA NOT AVAILABLE | [5 empty] | DATA NOT AVAILABLE | S4N LYTCHETT LTD | LYTCHETT SOLAR FARM - PV AND BATTERY | LYTCHETT SOLAR FARM | BLANDFORD RD NORTH | POOLE | DORSET | BH16 6AP | ENGLAND | 395745 | 93443 | MANNINGTON GSP | LYTCHETT | DATA NOT AVAILABLE | EHV | SOUTHERN ELECTRIC POWER DISTRIBUTION PLC | SOLAR | PHOTOVOLTAIC | NO | DATA NOT AVAILABLE | DATA NOT AVAILABLE | 12 | STORED ENERGY (ALL STORED ENERGY IRRESPECTVE OF THE ORIGINAL ENERGY SOURCE) | STORAGE - ELECTROCHEMICAL (BATTERIES) | DATA NOT AVAILABLE | DATA NOT AVAILABLE | DATA NOT AVAILABLE | 12.6316 | DATA NOT AVAILABLE | DATA NOT AVAILABLE | DATA NOT AVAILABLE | DATA NOT AVAILABLE | DATA NOT AVAILABLE | DATA NOT AVAILABLE | DATA NOT AVAILABLE | ACCEPTED TO CONNECT | DATA NOT AVAILABLE | DATA NOT AVAILABLE | DATA NOT AVAILABLE | DATA NOT AVAILABLE | DATA NOT AVAILABLE | DATA NOT AVAILABLE | 12 | 12 | 12.6316 | 11.4 | 12 | 43809 | DATA NOT AVAILABLE | N | DATA NOT AVAILABLE | DATA NOT AVAILABLE | DATA NOT AVAILABLE | DATA NOT AVAILABLE | DATA NOT AVAILABLE | 44034
DATA NOT AVAILABLE | [5 empty] | DATA NOT AVAILABLE | GTC | MUGGIEMOSS ROAD - PV (IDNO SECTION 16 1B) | 401 PLOTS | MUGGIEMOSS ROAD | ABERDEEN | ABERDEENSHIRE | AB21 9UR | SCOTLAND | 391141 | 809279 | PERSLEY | DATA NOT APPLICABLE | HAUDAGAIN | 11 | SCOTTISH HYDRO ELECTRIC POWER DISTRIBUTION PLC | SOLAR | PHOTOVOLTAIC | NO | DATA NOT AVAILABLE | DATA NOT AVAILABLE | 0.849 | DATA NOT AVAILABLE | DATA NOT AVAILABLE | DATA NOT AVAILABLE | DATA NOT AVAILABLE | DATA NOT AVAILABLE | DATA NOT AVAILABLE | DATA NOT AVAILABLE | DATA NOT AVAILABLE | DATA NOT AVAILABLE | DATA NOT AVAILABLE | DATA NOT AVAILABLE | DATA NOT AVAILABLE | DATA NOT AVAILABLE | ACCEPTED TO CONNECT | DATA NOT AVAILABLE | DATA NOT AVAILABLE | DATA NOT AVAILABLE | DATA NOT AVAILABLE | DATA NOT AVAILABLE | DATA NOT AVAILABLE | 0.849 | 0.849 | 0.89368 | 1.2777 | 1.345 | 43573 | DATA NOT AVAILABLE | N | DATA NOT AVAILABLE | DATA NOT AVAILABLE | DATA NOT AVAILABLE | DATA NOT AVAILABLE | DATA NOT AVAILABLE | 44034
DATA NOT AVAILABLE | [5 empty] | DATA NOT AVAILABLE | ECLIPSE POWER NETWORKS | BICESTER 49.9MW - PV | BICESTER 49.9MW | LAND AT MARSH GIBBON | BUCKINGHAMSHIRE | BUCKINGHAMSHIRE | OX27 0AE | ENGLAND | 463989 | 222801 | EAST CLAYDON GSP | BICESTER NORTH | DATA NOT AVAILABLE | EHV | SOUTHERN ELECTRIC POWER DISTRIBUTION PLC | SOLAR | PHOTOVOLTAIC | NO | DATA NOT AVAILABLE | DATA NOT AVAILABLE | 44 | DATA NOT AVAILABLE | DATA NOT AVAILABLE | DATA NOT AVAILABLE | DATA NOT AVAILABLE | DATA NOT AVAILABLE | DATA NOT AVAILABLE | DATA NOT AVAILABLE | DATA NOT AVAILABLE | DATA NOT AVAILABLE | DATA NOT AVAILABLE | DATA NOT AVAILABLE | DATA NOT AVAILABLE | DATA NOT AVAILABLE | ACCEPTED TO CONNECT | DATA NOT AVAILABLE | DATA NOT AVAILABLE | DATA NOT AVAILABLE | DATA NOT AVAILABLE | DATA NOT AVAILABLE | DATA NOT AVAILABLE | 44 | 44 | 46.3158 | 0.19 | 0.2 | 43656 | DATA NOT AVAILABLE | N | DATA NOT AVAILABLE | DATA NOT AVAILABLE | DATA NOT AVAILABLE | DATA NOT AVAILABLE | DATA NOT AVAILABLE | 44034
DATA NOT AVAILABLE | [5 empty] | DATA NOT AVAILABLE | LIGHTSOURCE RENEWABLE DEVELOPMENT LIMITED | DOWN BARN FARM PV SOLAR PARK | DOWN BARN FARM PV SOLAR PARK | DOWN BARN FARM CHOLDERTON | SALISBURY | WILTSHIRE | SP4 0DR | ENGLAND | 423288 | 142895 | MELKSHAM GSP | AMESBURY | DATA NOT AVAILABLE | 132 | SOUTHERN ELECTRIC POWER DISTRIBUTION PLC | SOLAR | PHOTOVOLTAIC | NO | DATA NOT AVAILABLE | DATA NOT AVAILABLE | 40 | DATA NOT AVAILABLE | DATA NOT AVAILABLE | DATA NOT AVAILABLE | DATA NOT AVAILABLE | DATA NOT AVAILABLE | DATA NOT AVAILABLE | DATA NOT AVAILABLE | DATA NOT AVAILABLE | DATA NOT AVAILABLE | DATA NOT AVAILABLE | DATA NOT AVAILABLE | DATA NOT AVAILABLE | DATA NOT AVAILABLE | ACCEPTED TO CONNECT | DATA NOT AVAILABLE | DATA NOT AVAILABLE | DATA NOT AVAILABLE | DATA NOT AVAILABLE | DATA NOT AVAILABLE | DATA NOT AVAILABLE | 40 | 40 | 42.1053 | 0.361 | 0.38 | 43698 | DATA NOT AVAILABLE | N | DATA NOT AVAILABLE | DATA NOT AVAILABLE | DATA NOT AVAILABLE | DATA NOT AVAILABLE | DATA NOT AVAILABLE | 44034
DATA NOT AVAILABLE | [5 empty] | DATA NOT AVAILABLE | SMS PLC | WHADDON FARM - PV/ESS | WHADDON FARM | WHADDON LANE HILPERTON | TROWBRIDGE | WILTSHIRE | BA14 6NR | ENGLAND | 387993 | 161328 | MELKSHAM GSP | NORRINGTON | DATA NOT AVAILABLE | EHV | SOUTHERN ELECTRIC POWER DISTRIBUTION PLC | SOLAR | PHOTOVOLTAIC | NO | DATA NOT AVAILABLE | DATA NOT AVAILABLE | 28 | DATA NOT AVAILABLE | DATA NOT AVAILABLE | DATA NOT AVAILABLE | DATA NOT AVAILABLE | DATA NOT AVAILABLE | DATA NOT AVAILABLE | DATA NOT AVAILABLE | DATA NOT AVAILABLE | DATA NOT AVAILABLE | DATA NOT AVAILABLE | DATA NOT AVAILABLE | DATA NOT AVAILABLE | DATA NOT AVAILABLE | ACCEPTED TO CONNECT | DATA NOT AVAILABLE | DATA NOT AVAILABLE | DATA NOT AVAILABLE | DATA NOT AVAILABLE | DATA NOT AVAILABLE | DATA NOT AVAILABLE | 28 | 20 | 21.0526 | 7.6627 | 8.066 | 43767 | DATA NOT AVAILABLE | N | DATA NOT AVAILABLE | DATA NOT AVAILABLE | DATA NOT AVAILABLE | DATA NOT AVAILABLE | DATA NOT AVAILABLE | 44034
DATA NOT AVAILABLE | [5 empty] | DATA NOT AVAILABLE | NAREC DISTRIBUTED ENERGY LTD | NOKE SOLAR FARM - PV | LAND OFF THE B4027 | NOKE WOODEATON | OXFORD | OXFORDSHIRE | OX3 9TU | ENGLAND | 454478 | 213160 | COWLEY GSP | YARNTON | DATA NOT AVAILABLE | EHV | SOUTHERN ELECTRIC POWER DISTRIBUTION PLC | SOLAR | PHOTOVOLTAIC | NO | DATA NOT AVAILABLE | DATA NOT AVAILABLE | 18 | DATA NOT AVAILABLE | DATA NOT AVAILABLE | DATA NOT AVAILABLE | DATA NOT AVAILABLE | DATA NOT AVAILABLE | DATA NOT AVAILABLE | DATA NOT AVAILABLE | DATA NOT AVAILABLE | DATA NOT AVAILABLE | DATA NOT AVAILABLE | DATA NOT AVAILABLE | DATA NOT AVAILABLE | YES | ACCEPTED TO CONNECT | DATA NOT AVAILABLE | DATA NOT AVAILABLE | DATA NOT AVAILABLE | DATA NOT AVAILABLE | DATA NOT AVAILABLE | DATA NOT AVAILABLE | 18 | 18 | 18.9474 | 0.095 | 0.1 | 43756 | DATA NOT AVAILABLE | N | DATA NOT AVAILABLE | DATA NOT AVAILABLE | DATA NOT AVAILABLE | DATA NOT AVAILABLE | DATA NOT AVAILABLE | 44034
DATA NOT AVAILABLE | [5 empty] | DATA NOT AVAILABLE | BSR APPLICATIONS LIMITED | NORTH DAIRY FARM - SOLAR PV (FLEXIBLE CONNECTION) | NORTH DAIRY FARM | PULHAM | DORCHESTER | DORSET | DT2 7EA | ENGLAND | 371610 | 108186 | DATA NOT AVAILABLE | DATA NOT AVAILABLE | DATA NOT AVAILABLE | 132 | SOUTHERN ELECTRIC POWER DISTRIBUTION PLC | SOLAR | PHOTOVOLTAIC | NO | DATA NOT AVAILABLE | DATA NOT AVAILABLE | 50 | DATA NOT AVAILABLE | DATA NOT AVAILABLE | DATA NOT AVAILABLE | DATA NOT AVAILABLE | DATA NOT AVAILABLE | DATA NOT AVAILABLE | DATA NOT AVAILABLE | DATA NOT AVAILABLE | DATA NOT AVAILABLE | DATA NOT AVAILABLE | DATA NOT AVAILABLE | DATA NOT AVAILABLE | YES | ACCEPTED TO CONNECT | DATA NOT AVAILABLE | DATA NOT AVAILABLE | DATA NOT AVAILABLE | DATA NOT AVAILABLE | DATA NOT AVAILABLE | DATA NOT AVAILABLE | 50 | 49.9 | 52.5263 | 0.475 | 0.5 | 45617 | DATA NOT AVAILABLE | N | DATA NOT AVAILABLE | DATA NOT AVAILABLE | DATA NOT AVAILABLE | DATA NOT AVAILABLE | DATA NOT AVAILABLE | 44034
DATA NOT AVAILABLE | [5 empty] | DATA NOT AVAILABLE | ROADNIGHT TAYLOR LTD | WELSH WAY - SOLAR PV | DATA NOT AVAILABLE | WELSH WAY | FAIRFORD | GLOUCESTERSHIRE | GL7 4LY | ENGLAND | 414323 | 201289 | MINETY GSP | CIRENCESTER | DATA NOT AVAILABLE | EHV | SOUTHERN ELECTRIC POWER DISTRIBUTION PLC | SOLAR | PHOTOVOLTAIC | NO | DATA NOT AVAILABLE | DATA NOT AVAILABLE | 11 | DATA NOT AVAILABLE | DATA NOT AVAILABLE | DATA NOT AVAILABLE | DATA NOT AVAILABLE | DATA NOT AVAILABLE | DATA NOT AVAILABLE | DATA NOT AVAILABLE | DATA NOT AVAILABLE | DATA NOT AVAILABLE | DATA NOT AVAILABLE | DATA NOT AVAILABLE | DATA NOT AVAILABLE | DATA NOT AVAILABLE | ACCEPTED TO CONNECT | DATA NOT AVAILABLE | DATA NOT AVAILABLE | DATA NOT AVAILABLE | DATA NOT AVAILABLE | DATA NOT AVAILABLE | DATA NOT AVAILABLE | 11 | 10 | 10.5263 | 0.095 | 0.1 | 43810 | DATA NOT AVAILABLE | N | DATA NOT AVAILABLE | DATA NOT AVAILABLE | DATA NOT AVAILABLE | DATA NOT AVAILABLE | DATA NOT AVAILABLE | 44034
DATA NOT AVAILABLE | [5 empty] | DATA NOT AVAILABLE | GREEN ENERGY INTERNATIONAL | FRODO FARM - SOLAR PV | FRODO FARM | LAND AT BILBO FARM | FRASERBURGH | ABERDEENSHIRE | AB43 8QR | SCOTLAND | 406960 | 856722 | STRICHEN | DATA NOT APPLICABLE | STRICHEN GRID | 33 | SCOTTISH HYDRO ELECTRIC POWER DISTRIBUTION PLC | SOLAR | PHOTOVOLTAIC | NO | DATA NOT AVAILABLE | DATA NOT AVAILABLE | 88 | DATA NOT AVAILABLE | DATA NOT AVAILABLE | DATA NOT AVAILABLE | DATA NOT AVAILABLE | DATA NOT AVAILABLE | DATA NOT AVAILABLE | DATA NOT AVAILABLE | DATA NOT AVAILABLE | DATA NOT AVAILABLE | DATA NOT AVAILABLE | DATA NOT AVAILABLE | DATA NOT AVAILABLE | DATA NOT AVAILABLE | ACCEPTED TO CONNECT | DATA NOT AVAILABLE | DATA NOT AVAILABLE | DATA NOT AVAILABLE | DATA NOT AVAILABLE | DATA NOT AVAILABLE | DATA NOT AVAILABLE | 88 | 42.1 | 44.3158 | 29.7895 | 28.3 | 44627 | DATA NOT AVAILABLE | N | DATA NOT AVAILABLE | DATA NOT AVAILABLE | DATA NOT AVAILABLE | DATA NOT AVAILABLE | DATA NOT AVAILABLE | 44644
DATA NOT AVAILABLE | [5 empty] | DATA NOT AVAILABLE | DNO CONSULTING LTD | CAREY FARM PV (RECOST) | CAREY FARM PV | ABERNETHY | PERTH | PERTHSHIRE AND KINROSS | PH2 9LX | SCOTLAND | 316934 | 716067 | ABERNETHY | DATA NOT APPLICABLE | ABERNETHY GRID | 33 | SCOTTISH HYDRO ELECTRIC POWER DISTRIBUTION PLC | SOLAR | PHOTOVOLTAIC | NO | DATA NOT AVAILABLE | DATA NOT AVAILABLE | 9.9 | DATA NOT AVAILABLE | DATA NOT AVAILABLE | DATA NOT AVAILABLE | DATA NOT AVAILABLE | DATA NOT AVAILABLE | DATA NOT AVAILABLE | DATA NOT AVAILABLE | DATA NOT AVAILABLE | DATA NOT AVAILABLE | DATA NOT AVAILABLE | DATA NOT AVAILABLE | DATA NOT AVAILABLE | DATA NOT AVAILABLE | ACCEPTED TO CONNECT | DATA NOT AVAILABLE | DATA NOT AVAILABLE | DATA NOT AVAILABLE | DATA NOT AVAILABLE | DATA NOT AVAILABLE | DATA NOT AVAILABLE | 9.9 | 9.9 | 10.4211 | 0.0285 | 0.03 | 43732 | DATA NOT AVAILABLE | N | DATA NOT AVAILABLE | DATA NOT AVAILABLE | DATA NOT AVAILABLE | DATA NOT AVAILABLE | DATA NOT AVAILABLE | 44034
DATA NOT AVAILABLE | [5 empty] | DATA NOT AVAILABLE | DNO CONSULTING | CORDON FARM PV | CORDON FARM PV | ABERNETHY | PERTH | PERTHSHIRE AND KINROSS | PH2 9LN | SCOTLAND | 318065 | 717560 | ABERNETHY | DATA NOT APPLICABLE | ABERNETHY GRID | 33 | SCOTTISH HYDRO ELECTRIC POWER DISTRIBUTION PLC | SOLAR | PHOTOVOLTAIC | NO | DATA NOT AVAILABLE | DATA NOT AVAILABLE | 9.9 | DATA NOT AVAILABLE | DATA NOT AVAILABLE | DATA NOT AVAILABLE | DATA NOT AVAILABLE | DATA NOT AVAILABLE | DATA NOT AVAILABLE | DATA NOT AVAILABLE | DATA NOT AVAILABLE | DATA NOT AVAILABLE | DATA NOT AVAILABLE | DATA NOT AVAILABLE | DATA NOT AVAILABLE | DATA NOT AVAILABLE | ACCEPTED TO CONNECT | DATA NOT AVAILABLE | DATA NOT AVAILABLE | DATA NOT AVAILABLE | DATA NOT AVAILABLE | DATA NOT AVAILABLE | DATA NOT AVAILABLE | 9.9 | 9.9 | 10.4211 | 0.0285 | 0.03 | 43732 | DATA NOT AVAILABLE | N | DATA NOT AVAILABLE | DATA NOT AVAILABLE | DATA NOT AVAILABLE | DATA NOT AVAILABLE | DATA NOT AVAILABLE | 44034
DATA NOT AVAILABLE | [5 empty] | DATA NOT AVAILABLE | EDEN RENEWABLES | AUTH - LEIGH DELAMERE SOLAR FARM | LAND NEAR LEIGH DELAMERE | LEIGH DELAMERE | CHIPPENHAM | WILTSHIRE | SN14 6JZ | ENGLAND | 388395 | 179295 | MELKSHAM GSP | CHIPPENHAM | DATA NOT AVAILABLE | EHV | SOUTHERN ELECTRIC POWER DISTRIBUTION PLC | SOLAR | PHOTOVOLTAIC | NO | DATA NOT AVAILABLE | DATA NOT AVAILABLE | 40 | DATA NOT AVAILABLE | DATA NOT AVAILABLE | DATA NOT AVAILABLE | DATA NOT AVAILABLE | DATA NOT AVAILABLE | DATA NOT AVAILABLE | DATA NOT AVAILABLE | DATA NOT AVAILABLE | DATA NOT AVAILABLE | DATA NOT AVAILABLE | DATA NOT AVAILABLE | DATA NOT AVAILABLE | DATA NOT AVAILABLE | ACCEPTED TO CONNECT | DATA NOT AVAILABLE | DATA NOT AVAILABLE | DATA NOT AVAILABLE | DATA NOT AVAILABLE | DATA NOT AVAILABLE | DATA NOT AVAILABLE | 40 | 40 | 42.1053 | 0.52632 | 0.5 | 44719 | DATA NOT AVAILABLE | N | DATA NOT AVAILABLE | DATA NOT AVAILABLE | DATA NOT AVAILABLE | DATA NOT AVAILABLE | DATA NOT AVAILABLE | 44993
DATA NOT AVAILABLE | [5 empty] | DATA NOT AVAILABLE | SPING CHE LTD | REVIEW 19.9MW PV | BALE SOLAR FARM | MANOR FARM GALTON | DORCHESTER | DORSET | DT2 8BZ | ENGLAND | 377726 | 85130 | MANNINGTON GSP | DATA NOT APPLICABLE | WINFRITH HEATH | 11 | SOUTHERN ELECTRIC POWER DISTRIBUTION PLC | SOLAR | PHOTOVOLTAIC | NO | DATA NOT AVAILABLE | DATA NOT AVAILABLE | 18.81 | DATA NOT AVAILABLE | DATA NOT AVAILABLE | DATA NOT AVAILABLE | DATA NOT AVAILABLE | DATA NOT AVAILABLE | DATA NOT AVAILABLE | DATA NOT AVAILABLE | DATA NOT AVAILABLE | DATA NOT AVAILABLE | DATA NOT AVAILABLE | DATA NOT AVAILABLE | DATA NOT AVAILABLE | DATA NOT AVAILABLE | ACCEPTED TO CONNECT | DATA NOT AVAILABLE | DATA NOT AVAILABLE | DATA NOT AVAILABLE | DATA NOT AVAILABLE | DATA NOT AVAILABLE | DATA NOT AVAILABLE | 18.81 | 18.81 | 19.8 | 0.15789 | 0.15 | 44568 | DATA NOT AVAILABLE | N | DATA NOT AVAILABLE | DATA NOT AVAILABLE | DATA NOT AVAILABLE | DATA NOT AVAILABLE | DATA NOT AVAILABLE | 44588
DATA NOT AVAILABLE | [5 empty] | DATA NOT AVAILABLE | PUBLIC POWER SOLUTIONS | BURCOT FARM - PV AND BATTERY | BURCOT FARM | BURCOT | ABINGDON | OXFORDSHIRE | OX14 3GW | ENGLAND | 456032 | 196701 | COWLEY GSP | COWLEY LOCAL | DATA NOT AVAILABLE | EHV | SOUTHERN ELECTRIC POWER DISTRIBUTION PLC | SOLAR | PHOTOVOLTAIC | NO | DATA NOT AVAILABLE | DATA NOT AVAILABLE | 100 | STORED ENERGY (ALL STORED ENERGY IRRESPECTVE OF THE ORIGINAL ENERGY SOURCE) | STORAGE - ELECTROCHEMICAL (BATTERIES) | DATA NOT AVAILABLE | DATA NOT AVAILABLE | DATA NOT AVAILABLE | 52.6316 | DATA NOT AVAILABLE | DATA NOT AVAILABLE | DATA NOT AVAILABLE | DATA NOT AVAILABLE | DATA NOT AVAILABLE | DATA NOT AVAILABLE | DATA NOT AVAILABLE | ACCEPTED TO CONNECT | DATA NOT AVAILABLE | DATA NOT AVAILABLE | DATA NOT AVAILABLE | DATA NOT AVAILABLE | DATA NOT AVAILABLE | DATA NOT AVAILABLE | 100 | 50 | 52.6316 | 47.5 | 50 | 44938 | DATA NOT AVAILABLE | N | DATA NOT AVAILABLE | DATA NOT AVAILABLE | DATA NOT AVAILABLE | DATA NOT AVAILABLE | DATA NOT AVAILABLE | 44034
DATA NOT AVAILABLE | [5 empty] | DATA NOT AVAILABLE | HURLEY PALMER FLATT | CCM TO ISSUE | J P MORGAN CHASE MANHATTEN BANK N A, 1 | CHASESIDE | BOURNEMOUTH | DORSET | BH7 7DA | ENGLAND | 412092 | 93768 | MANNINGTON GSP | CHRISTCHURCH | BOSCOMBE EAST | 11 | SOUTHERN ELECTRIC POWER DISTRIBUTION PLC | SOLAR | PHOTOVOLTAIC | NO | DATA NOT AVAILABLE | DATA NOT AVAILABLE | 2 | DATA NOT AVAILABLE | DATA NOT AVAILABLE | DATA NOT AVAILABLE | DATA NOT AVAILABLE | DATA NOT AVAILABLE | DATA NOT AVAILABLE | DATA NOT AVAILABLE | DATA NOT AVAILABLE | DATA NOT AVAILABLE | DATA NOT AVAILABLE | DATA NOT AVAILABLE | DATA NOT AVAILABLE | YES | ACCEPTED TO CONNECT | DATA NOT AVAILABLE | DATA NOT AVAILABLE | DATA NOT AVAILABLE | DATA NOT AVAILABLE | DATA NOT AVAILABLE | DATA NOT AVAILABLE | 2 | 0.999 | 1.0516 | 0 | 0 | 43910 | DATA NOT AVAILABLE | N | DATA NOT AVAILABLE | DATA NOT AVAILABLE | DATA NOT AVAILABLE | DATA NOT AVAILABLE | DATA NOT AVAILABLE | 44034
DATA NOT AVAILABLE | [5 empty] | DATA NOT AVAILABLE | ELGIN ENERGY | CULLERLIE ESTATE PV (RE-COST) | CULLERLIE ESTATE PV | SKENE | WESTHILL | ABERDEENSHIRE | AB32 6XA | SCOTLAND | 378071 | 803102 | KINTORE | DATA NOT APPLICABLE | KINTORE GRID | 33 | SCOTTISH HYDRO ELECTRIC POWER DISTRIBUTION PLC | SOLAR | PHOTOVOLTAIC | NO | DATA NOT AVAILABLE | DATA NOT AVAILABLE | 8.75 | DATA NOT AVAILABLE | DATA NOT AVAILABLE | DATA NOT AVAILABLE | DATA NOT AVAILABLE | DATA NOT AVAILABLE | DATA NOT AVAILABLE | DATA NOT AVAILABLE | DATA NOT AVAILABLE | DATA NOT AVAILABLE | DATA NOT AVAILABLE | DATA NOT AVAILABLE | DATA NOT AVAILABLE | DATA NOT AVAILABLE | ACCEPTED TO CONNECT | DATA NOT AVAILABLE | DATA NOT AVAILABLE | DATA NOT AVAILABLE | DATA NOT AVAILABLE | DATA NOT AVAILABLE | DATA NOT AVAILABLE | 8.75 | 8.75 | 9.2105 | 0.02375 | 0.025 | 43819 | DATA NOT AVAILABLE | N | DATA NOT AVAILABLE | DATA NOT AVAILABLE | DATA NOT AVAILABLE | DATA NOT AVAILABLE | DATA NOT AVAILABLE | 44034
DATA NOT AVAILABLE | [5 empty] | DATA NOT AVAILABLE | BSR APPLICATIONS LTD | LOWER WYKE FARM - PV | DATA NOT AVAILABLE | LAND AT LOWER WYKE FARM ST MARY BOURNE | ANDOVER | HAMPSHIRE | SP11 6AQ | ENGLAND | 439012 | 148400 | MELKSHAM GSP | ANDOVER | ANDOVER EAST | 11 | SOUTHERN ELECTRIC POWER DISTRIBUTION PLC | SOLAR | PHOTOVOLTAIC | NO | DATA NOT AVAILABLE | DATA NOT AVAILABLE | 20 | DATA NOT AVAILABLE | DATA NOT AVAILABLE | DATA NOT AVAILABLE | DATA NOT AVAILABLE | DATA NOT AVAILABLE | DATA NOT AVAILABLE | DATA NOT AVAILABLE | DATA NOT AVAILABLE | DATA NOT AVAILABLE | DATA NOT AVAILABLE | DATA NOT AVAILABLE | DATA NOT AVAILABLE | DATA NOT AVAILABLE | ACCEPTED TO CONNECT | DATA NOT AVAILABLE | DATA NOT AVAILABLE | DATA NOT AVAILABLE | DATA NOT AVAILABLE | DATA NOT AVAILABLE | DATA NOT AVAILABLE | 20 | 20 | 21.0526 | 0.15675 | 0.165 | 43903 | DATA NOT AVAILABLE | N | DATA NOT AVAILABLE | DATA NOT AVAILABLE | DATA NOT AVAILABLE | DATA NOT AVAILABLE | DATA NOT AVAILABLE | 44034
DATA NOT AVAILABLE | [5 empty] | DATA NOT AVAILABLE | EDEN RENEWABLES | AH RED BARN SOLAR | RED BARN SOLAR FARM | LAND AROUND KINGTON FARM KINGTON ST MICHAEL CHIPPENHAM | CHIPPENHAM | WILTSHIRE | SN14 6DH | ENGLAND | 391063 | 177279 | MELKSHAM GSP | CHIPPENHAM | DATA NOT AVAILABLE | EHV | SOUTHERN ELECTRIC POWER DISTRIBUTION PLC | SOLAR | PHOTOVOLTAIC | NO | DATA NOT AVAILABLE | DATA NOT AVAILABLE | 40 | DATA NOT AVAILABLE | DATA NOT AVAILABLE | DATA NOT AVAILABLE | DATA NOT AVAILABLE | DATA NOT AVAILABLE | DATA NOT AVAILABLE | DATA NOT AVAILABLE | DATA NOT AVAILABLE | DATA NOT AVAILABLE | DATA NOT AVAILABLE | DATA NOT AVAILABLE | DATA NOT AVAILABLE | DATA NOT AVAILABLE | ACCEPTED TO CONNECT | DATA NOT AVAILABLE | DATA NOT AVAILABLE | DATA NOT AVAILABLE | DATA NOT AVAILABLE | DATA NOT AVAILABLE | DATA NOT AVAILABLE | 40 | 40 | 42.1053 | 0.475 | 0.5 | 44721 | DATA NOT AVAILABLE | N | DATA NOT AVAILABLE | DATA NOT AVAILABLE | DATA NOT AVAILABLE | DATA NOT AVAILABLE | DATA NOT AVAILABLE | 44034
DATA NOT AVAILABLE | [5 empty] | DATA NOT AVAILABLE | YETI GENERATION LIMITED | NORTH FARM - PV | LAND ON THE SOUTH SIDE OF NORTH FARM | SPETISBURY | BLANDFORD | DORSET | DT11 9DH | ENGLAND | 389423 | 102185 | MANNINGTON GSP | LYTCHETT | LYTCHETT | EHV | SOUTHERN ELECTRIC POWER DISTRIBUTION PLC | SOLAR | PHOTOVOLTAIC | NO | DATA NOT AVAILABLE | DATA NOT AVAILABLE | 13.7 | DATA NOT AVAILABLE | DATA NOT AVAILABLE | DATA NOT AVAILABLE | DATA NOT AVAILABLE | DATA NOT AVAILABLE | DATA NOT AVAILABLE | DATA NOT AVAILABLE | DATA NOT AVAILABLE | DATA NOT AVAILABLE | DATA NOT AVAILABLE | DATA NOT AVAILABLE | DATA NOT AVAILABLE | YES | ACCEPTED TO CONNECT | DATA NOT AVAILABLE | DATA NOT AVAILABLE | DATA NOT AVAILABLE | DATA NOT AVAILABLE | DATA NOT AVAILABLE | DATA NOT AVAILABLE | 13.7 | 13.7 | 14.4211 | 0.0475 | 0.05 | 45552 | DATA NOT AVAILABLE | N | DATA NOT AVAILABLE | DATA NOT AVAILABLE | DATA NOT AVAILABLE | DATA NOT AVAILABLE | DATA NOT AVAILABLE | 44034
DATA NOT AVAILABLE | [5 empty] | DATA NOT AVAILABLE | AMBERSIDE ENERGY LTD | AH BUNKERS HILL SOLAR A - SOLAR AND BATTERY | BUNKERS HILL SOLAR A | HOOK HAMPSHIRE IND BUS PK | BASINGSTOKE | HAMPSHIRE | RG27 9DA | ENGLAND | 472870 | 156122 | BRAMLEY (FLEE) | COXMOOR WOOD | HOOK | 11 | SOUTHERN ELECTRIC POWER DISTRIBUTION PLC | SOLAR | PHOTOVOLTAIC | NO | DATA NOT AVAILABLE | DATA NOT AVAILABLE | 49.9 | STORED ENERGY (ALL STORED ENERGY IRRESPECTVE OF THE ORIGINAL ENERGY SOURCE) | STORAGE - ELECTROCHEMICAL (BATTERIES) | DATA NOT AVAILABLE | DATA NOT AVAILABLE | DATA NOT AVAILABLE | 42.1053 | DATA NOT AVAILABLE | DATA NOT AVAILABLE | DATA NOT AVAILABLE | DATA NOT AVAILABLE | DATA NOT AVAILABLE | DATA NOT AVAILABLE | DATA NOT AVAILABLE | ACCEPTED TO CONNECT | DATA NOT AVAILABLE | DATA NOT AVAILABLE | DATA NOT AVAILABLE | DATA NOT AVAILABLE | DATA NOT AVAILABLE | DATA NOT AVAILABLE | 49.9 | 49.9 | 52.5263 | 38 | 40 | 45617 | DATA NOT AVAILABLE | N | DATA NOT AVAILABLE | DATA NOT AVAILABLE | DATA NOT AVAILABLE | DATA NOT AVAILABLE | DATA NOT AVAILABLE | 44034
DATA NOT AVAILABLE | [5 empty] | DATA NOT AVAILABLE | CONNECT2GRID | STANDINGFAULD FARM - SOLAR | STANDINGFAULD FARM | MUTHILL CRIEFF | CRIEFF | PERTHSHIRE AND KINROSS | PH5 2BU | SCOTLAND | 286420 | 713509 | BRACO WEST GRID | DATA NOT APPLICABLE | BRACO WEST GRID | 33 | SCOTTISH HYDRO ELECTRIC POWER DISTRIBUTION PLC | SOLAR | PHOTOVOLTAIC | NO | DATA NOT AVAILABLE | DATA NOT AVAILABLE | 9.9 | DATA NOT AVAILABLE | DATA NOT AVAILABLE | DATA NOT AVAILABLE | DATA NOT AVAILABLE | DATA NOT AVAILABLE | DATA NOT AVAILABLE | DATA NOT AVAILABLE | DATA NOT AVAILABLE | DATA NOT AVAILABLE | DATA NOT AVAILABLE | DATA NOT AVAILABLE | DATA NOT AVAILABLE | DATA NOT AVAILABLE | ACCEPTED TO CONNECT | DATA NOT AVAILABLE | DATA NOT AVAILABLE | DATA NOT AVAILABLE | DATA NOT AVAILABLE | DATA NOT AVAILABLE | DATA NOT AVAILABLE | 9.9 | 9.9 | 10.4211 | 0.0475 | 0.05 | 45489 | DATA NOT AVAILABLE | N | DATA NOT AVAILABLE | DATA NOT AVAILABLE | DATA NOT AVAILABLE | DATA NOT AVAILABLE | DATA NOT AVAILABLE | 44034
DATA NOT AVAILABLE | [5 empty] | DATA NOT AVAILABLE | ECOTRICITY GENERATION LIMITED | TINSLEY FARM | TINSLEY FARM | A40 SWINBROOK | BURFORD | OXFORDSHIRE | OX18 4EX | ENGLAND | 426820 | 211041 | COWLEY GSP | WITNEY | CARTERTON | 11 | SOUTHERN ELECTRIC POWER DISTRIBUTION PLC | SOLAR | PHOTOVOLTAIC | NO | DATA NOT AVAILABLE | DATA NOT AVAILABLE | 5 | DATA NOT AVAILABLE | DATA NOT AVAILABLE | DATA NOT AVAILABLE | DATA NOT AVAILABLE | DATA NOT AVAILABLE | DATA NOT AVAILABLE | DATA NOT AVAILABLE | DATA NOT AVAILABLE | DATA NOT AVAILABLE | DATA NOT AVAILABLE | DATA NOT AVAILABLE | DATA NOT AVAILABLE | DATA NOT AVAILABLE | ACCEPTED TO CONNECT | DATA NOT AVAILABLE | DATA NOT AVAILABLE | DATA NOT AVAILABLE | DATA NOT AVAILABLE | DATA NOT AVAILABLE | DATA NOT AVAILABLE | 5 | 5 | 5.2632 | 0.095 | 0.1 | 44057 | DATA NOT AVAILABLE | N | DATA NOT AVAILABLE | DATA NOT AVAILABLE | DATA NOT AVAILABLE | DATA NOT AVAILABLE | DATA NOT AVAILABLE | 44084
DATA NOT AVAILABLE | [5 empty] | DATA NOT AVAILABLE | BSR APPLICATIONS LIMITED | RY PRESTON FARM - SOLAR PV | PRESTON FARM | PRESTON CANDOVER BASINGSTOKE | BASINGSTOKE | HAMPSHIRE | RG25 2DS | ENGLAND | 460809 | 142169 | BRAMLEY (FLEE) | FERNHURST | PRESTON CANDOVER | 11 | SOUTHERN ELECTRIC POWER DISTRIBUTION PLC | SOLAR | PHOTOVOLTAIC | NO | DATA NOT AVAILABLE | DATA NOT AVAILABLE | 20 | DATA NOT AVAILABLE | DATA NOT AVAILABLE | DATA NOT AVAILABLE | DATA NOT AVAILABLE | DATA NOT AVAILABLE | DATA NOT AVAILABLE | DATA NOT AVAILABLE | DATA NOT AVAILABLE | DATA NOT AVAILABLE | DATA NOT AVAILABLE | DATA NOT AVAILABLE | DATA NOT AVAILABLE | DATA NOT AVAILABLE | ACCEPTED TO CONNECT | DATA NOT AVAILABLE | DATA NOT AVAILABLE | DATA NOT AVAILABLE | DATA NOT AVAILABLE | DATA NOT AVAILABLE | DATA NOT AVAILABLE | 20 | 20 | 21.0526 | 1.425 | 1.5 | 43910 | DATA NOT AVAILABLE | N | DATA NOT AVAILABLE | DATA NOT AVAILABLE | DATA NOT AVAILABLE | DATA NOT AVAILABLE | DATA NOT AVAILABLE | 44034
DATA NOT AVAILABLE | [5 empty] | DATA NOT AVAILABLE | SPRING CHE LTD | FT AH PURTON SOLAR FARM - SOLAR | PURTON SOLAR FARM | MOPES LANE PURTON | SWINDON | WILTSHIRE | SN5 4HG | ENGLAND | 408781 | 188774 | MINETY GSP | CIRENCESTER | DATA NOT AVAILABLE | EHV | SOUTHERN ELECTRIC POWER DISTRIBUTION PLC | SOLAR | PHOTOVOLTAIC | NO | DATA NOT AVAILABLE | DATA NOT AVAILABLE | 19 | DATA NOT AVAILABLE | DATA NOT AVAILABLE | DATA NOT AVAILABLE | DATA NOT AVAILABLE | DATA NOT AVAILABLE | DATA NOT AVAILABLE | DATA NOT AVAILABLE | DATA NOT AVAILABLE | DATA NOT AVAILABLE | DATA NOT AVAILABLE | DATA NOT AVAILABLE | DATA NOT AVAILABLE | DATA NOT AVAILABLE | ACCEPTED TO CONNECT | DATA NOT AVAILABLE | DATA NOT AVAILABLE | DATA NOT AVAILABLE | DATA NOT AVAILABLE | DATA NOT AVAILABLE | DATA NOT AVAILABLE | 19 | 19 | 20 | 0.16632 | 0.158 | 44245 | DATA NOT AVAILABLE | N | DATA NOT AVAILABLE | DATA NOT AVAILABLE | DATA NOT AVAILABLE | DATA NOT AVAILABLE | DATA NOT AVAILABLE | 44294
DATA NOT AVAILABLE | [5 empty] | DATA NOT AVAILABLE | CUSTOM SOLAR | 4.7271MW - SOLAR PV | ASSOCIATED BRITISH PORTS | WEST BAY HOUSE WEST BAY ROAD | SOUTHAMPTON | HAMPSHIRE | SO15 1HF | ENGLAND | 440170 | 112239 | NURSLING GSP | SOUTHAMPTON | DATA NOT AVAILABLE | EHV | SOUTHERN ELECTRIC POWER DISTRIBUTION PLC | SOLAR | PHOTOVOLTAIC | NO | DATA NOT AVAILABLE | DATA NOT AVAILABLE | 1.7 | DATA NOT AVAILABLE | DATA NOT AVAILABLE | DATA NOT AVAILABLE | DATA NOT AVAILABLE | DATA NOT AVAILABLE | DATA NOT AVAILABLE | DATA NOT AVAILABLE | DATA NOT AVAILABLE | DATA NOT AVAILABLE | DATA NOT AVAILABLE | DATA NOT AVAILABLE | DATA NOT AVAILABLE | DATA NOT AVAILABLE | ACCEPTED TO CONNECT | DATA NOT AVAILABLE | DATA NOT AVAILABLE | DATA NOT AVAILABLE | DATA NOT AVAILABLE | DATA NOT AVAILABLE | DATA NOT AVAILABLE | 1.7 | 1.7 | 1.7895 | 0 | 0 | 43991 | DATA NOT AVAILABLE | N | DATA NOT AVAILABLE | DATA NOT AVAILABLE | DATA NOT AVAILABLE | DATA NOT AVAILABLE | DATA NOT AVAILABLE | 44034
DATA NOT AVAILABLE | [5 empty] | DATA NOT AVAILABLE | ECOTRICITY GENERATION | THE BARN - SOLAR PV | THE BARN | COOLES FARM UPPER MINETY | MALMESBURY | WILTSHIRE | SN16 9YD | ENGLAND | 401618 | 192309 | MINETY GSP | CIRENCESTER | MINETY VILLAGE | 11 | SOUTHERN ELECTRIC POWER DISTRIBUTION PLC | SOLAR | PHOTOVOLTAIC | NO | DATA NOT AVAILABLE | DATA NOT AVAILABLE | 3 | DATA NOT AVAILABLE | DATA NOT AVAILABLE | DATA NOT AVAILABLE | DATA NOT AVAILABLE | DATA NOT AVAILABLE | DATA NOT AVAILABLE | DATA NOT AVAILABLE | DATA NOT AVAILABLE | DATA NOT AVAILABLE | DATA NOT AVAILABLE | DATA NOT AVAILABLE | DATA NOT AVAILABLE | DATA NOT AVAILABLE | ACCEPTED TO CONNECT | DATA NOT AVAILABLE | DATA NOT AVAILABLE | DATA NOT AVAILABLE | DATA NOT AVAILABLE | DATA NOT AVAILABLE | DATA NOT AVAILABLE | 3 | 3 | 3.1579 | 0.095 | 0.1 | 44085 | DATA NOT AVAILABLE | N | DATA NOT AVAILABLE | DATA NOT AVAILABLE | DATA NOT AVAILABLE | DATA NOT AVAILABLE | DATA NOT AVAILABLE | 44105
DATA NOT AVAILABLE | [5 empty] | DATA NOT AVAILABLE | CONNECT2GRID | 30MW SOLAR | LUNANHEAD SOLAR PARK | LAND OFF SUTTIESIDE RD FORFAR | FORFAR | ANGUS | DD8 3NH | SCOTLAND | 346401 | 751882 | LUNANHEAD | DATA NOT APPLICABLE | LUNANHEAD GRID | 33 | SCOTTISH HYDRO ELECTRIC POWER DISTRIBUTION PLC | SOLAR | PHOTOVOLTAIC | NO | DATA NOT AVAILABLE | DATA NOT AVAILABLE | 30 | DATA NOT AVAILABLE | DATA NOT AVAILABLE | DATA NOT AVAILABLE | DATA NOT AVAILABLE | DATA NOT AVAILABLE | DATA NOT AVAILABLE | DATA NOT AVAILABLE | DATA NOT AVAILABLE | DATA NOT AVAILABLE | DATA NOT AVAILABLE | DATA NOT AVAILABLE | DATA NOT AVAILABLE | DATA NOT AVAILABLE | ACCEPTED TO CONNECT | DATA NOT AVAILABLE | DATA NOT AVAILABLE | DATA NOT AVAILABLE | DATA NOT AVAILABLE | DATA NOT AVAILABLE | DATA NOT AVAILABLE | 30 | 30 | 31.5789 | 0.095 | 0.1 | 44063 | DATA NOT AVAILABLE | N | DATA NOT AVAILABLE | DATA NOT AVAILABLE | DATA NOT AVAILABLE | DATA NOT AVAILABLE | DATA NOT AVAILABLE | 44105
DATA NOT AVAILABLE | [5 empty] | DATA NOT AVAILABLE | SOLAR 2 LIMITED | GRANGE OF BERRYHILL | GRANGE OF BERRYHILL | EASTER FOWLIS INVERGOWIE INVERGOWIE | DUNDEE | CITY OF DUNDEE | DD2 5LN | SCOTLAND | 331630 | 733415 | CHARLESTON | DATA NOT APPLICABLE | DATA NOT AVAILABLE | EHV | SCOTTISH HYDRO ELECTRIC POWER DISTRIBUTION PLC | SOLAR | PHOTOVOLTAIC | NO | DATA NOT AVAILABLE | DATA NOT AVAILABLE | 49.9 | DATA NOT AVAILABLE | DATA NOT AVAILABLE | DATA NOT AVAILABLE | DATA NOT AVAILABLE | DATA NOT AVAILABLE | DATA NOT AVAILABLE | DATA NOT AVAILABLE | DATA NOT AVAILABLE | DATA NOT AVAILABLE | DATA NOT AVAILABLE | DATA NOT AVAILABLE | DATA NOT AVAILABLE | DATA NOT AVAILABLE | ACCEPTED TO CONNECT | DATA NOT AVAILABLE | DATA NOT AVAILABLE | DATA NOT AVAILABLE | DATA NOT AVAILABLE | DATA NOT AVAILABLE | DATA NOT AVAILABLE | 49.9 | 49.9 | 52.5263 | 0.31579 | 0.3 | 44126 | DATA NOT AVAILABLE | N | DATA NOT AVAILABLE | DATA NOT AVAILABLE | DATA NOT AVAILABLE | DATA NOT AVAILABLE | DATA NOT AVAILABLE | 44137
DATA NOT AVAILABLE | [5 empty] | DATA NOT AVAILABLE | ROADNIGHT TAYLOR LTD | SOLAR PV AND BATTERY 18MW EXPORT 6MW IMPORT | LAINS FARM | QUARLEY | ANDOVER | HAMPSHIRE | SP11 8PX | ENGLAND | 427206 | 144365 | MELKSHAM GSP | ANDOVER | THRUXTON | 11 | SOUTHERN ELECTRIC POWER DISTRIBUTION PLC | SOLAR | PHOTOVOLTAIC | NO | DATA NOT AVAILABLE | DATA NOT AVAILABLE | 6.6 | STORED ENERGY (ALL STORED ENERGY IRRESPECTVE OF THE ORIGINAL ENERGY SOURCE) | STORAGE - ELECTROCHEMICAL (BATTERIES) | DATA NOT AVAILABLE | DATA NOT AVAILABLE | DATA NOT AVAILABLE | 6.9474 | DATA NOT AVAILABLE | DATA NOT AVAILABLE | DATA NOT AVAILABLE | DATA NOT AVAILABLE | DATA NOT AVAILABLE | DATA NOT AVAILABLE | DATA NOT AVAILABLE | ACCEPTED TO CONNECT | DATA NOT AVAILABLE | DATA NOT AVAILABLE | DATA NOT AVAILABLE | DATA NOT AVAILABLE | DATA NOT AVAILABLE | DATA NOT AVAILABLE | 6.6 | 18 | 18.9474 | 6.27 | 6.6 | 44027 | DATA NOT AVAILABLE | N | DATA NOT AVAILABLE | DATA NOT AVAILABLE | DATA NOT AVAILABLE | DATA NOT AVAILABLE | DATA NOT AVAILABLE | 44084
DATA NOT AVAILABLE | [5 empty] | DATA NOT AVAILABLE | INFRALAND LTD | 7.2MW 11KV - PV | CHILTON CANTELO SOLAR FARM | LAND SOUTH OF CHILTON CANTELO SUBSTATION CHILTON CANTELO | YEOVIL | SOMERSET | BA22 8BQ | ENGLAND | 357507 | 121718 | AXMINSTER | YEOVIL | CHILTON CANTELO | 11 | SOUTHERN ELECTRIC POWER DISTRIBUTION PLC | SOLAR | PHOTOVOLTAIC | NO | DATA NOT AVAILABLE | DATA NOT AVAILABLE | 8.36 | DATA NOT AVAILABLE | DATA NOT AVAILABLE | DATA NOT AVAILABLE | DATA NOT AVAILABLE | DATA NOT AVAILABLE | DATA NOT AVAILABLE | DATA NOT AVAILABLE | DATA NOT AVAILABLE | DATA NOT AVAILABLE | DATA NOT AVAILABLE | DATA NOT AVAILABLE | DATA NOT AVAILABLE | DATA NOT AVAILABLE | ACCEPTED TO CONNECT | DATA NOT AVAILABLE | DATA NOT AVAILABLE | DATA NOT AVAILABLE | DATA NOT AVAILABLE | DATA NOT AVAILABLE | DATA NOT AVAILABLE | 8.36 | 7.2 | 7.5789 | 0.21053 | 0.2 | 44141 | DATA NOT AVAILABLE | N | DATA NOT AVAILABLE | DATA NOT AVAILABLE | DATA NOT AVAILABLE | DATA NOT AVAILABLE | DATA NOT AVAILABLE | 44160
DATA NOT AVAILABLE | [5 empty] | DATA NOT AVAILABLE | SPRINGFIELD PROPERTIES | ELGIN | SOUTH GLASSGREEN | CRESCENT NORTH | ELGIN | MORAY | IV30 6GR | SCOTLAND | 322815 | 861518 | ELGIN | DATA NOT APPLICABLE | BILBOHALL | 11 | SCOTTISH HYDRO ELECTRIC POWER DISTRIBUTION PLC | SOLAR | PHOTOVOLTAIC | NO | DATA NOT AVAILABLE | DATA NOT AVAILABLE | 0.011 | DATA NOT AVAILABLE | DATA NOT AVAILABLE | DATA NOT AVAILABLE | DATA NOT AVAILABLE | DATA NOT AVAILABLE | DATA NOT AVAILABLE | DATA NOT AVAILABLE | DATA NOT AVAILABLE | DATA NOT AVAILABLE | DATA NOT AVAILABLE | DATA NOT AVAILABLE | DATA NOT AVAILABLE | DATA NOT AVAILABLE | ACCEPTED TO CONNECT | DATA NOT AVAILABLE | DATA NOT AVAILABLE | DATA NOT AVAILABLE | DATA NOT AVAILABLE | DATA NOT AVAILABLE | DATA NOT AVAILABLE | 0.011 | 0.011 | 0.011579 | 1.1277 | 1.187 | 44039 | DATA NOT AVAILABLE | N | DATA NOT AVAILABLE | DATA NOT AVAILABLE | DATA NOT AVAILABLE | DATA NOT AVAILABLE | DATA NOT AVAILABLE | 44084
DATA NOT AVAILABLE | [5 empty] | DATA NOT AVAILABLE | ROADNIGHT TAYLOR | 10 MW - PV | ALDERTON | WILTSHIRE | SHAFTESBURY | WILTSHIRE | SN14 6EY | ENGLAND | 384729 | 183711 | MELKSHAM GSP | CHIPPENHAM | DATA NOT AVAILABLE | EHV | SOUTHERN ELECTRIC POWER DISTRIBUTION PLC | SOLAR | PHOTOVOLTAIC | NO | DATA NOT AVAILABLE | DATA NOT AVAILABLE | 10 | DATA NOT AVAILABLE | DATA NOT AVAILABLE | DATA NOT AVAILABLE | DATA NOT AVAILABLE | DATA NOT AVAILABLE | DATA NOT AVAILABLE | DATA NOT AVAILABLE | DATA NOT AVAILABLE | DATA NOT AVAILABLE | DATA NOT AVAILABLE | DATA NOT AVAILABLE | DATA NOT AVAILABLE | DATA NOT AVAILABLE | ACCEPTED TO CONNECT | DATA NOT AVAILABLE | DATA NOT AVAILABLE | DATA NOT AVAILABLE | DATA NOT AVAILABLE | DATA NOT AVAILABLE | DATA NOT AVAILABLE | 10 | 10 | 10.5263 | 0.052632 | 0.05 | 44273 | DATA NOT AVAILABLE | N | DATA NOT AVAILABLE | DATA NOT AVAILABLE | DATA NOT AVAILABLE | DATA NOT AVAILABLE | DATA NOT AVAILABLE | 44294
DATA NOT AVAILABLE | [5 empty] | DATA NOT AVAILABLE | UB GRID CONSULTANCY LTD | 12.35MW WALKFORD ROAD SOLAR | LAND NEAR | WALKFORD ROAD HIGHCLIFFE-ON-SEA | BOURNEMOUTH | DORSET | BH23 5QF | ENGLAND | 422247 | 94694 | MANNINGTON GSP | ARNEWOOD | DATA NOT AVAILABLE | EHV | SOUTHERN ELECTRIC POWER DISTRIBUTION PLC | SOLAR | PHOTOVOLTAIC | NO | DATA NOT AVAILABLE | DATA NOT AVAILABLE | 12.54 | DATA NOT AVAILABLE | DATA NOT AVAILABLE | DATA NOT AVAILABLE | DATA NOT AVAILABLE | DATA NOT AVAILABLE | DATA NOT AVAILABLE | DATA NOT AVAILABLE | DATA NOT AVAILABLE | DATA NOT AVAILABLE | DATA NOT AVAILABLE | DATA NOT AVAILABLE | DATA NOT AVAILABLE | DATA NOT AVAILABLE | ACCEPTED TO CONNECT | DATA NOT AVAILABLE | DATA NOT AVAILABLE | DATA NOT AVAILABLE | DATA NOT AVAILABLE | DATA NOT AVAILABLE | DATA NOT AVAILABLE | 12.54 | 12.35 | 13 | 0.11053 | 0.105 | 44139 | DATA NOT AVAILABLE | N | DATA NOT AVAILABLE | DATA NOT AVAILABLE | DATA NOT AVAILABLE | DATA NOT AVAILABLE | DATA NOT AVAILABLE | 44160
DATA NOT AVAILABLE | [5 empty] | DATA NOT AVAILABLE | WESSEX SOLAR POWER LIMITED | 12MW SOLAR EXPORT/IMPORT | ADAMS HILL FARM | CHAPMANSLADE | WESTBURY | SOMERSET | BA13 4AR | ENGLAND | 381365 | 148310 | MELKSHAM GSP | NORRINGTON | DATA NOT AVAILABLE | EHV | SOUTHERN ELECTRIC POWER DISTRIBUTION PLC | SOLAR | PHOTOVOLTAIC | NO | DATA NOT AVAILABLE | DATA NOT AVAILABLE | 12 | DATA NOT AVAILABLE | DATA NOT AVAILABLE | DATA NOT AVAILABLE | DATA NOT AVAILABLE | DATA NOT AVAILABLE | DATA NOT AVAILABLE | DATA NOT AVAILABLE | DATA NOT AVAILABLE | DATA NOT AVAILABLE | DATA NOT AVAILABLE | DATA NOT AVAILABLE | DATA NOT AVAILABLE | YES | ACCEPTED TO CONNECT | DATA NOT AVAILABLE | DATA NOT AVAILABLE | DATA NOT AVAILABLE | DATA NOT AVAILABLE | DATA NOT AVAILABLE | DATA NOT AVAILABLE | 12 | 12 | 12.6316 | 0.0855 | 0.09 | 45369 | DATA NOT AVAILABLE | N | DATA NOT AVAILABLE | DATA NOT AVAILABLE | DATA NOT AVAILABLE | DATA NOT AVAILABLE | DATA NOT AVAILABLE | 44034
DATA NOT AVAILABLE | [5 empty] | DATA NOT AVAILABLE | LOW CARBON UK SOLAR INVESTMENT COMPANY LIMITED | RY SOLAR PV AND BATTERY 49.9MW EXPORT 25MW IMPORT | PART HAVELEYS SOLAR PARK | WESTBURY COURT FARM MARSH GIBBON | BICESTER | OXFORDSHIRE | OX27 0AD | ENGLAND | 463295 | 223554 | EAST CLAYDON GSP | BICESTER NORTH | DATA NOT AVAILABLE | 132 | SOUTHERN ELECTRIC POWER DISTRIBUTION PLC | SOLAR | PHOTOVOLTAIC | NO | DATA NOT AVAILABLE | DATA NOT AVAILABLE | 45.5 | STORED ENERGY (ALL STORED ENERGY IRRESPECTVE OF THE ORIGINAL ENERGY SOURCE) | STORAGE - ELECTROCHEMICAL (BATTERIES) | DATA NOT AVAILABLE | DATA NOT AVAILABLE | DATA NOT AVAILABLE | 27.7 | DATA NOT AVAILABLE | DATA NOT AVAILABLE | DATA NOT AVAILABLE | DATA NOT AVAILABLE | DATA NOT AVAILABLE | DATA NOT AVAILABLE | DATA NOT AVAILABLE | ACCEPTED TO CONNECT | DATA NOT AVAILABLE | DATA NOT AVAILABLE | DATA NOT AVAILABLE | DATA NOT AVAILABLE | DATA NOT AVAILABLE | DATA NOT AVAILABLE | 45.5 | 45.5 | 47.8947 | 27.7 | 26.315 | 44099 | DATA NOT AVAILABLE | N | DATA NOT AVAILABLE | DATA NOT AVAILABLE | DATA NOT AVAILABLE | DATA NOT AVAILABLE | DATA NOT AVAILABLE | 44137
DATA NOT AVAILABLE | [5 empty] | DATA NOT AVAILABLE | LOW CARBON UK SOLAR INVESTMENT COMPANY LIMITED | RY 15MW SOLAR | WITHYBED SOLAR FARM | KINGS MANOR FARM | DATA NOT AVAILABLE | ISLE OF WIGHT | DATA NOT AVAILABLE | ENGLAND | 434704 | 87845 | FAWLEY GSP | COWES & WOOTTON COMMON | DATA NOT AVAILABLE | EHV | SOUTHERN ELECTRIC POWER DISTRIBUTION PLC | SOLAR | PHOTOVOLTAIC | NO | DATA NOT AVAILABLE | DATA NOT AVAILABLE | 15 | DATA NOT AVAILABLE | DATA NOT AVAILABLE | DATA NOT AVAILABLE | DATA NOT AVAILABLE | DATA NOT AVAILABLE | DATA NOT AVAILABLE | DATA NOT AVAILABLE | DATA NOT AVAILABLE | DATA NOT AVAILABLE | DATA NOT AVAILABLE | DATA NOT AVAILABLE | DATA NOT AVAILABLE | DATA NOT AVAILABLE | ACCEPTED TO CONNECT | DATA NOT AVAILABLE | DATA NOT AVAILABLE | DATA NOT AVAILABLE | DATA NOT AVAILABLE | DATA NOT AVAILABLE | DATA NOT AVAILABLE | 15 | 15 | 15.7895 | 0.055789 | 0.053 | 44879 | DATA NOT AVAILABLE | N | DATA NOT AVAILABLE | DATA NOT AVAILABLE | DATA NOT AVAILABLE | DATA NOT AVAILABLE | DATA NOT AVAILABLE | 44137
DATA NOT AVAILABLE | [5 empty] | DATA NOT AVAILABLE | LOW CARBON UK SOLAR INVESTMENT COMPANY LIMITED | 20MW SOLAR PV AND BATTERY. | PARK FARM | SHAFTESBURY ROAD | GILLINGHAM | SOMERSET | SP8 5JG | ENGLAND | 382223 | 125442 | MANNINGTON GSP | SHAFTESBURY | DATA NOT AVAILABLE | EHV | SOUTHERN ELECTRIC POWER DISTRIBUTION PLC | SOLAR | PHOTOVOLTAIC | NO | DATA NOT AVAILABLE | DATA NOT AVAILABLE | 40 | STORED ENERGY (ALL STORED ENERGY IRRESPECTVE OF THE ORIGINAL ENERGY SOURCE) | STORAGE - ELECTROCHEMICAL (BATTERIES) | DATA NOT AVAILABLE | DATA NOT AVAILABLE | DATA NOT AVAILABLE | 22.1579 | DATA NOT AVAILABLE | DATA NOT AVAILABLE | DATA NOT AVAILABLE | DATA NOT AVAILABLE | DATA NOT AVAILABLE | DATA NOT AVAILABLE | DATA NOT AVAILABLE | ACCEPTED TO CONNECT | DATA NOT AVAILABLE | DATA NOT AVAILABLE | DATA NOT AVAILABLE | DATA NOT AVAILABLE | DATA NOT AVAILABLE | DATA NOT AVAILABLE | 20 | 20 | 21.0526 | 19.9975 | 21.05 | 44085 | DATA NOT AVAILABLE | N | DATA NOT AVAILABLE | DATA NOT AVAILABLE | DATA NOT AVAILABLE | DATA NOT AVAILABLE | DATA NOT AVAILABLE | 44105
DATA NOT AVAILABLE | [5 empty] | DATA NOT AVAILABLE | INTELLIGENT ALTERNATIVES LIMITED | 18MW SOLAR PV | MALSHANGER | LAND AT MANOR FARM UPPER WOOTTON | TADLEY | HAMPSHIRE | RG26 5TH | ENGLAND | 457997 | 154655 | BRAMLEY (BASI) | BASINGSTOKE | HOUNDMILLS | 11 | SOUTHERN ELECTRIC POWER DISTRIBUTION PLC | SOLAR | PHOTOVOLTAIC | NO | DATA NOT AVAILABLE | DATA NOT AVAILABLE | 18 | DATA NOT AVAILABLE | DATA NOT AVAILABLE | DATA NOT AVAILABLE | DATA NOT AVAILABLE | DATA NOT AVAILABLE | DATA NOT AVAILABLE | DATA NOT AVAILABLE | DATA NOT AVAILABLE | DATA NOT AVAILABLE | DATA NOT AVAILABLE | DATA NOT AVAILABLE | DATA NOT AVAILABLE | DATA NOT AVAILABLE | ACCEPTED TO CONNECT | DATA NOT AVAILABLE | DATA NOT AVAILABLE | DATA NOT AVAILABLE | DATA NOT AVAILABLE | DATA NOT AVAILABLE | DATA NOT AVAILABLE | 18 | 18 | 18.9474 | 0.1 | 0.095 | 44176 | DATA NOT AVAILABLE | N | DATA NOT AVAILABLE | DATA NOT AVAILABLE | DATA NOT AVAILABLE | DATA NOT AVAILABLE | DATA NOT AVAILABLE | 44186
DATA NOT AVAILABLE | [5 empty] | DATA NOT AVAILABLE | JBM SOLAR PROJECTS 1 LTD | PV AND BATTERY | CORNER CORPSE SOLAR | STANTON FITZWARREN | SWINDON | WILTSHIRE | SN6 7SE | ENGLAND | 417999 | 190239 | MINETY GSP | DATA NOT AVAILABLE | DATA NOT AVAILABLE | 132 | SOUTHERN ELECTRIC POWER DISTRIBUTION PLC | SOLAR | PHOTOVOLTAIC | NO | DATA NOT AVAILABLE | DATA NOT AVAILABLE | 0.001 | STORED ENERGY (ALL STORED ENERGY IRRESPECTVE OF THE ORIGINAL ENERGY SOURCE) | STORAGE - ELECTROCHEMICAL (BATTERIES) | DATA NOT AVAILABLE | DATA NOT AVAILABLE | DATA NOT AVAILABLE | 10 | DATA NOT AVAILABLE | DATA NOT AVAILABLE | DATA NOT AVAILABLE | DATA NOT AVAILABLE | DATA NOT AVAILABLE | DATA NOT AVAILABLE | DATA NOT AVAILABLE | ACCEPTED TO CONNECT | DATA NOT AVAILABLE | DATA NOT AVAILABLE | DATA NOT AVAILABLE | DATA NOT AVAILABLE | DATA NOT AVAILABLE | DATA NOT AVAILABLE | 0.001 | 0.001 | 0.0010526 | 10 | 9.5 | 44109 | DATA NOT AVAILABLE | N | DATA NOT AVAILABLE | DATA NOT AVAILABLE | DATA NOT AVAILABLE | DATA NOT AVAILABLE | DATA NOT AVAILABLE | 44137
DATA NOT AVAILABLE | [5 empty] | DATA NOT AVAILABLE | ROADNIGHT TAYLOR LTD | TILBURY FARM | TILBURY FARM SOLAR & STORAGE | EYNSHAM ROAD BOTLEY | OXFORD | OXFORDSHIRE | OX2 9ND | ENGLAND | 448053 | 206513 | COWLEY GSP | OXFORD | OXFORD | 33 | SOUTHERN ELECTRIC POWER DISTRIBUTION PLC | SOLAR | PHOTOVOLTAIC | NO | DATA NOT AVAILABLE | DATA NOT AVAILABLE | 49.9 | DATA NOT AVAILABLE | DATA NOT AVAILABLE | DATA NOT AVAILABLE | DATA NOT AVAILABLE | DATA NOT AVAILABLE | DATA NOT AVAILABLE | DATA NOT AVAILABLE | DATA NOT AVAILABLE | DATA NOT AVAILABLE | DATA NOT AVAILABLE | DATA NOT AVAILABLE | DATA NOT AVAILABLE | DATA NOT AVAILABLE | ACCEPTED TO CONNECT | DATA NOT AVAILABLE | DATA NOT AVAILABLE | DATA NOT AVAILABLE | DATA NOT AVAILABLE | DATA NOT AVAILABLE | DATA NOT AVAILABLE | 49.9 | 49.9 | 52.5263 | 2 | 1.9 | 44180 | DATA NOT AVAILABLE | N | DATA NOT AVAILABLE | DATA NOT AVAILABLE | DATA NOT AVAILABLE | DATA NOT AVAILABLE | DATA NOT AVAILABLE | 44186
DATA NOT AVAILABLE | [5 empty] | DATA NOT AVAILABLE | SPING CHE LTD | HARDY SOLAR FARM - PV-REPLACE ENJ718 | FOSSIL FARM | WINFRITH NEWBURGH | DORCHESTER | DORSET | DT2 8DB | ENGLAND | 379826 | 84967 | MANNINGTON GSP | DATA NOT APPLICABLE | WINFRITH HEATH | 11 | SOUTHERN ELECTRIC POWER DISTRIBUTION PLC | SOLAR | PHOTOVOLTAIC | NO | DATA NOT AVAILABLE | DATA NOT AVAILABLE | 29.4 | DATA NOT AVAILABLE | DATA NOT AVAILABLE | DATA NOT AVAILABLE | DATA NOT AVAILABLE | DATA NOT AVAILABLE | DATA NOT AVAILABLE | DATA NOT AVAILABLE | DATA NOT AVAILABLE | DATA NOT AVAILABLE | DATA NOT AVAILABLE | DATA NOT AVAILABLE | DATA NOT AVAILABLE | DATA NOT AVAILABLE | ACCEPTED TO CONNECT | DATA NOT AVAILABLE | DATA NOT AVAILABLE | DATA NOT AVAILABLE | DATA NOT AVAILABLE | DATA NOT AVAILABLE | DATA NOT AVAILABLE | 29.4 | 29.4 | 30.9474 | 0.24737 | 0.235 | 44267 | DATA NOT AVAILABLE | N | DATA NOT AVAILABLE | DATA NOT AVAILABLE | DATA NOT AVAILABLE | DATA NOT AVAILABLE | DATA NOT AVAILABLE | 44294
DATA NOT AVAILABLE | [5 empty] | DATA NOT AVAILABLE | OPDE UK LIMITED | NON COMP 47.5MW - PV | RYCOTE FARM | RYCOTE LANE GREAT HASELEY | OXFORD | OXFORDSHIRE | OX9 2PA | ENGLAND | 466878 | 204199 | COWLEY GSP | COWLEY LOCAL | DATA NOT AVAILABLE | EHV | SOUTHERN ELECTRIC POWER DISTRIBUTION PLC | SOLAR | PHOTOVOLTAIC | NO | DATA NOT AVAILABLE | DATA NOT AVAILABLE | 47.5 | DATA NOT AVAILABLE | DATA NOT AVAILABLE | DATA NOT AVAILABLE | DATA NOT AVAILABLE | DATA NOT AVAILABLE | DATA NOT AVAILABLE | DATA NOT AVAILABLE | DATA NOT AVAILABLE | DATA NOT AVAILABLE | DATA NOT AVAILABLE | DATA NOT AVAILABLE | DATA NOT AVAILABLE | DATA NOT AVAILABLE | ACCEPTED TO CONNECT | DATA NOT AVAILABLE | DATA NOT AVAILABLE | DATA NOT AVAILABLE | DATA NOT AVAILABLE | DATA NOT AVAILABLE | DATA NOT AVAILABLE | 47.5 | 42 | 44.2105 | 0.63158 | 0.6 | 44237 | DATA NOT AVAILABLE | N | DATA NOT AVAILABLE | DATA NOT AVAILABLE | DATA NOT AVAILABLE | DATA NOT AVAILABLE | DATA NOT AVAILABLE | 44294
DATA NOT AVAILABLE | [5 empty] | DATA NOT AVAILABLE | FES SUPPORT SERVICES | 29.8MW - PV | LAIRD SOLAR FARM, LAIRD'S FARM | LOCHHEAD QUARRY | FORFAR | ANGUS | DD8 2HX | SCOTLAND | 346596 | 750949 | LUNANHEAD | DATA NOT APPLICABLE | DATA NOT AVAILABLE | EHV | SCOTTISH HYDRO ELECTRIC POWER DISTRIBUTION PLC | SOLAR | PHOTOVOLTAIC | NO | DATA NOT AVAILABLE | DATA NOT AVAILABLE | 29.8 | DATA NOT AVAILABLE | DATA NOT AVAILABLE | DATA NOT AVAILABLE | DATA NOT AVAILABLE | DATA NOT AVAILABLE | DATA NOT AVAILABLE | DATA NOT AVAILABLE | DATA NOT AVAILABLE | DATA NOT AVAILABLE | DATA NOT AVAILABLE | DATA NOT AVAILABLE | DATA NOT AVAILABLE | DATA NOT AVAILABLE | ACCEPTED TO CONNECT | DATA NOT AVAILABLE | DATA NOT AVAILABLE | DATA NOT AVAILABLE | DATA NOT AVAILABLE | DATA NOT AVAILABLE | DATA NOT AVAILABLE | 29.8 | 29.8 | 31.3684 | 0.10526 | 0.1 | 44264 | DATA NOT AVAILABLE | N | DATA NOT AVAILABLE | DATA NOT AVAILABLE | DATA NOT AVAILABLE | DATA NOT AVAILABLE | DATA NOT AVAILABLE | 44294
DATA NOT AVAILABLE | [5 empty] | DATA NOT AVAILABLE | RE PROJECTS DEVELOPMENT LIMITED | 23MW PV | LAND AT WESTLANDS FARM | WESTLANDS LANE | MELKSHAM | WILTSHIRE | SN12 7QQ | ENGLAND | 389145 | 166722 | MELKSHAM GSP | NORRINGTON | DATA NOT AVAILABLE | EHV | SOUTHERN ELECTRIC POWER DISTRIBUTION PLC | SOLAR | PHOTOVOLTAIC | NO | DATA NOT AVAILABLE | DATA NOT AVAILABLE | 23 | DATA NOT AVAILABLE | DATA NOT AVAILABLE | DATA NOT AVAILABLE | DATA NOT AVAILABLE | DATA NOT AVAILABLE | DATA NOT AVAILABLE | DATA NOT AVAILABLE | DATA NOT AVAILABLE | DATA NOT AVAILABLE | DATA NOT AVAILABLE | DATA NOT AVAILABLE | DATA NOT AVAILABLE | DATA NOT AVAILABLE | ACCEPTED TO CONNECT | DATA NOT AVAILABLE | DATA NOT AVAILABLE | DATA NOT AVAILABLE | DATA NOT AVAILABLE | DATA NOT AVAILABLE | DATA NOT AVAILABLE | 23 | 23 | 24.2105 | 0.55368 | 0.526 | 44144 | DATA NOT AVAILABLE | N | DATA NOT AVAILABLE | DATA NOT AVAILABLE | DATA NOT AVAILABLE | DATA NOT AVAILABLE | DATA NOT AVAILABLE | 44160
DATA NOT AVAILABLE | [5 empty] | DATA NOT AVAILABLE | LOW CARBON UK SOLAR INVESTMENT COMPANY LIMITED | SOLAR PV AND BATTERY 50MW IMPORT 50MW EXPORT | MONKLEY LANE SOLAR FARM | RODE FARM | FROME | SOMERSET | BA11 6QQ | ENGLAND | 381945 | 154019 | DATA NOT AVAILABLE | DATA NOT AVAILABLE | DATA NOT AVAILABLE | 132 | SOUTHERN ELECTRIC POWER DISTRIBUTION PLC | SOLAR | PHOTOVOLTAIC | NO | DATA NOT AVAILABLE | DATA NOT AVAILABLE | 50 | STORED ENERGY (ALL STORED ENERGY IRRESPECTVE OF THE ORIGINAL ENERGY SOURCE) | STORAGE - ELECTROCHEMICAL (BATTERIES) | DATA NOT AVAILABLE | DATA NOT AVAILABLE | DATA NOT AVAILABLE | 55.4021 | DATA NOT AVAILABLE | DATA NOT AVAILABLE | DATA NOT AVAILABLE | DATA NOT AVAILABLE | DATA NOT AVAILABLE | DATA NOT AVAILABLE | DATA NOT AVAILABLE | ACCEPTED TO CONNECT | DATA NOT AVAILABLE | DATA NOT AVAILABLE | DATA NOT AVAILABLE | DATA NOT AVAILABLE | DATA NOT AVAILABLE | DATA NOT AVAILABLE | 50 | 50 | 52.6316 | 55.4021 | 52.632 | 44131 | DATA NOT AVAILABLE | N | DATA NOT AVAILABLE | DATA NOT AVAILABLE | DATA NOT AVAILABLE | DATA NOT AVAILABLE | DATA NOT AVAILABLE | 44137
DATA NOT AVAILABLE | [5 empty] | DATA NOT AVAILABLE | WEST BERKSHIRE COUNCIL | 12MW PV | BLOOMFIELD SOLAR FARM | BLOOMFIELDHATCH LANE WOKEFIELD GRAZELEY GREEN | READING | BERKSHIRE | RG7 3AD | ENGLAND | 468476 | 165782 | BRAMLEY (FLEE) | BURGHFIELD RESERVE | DATA NOT AVAILABLE | EHV | SOUTHERN ELECTRIC POWER DISTRIBUTION PLC | SOLAR | PHOTOVOLTAIC | NO | DATA NOT AVAILABLE | DATA NOT AVAILABLE | 12 | DATA NOT AVAILABLE | DATA NOT AVAILABLE | DATA NOT AVAILABLE | DATA NOT AVAILABLE | DATA NOT AVAILABLE | DATA NOT AVAILABLE | DATA NOT AVAILABLE | DATA NOT AVAILABLE | DATA NOT AVAILABLE | DATA NOT AVAILABLE | DATA NOT AVAILABLE | DATA NOT AVAILABLE | DATA NOT AVAILABLE | ACCEPTED TO CONNECT | DATA NOT AVAILABLE | DATA NOT AVAILABLE | DATA NOT AVAILABLE | DATA NOT AVAILABLE | DATA NOT AVAILABLE | DATA NOT AVAILABLE | 12 | 12 | 12.6316 | 0.075 | 0.07125 | 44174 | DATA NOT AVAILABLE | N | DATA NOT AVAILABLE | DATA NOT AVAILABLE | DATA NOT AVAILABLE | DATA NOT AVAILABLE | DATA NOT AVAILABLE | 44186
DATA NOT AVAILABLE | [5 empty] | DATA NOT AVAILABLE | SOLAR 2 LIMITED | 49.9MW SOLAR FARM | LEWKNOR SOLAR | SALT LANE POSTCOMBE | OXFORD | OXFORDSHIRE | OX9 7EE | ENGLAND | 470937 | 199481 | COWLEY GSP | DATA NOT AVAILABLE | DATA NOT AVAILABLE | 132 | SOUTHERN ELECTRIC POWER DISTRIBUTION PLC | SOLAR | PHOTOVOLTAIC | NO | DATA NOT AVAILABLE | DATA NOT AVAILABLE | 49.9 | DATA NOT AVAILABLE | DATA NOT AVAILABLE | DATA NOT AVAILABLE | DATA NOT AVAILABLE | DATA NOT AVAILABLE | DATA NOT AVAILABLE | DATA NOT AVAILABLE | DATA NOT AVAILABLE | DATA NOT AVAILABLE | DATA NOT AVAILABLE | DATA NOT AVAILABLE | DATA NOT AVAILABLE | DATA NOT AVAILABLE | ACCEPTED TO CONNECT | DATA NOT AVAILABLE | DATA NOT AVAILABLE | DATA NOT AVAILABLE | DATA NOT AVAILABLE | DATA NOT AVAILABLE | DATA NOT AVAILABLE | 49.9 | 49.9 | 52.5263 | 0.35263 | 0.335 | 44455 | DATA NOT AVAILABLE | N | DATA NOT AVAILABLE | DATA NOT AVAILABLE | DATA NOT AVAILABLE | DATA NOT AVAILABLE | DATA NOT AVAILABLE | 44495
DATA NOT AVAILABLE | [5 empty] | DATA NOT AVAILABLE | SOLAR 2 LIMITED | OXFO 26MW SOLAR FARM | DATA NOT AVAILABLE | CUMNOR SOUTH CUMNOR | OXFORD | OXFORDSHIRE | OX2 9GR | ENGLAND | 448766 | 204831 | COWLEY GSP | DATA NOT AVAILABLE | DATA NOT AVAILABLE | EHV | SOUTHERN ELECTRIC POWER DISTRIBUTION PLC | SOLAR | PHOTOVOLTAIC | NO | DATA NOT AVAILABLE | DATA NOT AVAILABLE | 21 | DATA NOT AVAILABLE | DATA NOT AVAILABLE | DATA NOT AVAILABLE | DATA NOT AVAILABLE | DATA NOT AVAILABLE | DATA NOT AVAILABLE | DATA NOT AVAILABLE | DATA NOT AVAILABLE | DATA NOT AVAILABLE | DATA NOT AVAILABLE | DATA NOT AVAILABLE | DATA NOT AVAILABLE | DATA NOT AVAILABLE | ACCEPTED TO CONNECT | DATA NOT AVAILABLE | DATA NOT AVAILABLE | DATA NOT AVAILABLE | DATA NOT AVAILABLE | DATA NOT AVAILABLE | DATA NOT AVAILABLE | 21 | 21 | 22.1053 | 0.33263 | 0.316 | 44272 | DATA NOT AVAILABLE | N | DATA NOT AVAILABLE | DATA NOT AVAILABLE | DATA NOT AVAILABLE | DATA NOT AVAILABLE | DATA NOT AVAILABLE | 44294
DATA NOT AVAILABLE | [5 empty] | DATA NOT AVAILABLE | LOW CARBON UK SOLAR INVESTMENT COMPANY LIMITED | 9MW EXPORT AND 0.8 MW IMPORT PV/BATTERY | DOGDEAN SOLAR FARM | DOGDEAN FARM HOMINGTON | SALISBURY | WILTSHIRE | SP5 4NR | ENGLAND | 413419 | 127047 | MANNINGTON GSP | SALISBURY | HOMINGTON | 11 | SOUTHERN ELECTRIC POWER DISTRIBUTION PLC | SOLAR | PHOTOVOLTAIC | NO | DATA NOT AVAILABLE | DATA NOT AVAILABLE | 9.8 | STORED ENERGY (ALL STORED ENERGY IRRESPECTVE OF THE ORIGINAL ENERGY SOURCE) | STORAGE - ELECTROCHEMICAL (BATTERIES) | DATA NOT AVAILABLE | DATA NOT AVAILABLE | DATA NOT AVAILABLE | 0.88632 | DATA NOT AVAILABLE | DATA NOT AVAILABLE | DATA NOT AVAILABLE | DATA NOT AVAILABLE | DATA NOT AVAILABLE | DATA NOT AVAILABLE | DATA NOT AVAILABLE | ACCEPTED TO CONNECT | DATA NOT AVAILABLE | DATA NOT AVAILABLE | DATA NOT AVAILABLE | DATA NOT AVAILABLE | DATA NOT AVAILABLE | DATA NOT AVAILABLE | 9.8 | 9 | 9.4737 | 0.88632 | 0.842 | 45568 | DATA NOT AVAILABLE | N | DATA NOT AVAILABLE | DATA NOT AVAILABLE | DATA NOT AVAILABLE | DATA NOT AVAILABLE | DATA NOT AVAILABLE | 44377
DATA NOT AVAILABLE | [5 empty] | DATA NOT AVAILABLE | LOW CARBON UK SOLAR INVESTMENT COMPANY LIMITED | 9 MW EXPORT AND 1.5 MW IMPORT | DATA NOT AVAILABLE | DOGDEAN FARM HOMINGTON | SALISBURY | WILTSHIRE | SP5 4NR | ENGLAND | 413472 | 127060 | MANNINGTON GSP | SALISBURY | NETHERHAMPTON | 11 | SOUTHERN ELECTRIC POWER DISTRIBUTION PLC | SOLAR | PHOTOVOLTAIC | NO | DATA NOT AVAILABLE | DATA NOT AVAILABLE | 10 | DATA NOT AVAILABLE | DATA NOT AVAILABLE | DATA NOT AVAILABLE | DATA NOT AVAILABLE | DATA NOT AVAILABLE | DATA NOT AVAILABLE | DATA NOT AVAILABLE | DATA NOT AVAILABLE | DATA NOT AVAILABLE | DATA NOT AVAILABLE | DATA NOT AVAILABLE | DATA NOT AVAILABLE | DATA NOT AVAILABLE | ACCEPTED TO CONNECT | DATA NOT AVAILABLE | DATA NOT AVAILABLE | DATA NOT AVAILABLE | DATA NOT AVAILABLE | DATA NOT AVAILABLE | DATA NOT AVAILABLE | 10 | 9 | 9.4737 | 1.6621 | 1.579 | 45568 | DATA NOT AVAILABLE | N | DATA NOT AVAILABLE | DATA NOT AVAILABLE | DATA NOT AVAILABLE | DATA NOT AVAILABLE | DATA NOT AVAILABLE | 44440
DATA NOT AVAILABLE | [5 empty] | DATA NOT AVAILABLE | ECLIPSE POWER | 32MVA - PV & BATTERY (EXISING 12MW ENA914) | LYTCHETT SOLAR FARM | BLANDFORD ROAD NORTH | POOLE | DORSET | BH16 6AP | ENGLAND | 395744 | 93441 | MANNINGTON GSP | LYTCHETT | DATA NOT AVAILABLE | EHV | SOUTHERN ELECTRIC POWER DISTRIBUTION PLC | SOLAR | PHOTOVOLTAIC | NO | DATA NOT AVAILABLE | DATA NOT AVAILABLE | 64 | STORED ENERGY (ALL STORED ENERGY IRRESPECTVE OF THE ORIGINAL ENERGY SOURCE) | STORAGE - ELECTROCHEMICAL (BATTERIES) | DATA NOT AVAILABLE | DATA NOT AVAILABLE | DATA NOT AVAILABLE | 35.4568 | DATA NOT AVAILABLE | DATA NOT AVAILABLE | DATA NOT AVAILABLE | DATA NOT AVAILABLE | DATA NOT AVAILABLE | DATA NOT AVAILABLE | DATA NOT AVAILABLE | ACCEPTED TO CONNECT | DATA NOT AVAILABLE | DATA NOT AVAILABLE | DATA NOT AVAILABLE | DATA NOT AVAILABLE | DATA NOT AVAILABLE | DATA NOT AVAILABLE | 64 | 32 | 33.6842 | 35.4568 | 33.684 | 44375 | DATA NOT AVAILABLE | N | DATA NOT AVAILABLE | DATA NOT AVAILABLE | DATA NOT AVAILABLE | DATA NOT AVAILABLE | DATA NOT AVAILABLE | 44440
DATA NOT AVAILABLE | [5 empty] | DATA NOT AVAILABLE | RE PROJECTS DEVELOPMENT LTD | 39.96MW - PV | WHERWELL SOLAR FARM | SOUTH-WEST SIDE OF WINCHESTER ROAD WHERWELL | ANDOVER | HAMPSHIRE | SP11 7HW | ENGLAND | 437554 | 142086 | NURSLING GSP | DATA NOT AVAILABLE | DATA NOT AVAILABLE | 132 | SOUTHERN ELECTRIC POWER DISTRIBUTION PLC | SOLAR | PHOTOVOLTAIC | NO | DATA NOT AVAILABLE | DATA NOT AVAILABLE | 32.4 | DATA NOT AVAILABLE | DATA NOT AVAILABLE | DATA NOT AVAILABLE | DATA NOT AVAILABLE | DATA NOT AVAILABLE | DATA NOT AVAILABLE | DATA NOT AVAILABLE | DATA NOT AVAILABLE | DATA NOT AVAILABLE | DATA NOT AVAILABLE | DATA NOT AVAILABLE | DATA NOT AVAILABLE | DATA NOT AVAILABLE | ACCEPTED TO CONNECT | DATA NOT AVAILABLE | DATA NOT AVAILABLE | DATA NOT AVAILABLE | DATA NOT AVAILABLE | DATA NOT AVAILABLE | DATA NOT AVAILABLE | 32.4 | 32.4 | 34.1053 | 0.55368 | 0.526 | 44281 | DATA NOT AVAILABLE | N | DATA NOT AVAILABLE | DATA NOT AVAILABLE | DATA NOT AVAILABLE | DATA NOT AVAILABLE | DATA NOT AVAILABLE | 44321
DATA NOT AVAILABLE | [5 empty] | DATA NOT AVAILABLE | DNO CONSULTING LTD | 40MW - PV AND BATTERY | PARLEY COURT FARM | PARLEY GREEN LANE | BOURNEMOUTH | DORSET | BH23 6BB | ENGLAND | 409997 | 97268 | MANNINGTON GSP | REDHILL | REDHILL | 11 | SOUTHERN ELECTRIC POWER DISTRIBUTION PLC | SOLAR | PHOTOVOLTAIC | NO | DATA NOT AVAILABLE | DATA NOT AVAILABLE | 50 | STORED ENERGY (ALL STORED ENERGY IRRESPECTVE OF THE ORIGINAL ENERGY SOURCE) | STORAGE - ELECTROCHEMICAL (BATTERIES) | DATA NOT AVAILABLE | DATA NOT AVAILABLE | DATA NOT AVAILABLE | 11.08 | DATA NOT AVAILABLE | DATA NOT AVAILABLE | DATA NOT AVAILABLE | DATA NOT AVAILABLE | DATA NOT AVAILABLE | DATA NOT AVAILABLE | DATA NOT AVAILABLE | ACCEPTED TO CONNECT | DATA NOT AVAILABLE | DATA NOT AVAILABLE | DATA NOT AVAILABLE | DATA NOT AVAILABLE | DATA NOT AVAILABLE | DATA NOT AVAILABLE | 50 | 40 | 42.1053 | 11.08 | 10.526 | 44371 | DATA NOT AVAILABLE | N | DATA NOT AVAILABLE | DATA NOT AVAILABLE | DATA NOT AVAILABLE | DATA NOT AVAILABLE | DATA NOT AVAILABLE | 44405
DATA NOT AVAILABLE | [5 empty] | DATA NOT AVAILABLE | RENEWABLE CONNECTIONS DEVELOPMENTS LIMITED | 20MW - PV & BATTERY | MALHAM FARM SOLAR & STORAGE, MALHAM FARM 141-145 | WISBOROUGH GREEN | BILLINGSHURST | WEST SUSSEX | RH14 0AP | ENGLAND | 506034 | 128744 | BRAMLEY (FLEE) | FERNHURST | DATA NOT AVAILABLE | EHV | SOUTHERN ELECTRIC POWER DISTRIBUTION PLC | SOLAR | PHOTOVOLTAIC | NO | DATA NOT AVAILABLE | DATA NOT AVAILABLE | 20 | STORED ENERGY (ALL STORED ENERGY IRRESPECTVE OF THE ORIGINAL ENERGY SOURCE) | STORAGE - ELECTROCHEMICAL (BATTERIES) | DATA NOT AVAILABLE | DATA NOT AVAILABLE | DATA NOT AVAILABLE | 0.22211 | DATA NOT AVAILABLE | DATA NOT AVAILABLE | DATA NOT AVAILABLE | DATA NOT AVAILABLE | DATA NOT AVAILABLE | DATA NOT AVAILABLE | DATA NOT AVAILABLE | ACCEPTED TO CONNECT | DATA NOT AVAILABLE | DATA NOT AVAILABLE | DATA NOT AVAILABLE | DATA NOT AVAILABLE | DATA NOT AVAILABLE | DATA NOT AVAILABLE | 20 | 20 | 21.0526 | 0.22211 | 0.211 | 44396 | DATA NOT AVAILABLE | N | DATA NOT AVAILABLE | DATA NOT AVAILABLE | DATA NOT AVAILABLE | DATA NOT AVAILABLE | DATA NOT AVAILABLE | 44440
DATA NOT AVAILABLE | [5 empty] | DATA NOT AVAILABLE | ESM POWER LTD | 9.96MW - PV | DEVIZES, TOWNSEND FARM | POULSHOT | DEVIZES | WILTSHIRE | SN10 1SD | ENGLAND | 396401 | 158983 | MELKSHAM GSP | NORRINGTON | DATA NOT AVAILABLE | EHV | SOUTHERN ELECTRIC POWER DISTRIBUTION PLC | SOLAR | PHOTOVOLTAIC | NO | DATA NOT AVAILABLE | DATA NOT AVAILABLE | 9.96 | DATA NOT AVAILABLE | DATA NOT AVAILABLE | DATA NOT AVAILABLE | DATA NOT AVAILABLE | DATA NOT AVAILABLE | DATA NOT AVAILABLE | DATA NOT AVAILABLE | DATA NOT AVAILABLE | DATA NOT AVAILABLE | DATA NOT AVAILABLE | DATA NOT AVAILABLE | DATA NOT AVAILABLE | DATA NOT AVAILABLE | ACCEPTED TO CONNECT | DATA NOT AVAILABLE | DATA NOT AVAILABLE | DATA NOT AVAILABLE | DATA NOT AVAILABLE | DATA NOT AVAILABLE | DATA NOT AVAILABLE | 9.96 | 9.96 | 10.4842 | 0.11053 | 0.105 | 44265 | DATA NOT AVAILABLE | N | DATA NOT AVAILABLE | DATA NOT AVAILABLE | DATA NOT AVAILABLE | DATA NOT AVAILABLE | DATA NOT AVAILABLE | 44294
DATA NOT AVAILABLE | [5 empty] | DATA NOT AVAILABLE | ROADNIGHT TAYLOR LTD | 13.68MW - PV | NEWINGTON SOLAR PLANT, LAND AT NEWINGTON | CRAVEN ARMS | WALLINGFORD | OXFORDSHIRE | OX10 7AB | ENGLAND | 460390 | 195903 | COWLEY GSP | COWLEY LOCAL | BERINSFIELD | 11 | SOUTHERN ELECTRIC POWER DISTRIBUTION PLC | SOLAR | PHOTOVOLTAIC | NO | DATA NOT AVAILABLE | DATA NOT AVAILABLE | 13.68 | DATA NOT AVAILABLE | DATA NOT AVAILABLE | DATA NOT AVAILABLE | DATA NOT AVAILABLE | DATA NOT AVAILABLE | DATA NOT AVAILABLE | DATA NOT AVAILABLE | DATA NOT AVAILABLE | DATA NOT AVAILABLE | DATA NOT AVAILABLE | DATA NOT AVAILABLE | DATA NOT AVAILABLE | YES | ACCEPTED TO CONNECT | DATA NOT AVAILABLE | DATA NOT AVAILABLE | DATA NOT AVAILABLE | DATA NOT AVAILABLE | DATA NOT AVAILABLE | DATA NOT AVAILABLE | 13.68 | 13.68 | 14.4 | 0.15789 | 0.15 | 44278 | DATA NOT AVAILABLE | N | DATA NOT AVAILABLE | DATA NOT AVAILABLE | DATA NOT AVAILABLE | DATA NOT AVAILABLE | DATA NOT AVAILABLE | 44321
DATA NOT AVAILABLE | [5 empty] | DATA NOT AVAILABLE | SOLAR 2 LIMITED | 49.9MW - PV | MONK SHERBORNE SOLAR | QUEENS COTTAGES MONK SHERBORNE | BASINGSTOKE | HAMPSHIRE | RG23 8TH | ENGLAND | 460114 | 154460 | BRAMLEY (BASI) | BASINGSTOKE | OVERTON | 11 | SOUTHERN ELECTRIC POWER DISTRIBUTION PLC | SOLAR | PHOTOVOLTAIC | NO | DATA NOT AVAILABLE | DATA NOT AVAILABLE | 28 | DATA NOT AVAILABLE | DATA NOT AVAILABLE | DATA NOT AVAILABLE | DATA NOT AVAILABLE | DATA NOT AVAILABLE | DATA NOT AVAILABLE | DATA NOT AVAILABLE | DATA NOT AVAILABLE | DATA NOT AVAILABLE | DATA NOT AVAILABLE | DATA NOT AVAILABLE | DATA NOT AVAILABLE | DATA NOT AVAILABLE | ACCEPTED TO CONNECT | DATA NOT AVAILABLE | DATA NOT AVAILABLE | DATA NOT AVAILABLE | DATA NOT AVAILABLE | DATA NOT AVAILABLE | DATA NOT AVAILABLE | 28 | 28 | 29.4737 | 0.35263 | 0.335 | 44897 | DATA NOT AVAILABLE | N | DATA NOT AVAILABLE | DATA NOT AVAILABLE | DATA NOT AVAILABLE | DATA NOT AVAILABLE | DATA NOT AVAILABLE | 44321
DATA NOT AVAILABLE | [5 empty] | DATA NOT AVAILABLE | ESMART NETWORKS | OXFO 40MW PV | BF13A TAR FARM COTTAGE | TAR ROAD STANTON HARCOURT | WITNEY | OXFORDSHIRE | OX29 5AL | ENGLAND | 438790 | 206977 | COWLEY GSP | WITNEY | DATA NOT AVAILABLE | EHV | SOUTHERN ELECTRIC POWER DISTRIBUTION PLC | SOLAR | PHOTOVOLTAIC | NO | DATA NOT AVAILABLE | DATA NOT AVAILABLE | 33 | DATA NOT AVAILABLE | DATA NOT AVAILABLE | DATA NOT AVAILABLE | DATA NOT AVAILABLE | DATA NOT AVAILABLE | DATA NOT AVAILABLE | DATA NOT AVAILABLE | DATA NOT AVAILABLE | DATA NOT AVAILABLE | DATA NOT AVAILABLE | DATA NOT AVAILABLE | DATA NOT AVAILABLE | DATA NOT AVAILABLE | ACCEPTED TO CONNECT | DATA NOT AVAILABLE | DATA NOT AVAILABLE | DATA NOT AVAILABLE | DATA NOT AVAILABLE | DATA NOT AVAILABLE | DATA NOT AVAILABLE | 33 | 33 | 34.7368 | 0.21053 | 0.2 | 44349 | DATA NOT AVAILABLE | N | DATA NOT AVAILABLE | DATA NOT AVAILABLE | DATA NOT AVAILABLE | DATA NOT AVAILABLE | DATA NOT AVAILABLE | 44377
DATA NOT AVAILABLE | [5 empty] | DATA NOT AVAILABLE | RENEWABLE CONNECTIONS SOLAR HOLDINGS LIMITED | 24MW EXPORT 8.5MVA IMPORT | DATA NOT AVAILABLE | GRANGE FARM NORTH DENCHWORTH | WANTAGE | OXFORDSHIRE | OX12 0DW | ENGLAND | 438639 | 192824 | COWLEY GSP | DRAYTON | DATA NOT AVAILABLE | EHV | SOUTHERN ELECTRIC POWER DISTRIBUTION PLC | SOLAR | PHOTOVOLTAIC | NO | DATA NOT AVAILABLE | DATA NOT AVAILABLE | 24.045 | DATA NOT AVAILABLE | DATA NOT AVAILABLE | DATA NOT AVAILABLE | DATA NOT AVAILABLE | DATA NOT AVAILABLE | DATA NOT AVAILABLE | DATA NOT AVAILABLE | DATA NOT AVAILABLE | DATA NOT AVAILABLE | DATA NOT AVAILABLE | DATA NOT AVAILABLE | DATA NOT AVAILABLE | DATA NOT AVAILABLE | ACCEPTED TO CONNECT | DATA NOT AVAILABLE | DATA NOT AVAILABLE | DATA NOT AVAILABLE | DATA NOT AVAILABLE | DATA NOT AVAILABLE | DATA NOT AVAILABLE | 24.045 | 24 | 25.2632 | 0.26632 | 0.253 | 44187 | DATA NOT AVAILABLE | N | DATA NOT AVAILABLE | DATA NOT AVAILABLE | DATA NOT AVAILABLE | DATA NOT AVAILABLE | DATA NOT AVAILABLE | 44225
DATA NOT AVAILABLE | [5 empty] | DATA NOT AVAILABLE | DNO CONSULTING | FT WOODINGTON FARM PV | WOODINGTON FARM PV | WOODINGTON ROAD EAST WELLOW | ROMSEY | HAMPSHIRE | SO51 6DQ | ENGLAND | 431084 | 120457 | NURSLING GSP | DATA NOT AVAILABLE | DATA NOT AVAILABLE | 132 | SOUTHERN ELECTRIC POWER DISTRIBUTION PLC | SOLAR | PHOTOVOLTAIC | NO | DATA NOT AVAILABLE | DATA NOT AVAILABLE | 40 | DATA NOT AVAILABLE | DATA NOT AVAILABLE | DATA NOT AVAILABLE | DATA NOT AVAILABLE | DATA NOT AVAILABLE | DATA NOT AVAILABLE | DATA NOT AVAILABLE | DATA NOT AVAILABLE | DATA NOT AVAILABLE | DATA NOT AVAILABLE | DATA NOT AVAILABLE | DATA NOT AVAILABLE | DATA NOT AVAILABLE | ACCEPTED TO CONNECT | DATA NOT AVAILABLE | DATA NOT AVAILABLE | DATA NOT AVAILABLE | DATA NOT AVAILABLE | DATA NOT AVAILABLE | DATA NOT AVAILABLE | 40 | 40 | 42.1053 | 0.0010526 | 0.001 | 45411 | DATA NOT AVAILABLE | N | DATA NOT AVAILABLE | DATA NOT AVAILABLE | DATA NOT AVAILABLE | DATA NOT AVAILABLE | DATA NOT AVAILABLE | 44685
DATA NOT AVAILABLE | [5 empty] | DATA NOT AVAILABLE | INTELLIGENT ALTERNATIVES LIMITED | 10MW PV | DATA NOT AVAILABLE | DATA NOT AVAILABLE | DATA NOT AVAILABLE | DATA NOT AVAILABLE | DATA NOT AVAILABLE | ENGLAND | DATA NOT AVAILABLE | DATA NOT AVAILABLE | MELKSHAM GSP | NORRINGTON | DATA NOT AVAILABLE | EHV | SOUTHERN ELECTRIC POWER DISTRIBUTION PLC | SOLAR | PHOTOVOLTAIC | NO | DATA NOT AVAILABLE | DATA NOT AVAILABLE | 10 | DATA NOT AVAILABLE | DATA NOT AVAILABLE | DATA NOT AVAILABLE | DATA NOT AVAILABLE | DATA NOT AVAILABLE | DATA NOT AVAILABLE | DATA NOT AVAILABLE | DATA NOT AVAILABLE | DATA NOT AVAILABLE | DATA NOT AVAILABLE | DATA NOT AVAILABLE | DATA NOT AVAILABLE | YES | ACCEPTED TO CONNECT | DATA NOT AVAILABLE | DATA NOT AVAILABLE | DATA NOT AVAILABLE | DATA NOT AVAILABLE | DATA NOT AVAILABLE | DATA NOT AVAILABLE | 10 | 10 | 10.5263 | 0.10526 | 0.1 | 44315 | DATA NOT AVAILABLE | N | DATA NOT AVAILABLE | DATA NOT AVAILABLE | DATA NOT AVAILABLE | DATA NOT AVAILABLE | DATA NOT AVAILABLE | 44321
DATA NOT AVAILABLE | [5 empty] | DATA NOT AVAILABLE | AMBERSIDE ENERGY LTD | MELK CORNER CORPSE SOLAR - PV | CORNER COPSE SOLAR | STANTON FITZWARREN | SWINDON | SWINDON | SN6 7SE | ENGLAND | 417999 | 190239 | MINETY GSP | STRATTON | DATA NOT AVAILABLE | 132 | SOUTHERN ELECTRIC POWER DISTRIBUTION PLC | SOLAR | PHOTOVOLTAIC | NO | DATA NOT AVAILABLE | DATA NOT AVAILABLE | 49.9 | DATA NOT AVAILABLE | DATA NOT AVAILABLE | DATA NOT AVAILABLE | DATA NOT AVAILABLE | DATA NOT AVAILABLE | DATA NOT AVAILABLE | DATA NOT AVAILABLE | DATA NOT AVAILABLE | DATA NOT AVAILABLE | DATA NOT AVAILABLE | DATA NOT AVAILABLE | DATA NOT AVAILABLE | DATA NOT AVAILABLE | ACCEPTED TO CONNECT | DATA NOT AVAILABLE | DATA NOT AVAILABLE | DATA NOT AVAILABLE | DATA NOT AVAILABLE | DATA NOT AVAILABLE | DATA NOT AVAILABLE | 49.9 | 49.9 | 52.5263 | 11.08 | 10.526 | 44280 | DATA NOT AVAILABLE | N | DATA NOT AVAILABLE | DATA NOT AVAILABLE | DATA NOT AVAILABLE | DATA NOT AVAILABLE | DATA NOT AVAILABLE | 44321
DATA NOT AVAILABLE | [5 empty] | DATA NOT AVAILABLE | CONRAD ENERGY (DEVELOPMENTS) II LIMITED | QC 9MW PV | YEOVIL LEONARDO POWER GENERATION PLANT | LYSANDER ROAD | YEOVIL | SOMERSET | DATA NOT AVAILABLE | ENGLAND | DATA NOT AVAILABLE | DATA NOT AVAILABLE | AXMINSTER | YEOVIL | WEST HENDFORD | 11 | SOUTHERN ELECTRIC POWER DISTRIBUTION PLC | SOLAR | PHOTOVOLTAIC | NO | DATA NOT AVAILABLE | DATA NOT AVAILABLE | 9 | DATA NOT AVAILABLE | DATA NOT AVAILABLE | DATA NOT AVAILABLE | DATA NOT AVAILABLE | DATA NOT AVAILABLE | DATA NOT AVAILABLE | DATA NOT AVAILABLE | DATA NOT AVAILABLE | DATA NOT AVAILABLE | DATA NOT AVAILABLE | DATA NOT AVAILABLE | DATA NOT AVAILABLE | YES | ACCEPTED TO CONNECT | DATA NOT AVAILABLE | DATA NOT AVAILABLE | DATA NOT AVAILABLE | DATA NOT AVAILABLE | DATA NOT AVAILABLE | DATA NOT AVAILABLE | 9 | 6.08 | 6.4 | 0 | 0 | 45471 | DATA NOT AVAILABLE | N | DATA NOT AVAILABLE | DATA NOT AVAILABLE | DATA NOT AVAILABLE | DATA NOT AVAILABLE | DATA NOT AVAILABLE | 44321
DATA NOT AVAILABLE | [5 empty] | DATA NOT AVAILABLE | THAMES WATER UTILITIES LTD | 1.5MW-PV (999KW EXPORT) | LITTLE MARLOW TWUL PV | MUSCHALLIK ROAD OFF A4155 LITTLE MARLOW | MARLOW | BUCKINGHAMSHIRE | SL7 3RY | ENGLAND | 487523 | 187736 | AMERSHAM | LOUDWATER | WELL END | 11 | SOUTHERN ELECTRIC POWER DISTRIBUTION PLC | SOLAR | PHOTOVOLTAIC | NO | DATA NOT AVAILABLE | DATA NOT AVAILABLE | 1.5789 | DATA NOT AVAILABLE | DATA NOT AVAILABLE | DATA NOT AVAILABLE | DATA NOT AVAILABLE | DATA NOT AVAILABLE | DATA NOT AVAILABLE | DATA NOT AVAILABLE | DATA NOT AVAILABLE | DATA NOT AVAILABLE | DATA NOT AVAILABLE | DATA NOT AVAILABLE | DATA NOT AVAILABLE | DATA NOT AVAILABLE | ACCEPTED TO CONNECT | DATA NOT AVAILABLE | DATA NOT AVAILABLE | DATA NOT AVAILABLE | DATA NOT AVAILABLE | DATA NOT AVAILABLE | DATA NOT AVAILABLE | 1.5 | 0.999 | 1.0516 | 0 | 0 | 45413 | DATA NOT AVAILABLE | N | DATA NOT AVAILABLE | DATA NOT AVAILABLE | DATA NOT AVAILABLE | DATA NOT AVAILABLE | DATA NOT AVAILABLE | 44685
DATA NOT AVAILABLE | [5 empty] | DATA NOT AVAILABLE | UTILITY CONSULTANCY AND ENGINEERING LTD (UCE) | 7MW PV LIMITED TO 5MW & 3MW BATTERY | MINNIS FARM PV | WOODSTOCK ROAD YARNTON | KIDLINGTON | OXFORDSHIRE | OX5 1PQ | ENGLAND | 448604 | 211861 | COWLEY GSP | YARNTON | FLIT FARM PV GEN | 33 | SOUTHERN ELECTRIC POWER DISTRIBUTION PLC | SOLAR | PHOTOVOLTAIC | NO | DATA NOT AVAILABLE | DATA NOT AVAILABLE | 10 | STORED ENERGY (ALL STORED ENERGY IRRESPECTVE OF THE ORIGINAL ENERGY SOURCE) | STORAGE - ELECTROCHEMICAL (BATTERIES) | DATA NOT AVAILABLE | DATA NOT AVAILABLE | DATA NOT AVAILABLE | 3.3684 | DATA NOT AVAILABLE | DATA NOT AVAILABLE | DATA NOT AVAILABLE | DATA NOT AVAILABLE | DATA NOT AVAILABLE | DATA NOT AVAILABLE | DATA NOT AVAILABLE | ACCEPTED TO CONNECT | DATA NOT AVAILABLE | DATA NOT AVAILABLE | DATA NOT AVAILABLE | DATA NOT AVAILABLE | DATA NOT AVAILABLE | DATA NOT AVAILABLE | 10 | 5 | 5.2632 | 3.3684 | 3.2 | 44396 | DATA NOT AVAILABLE | N | DATA NOT AVAILABLE | DATA NOT AVAILABLE | DATA NOT AVAILABLE | DATA NOT AVAILABLE | DATA NOT AVAILABLE | 44440
DATA NOT AVAILABLE | [5 empty] | DATA NOT AVAILABLE | ETHICAL POWER LTD | EPG NETLEY SOLAR NORTH LTD 4.625MW - PV | NETLEY PV | PORTSMOUTH ROAD, BURSLEDON | SOUTHAMPTON | HAMPSHIRE | SO31 8BT | ENGLAND | 447013 | 110328 | BOTLEY WOOD GSP | NETLEY COMMON | DATA NOT AVAILABLE | EHV | SOUTHERN ELECTRIC POWER DISTRIBUTION PLC | SOLAR | PHOTOVOLTAIC | NO | DATA NOT AVAILABLE | DATA NOT AVAILABLE | 4.625 | DATA NOT AVAILABLE | DATA NOT AVAILABLE | DATA NOT AVAILABLE | DATA NOT AVAILABLE | DATA NOT AVAILABLE | DATA NOT AVAILABLE | DATA NOT AVAILABLE | DATA NOT AVAILABLE | DATA NOT AVAILABLE | DATA NOT AVAILABLE | DATA NOT AVAILABLE | DATA NOT AVAILABLE | DATA NOT AVAILABLE | ACCEPTED TO CONNECT | DATA NOT AVAILABLE | DATA NOT AVAILABLE | DATA NOT AVAILABLE | DATA NOT AVAILABLE | DATA NOT AVAILABLE | DATA NOT AVAILABLE | 4.625 | 0 | 0 | 0 | 0 | 44271 | DATA NOT AVAILABLE | N | DATA NOT AVAILABLE | DATA NOT AVAILABLE | DATA NOT AVAILABLE | DATA NOT AVAILABLE | DATA NOT AVAILABLE | 44294
DATA NOT AVAILABLE | [5 empty] | DATA NOT AVAILABLE | ANGLO RENEWABLES LIMITED | READ 25MW - PV | KINGSCLERE SOLAR FARM, STRATTONS FARM | A339 HEADLEY | THATCHAM | BASINGSTOKE AND DEANE DISTRICT (B) | RG20 4SZ | ENGLAND | 451470 | 160875 | BRAMLEY (ANDO-THAT) | THATCHAM | THATCHAM | 11 | SOUTHERN ELECTRIC POWER DISTRIBUTION PLC | SOLAR | PHOTOVOLTAIC | NO | DATA NOT AVAILABLE | DATA NOT AVAILABLE | 23 | DATA NOT AVAILABLE | DATA NOT AVAILABLE | DATA NOT AVAILABLE | DATA NOT AVAILABLE | DATA NOT AVAILABLE | DATA NOT AVAILABLE | DATA NOT AVAILABLE | DATA NOT AVAILABLE | DATA NOT AVAILABLE | DATA NOT AVAILABLE | DATA NOT AVAILABLE | DATA NOT AVAILABLE | DATA NOT AVAILABLE | ACCEPTED TO CONNECT | DATA NOT AVAILABLE | DATA NOT AVAILABLE | DATA NOT AVAILABLE | DATA NOT AVAILABLE | DATA NOT AVAILABLE | DATA NOT AVAILABLE | 23 | 23 | 24.2105 | 0.21053 | 0.2 | 44376 | DATA NOT AVAILABLE | N | DATA NOT AVAILABLE | DATA NOT AVAILABLE | DATA NOT AVAILABLE | DATA NOT AVAILABLE | DATA NOT AVAILABLE | 44405
DATA NOT AVAILABLE | [5 empty] | DATA NOT AVAILABLE | PELLIKAAN CONSTRUCTION LTD | SLOU - 330KW - PV | CARNIVAL LEISURE CENTRE AND LIBRARY | WELLINGTON ROAD | WOKINGHAM | BERKSHIRE | RG40 2AF | ENGLAND | 480910 | 168255 | BRAMLEY (FLEE) | WOKINGHAM | ELMS ROAD | 11 | SOUTHERN ELECTRIC POWER DISTRIBUTION PLC | SOLAR | PHOTOVOLTAIC | NO | DATA NOT AVAILABLE | DATA NOT AVAILABLE | 0.33 | DATA NOT AVAILABLE | DATA NOT AVAILABLE | DATA NOT AVAILABLE | DATA NOT AVAILABLE | DATA NOT AVAILABLE | DATA NOT AVAILABLE | DATA NOT AVAILABLE | DATA NOT AVAILABLE | DATA NOT AVAILABLE | DATA NOT AVAILABLE | DATA NOT AVAILABLE | DATA NOT AVAILABLE | DATA NOT AVAILABLE | ACCEPTED TO CONNECT | DATA NOT AVAILABLE | DATA NOT AVAILABLE | DATA NOT AVAILABLE | DATA NOT AVAILABLE | DATA NOT AVAILABLE | DATA NOT AVAILABLE | 0.33 | 0.33 | 0.34737 | 1.0526 | 1 | 44909 | DATA NOT AVAILABLE | N | DATA NOT AVAILABLE | DATA NOT AVAILABLE | DATA NOT AVAILABLE | DATA NOT AVAILABLE | DATA NOT AVAILABLE | 44644
DATA NOT AVAILABLE | [5 empty] | DATA NOT AVAILABLE | JBM SOLAR PROJECTS (UK) LTD | OXFO 35MW - PV & BATTERY | EYNSHAM ESTATE, | LAND AT SOUTH LEIGH | WITNEY | OXFORDSHIRE | OX29 6UP | ENGLAND | 438848 | 208866 | COWLEY GSP | WITNEY | WITNEY | EHV | SOUTHERN ELECTRIC POWER DISTRIBUTION PLC | SOLAR | PHOTOVOLTAIC | NO | DATA NOT AVAILABLE | DATA NOT AVAILABLE | 35 | STORED ENERGY (ALL STORED ENERGY IRRESPECTVE OF THE ORIGINAL ENERGY SOURCE) | STORAGE - ELECTROCHEMICAL (BATTERIES) | DATA NOT AVAILABLE | DATA NOT AVAILABLE | DATA NOT AVAILABLE | 5.2632 | DATA NOT AVAILABLE | DATA NOT AVAILABLE | DATA NOT AVAILABLE | DATA NOT AVAILABLE | DATA NOT AVAILABLE | DATA NOT AVAILABLE | YES | ACCEPTED TO CONNECT | DATA NOT AVAILABLE | DATA NOT AVAILABLE | DATA NOT AVAILABLE | DATA NOT AVAILABLE | DATA NOT AVAILABLE | DATA NOT AVAILABLE | 35 | 35 | 36.8421 | 5.2632 | 5 | 44482 | DATA NOT AVAILABLE | N | DATA NOT AVAILABLE | DATA NOT AVAILABLE | DATA NOT AVAILABLE | DATA NOT AVAILABLE | DATA NOT AVAILABLE | 44495
DATA NOT AVAILABLE | [5 empty] | DATA NOT AVAILABLE | INTELLIGENT ALTERNATIVES LIMITED | AUTHORISATION RM/MW | BRAINS FARM CIC | LAND ON THE SOUTH SIDE OF BRAINS FARM HORWOOD | WINCANTON | SOMERSET | BA8 0ES | ENGLAND | 370965 | 126079 | MANNINGTON GSP | SHAFTESBURY | WINCANTON | 11 | SOUTHERN ELECTRIC POWER DISTRIBUTION PLC | SOLAR | PHOTOVOLTAIC | NO | DATA NOT AVAILABLE | DATA NOT AVAILABLE | 10 | DATA NOT AVAILABLE | DATA NOT AVAILABLE | DATA NOT AVAILABLE | DATA NOT AVAILABLE | DATA NOT AVAILABLE | DATA NOT AVAILABLE | DATA NOT AVAILABLE | DATA NOT AVAILABLE | DATA NOT AVAILABLE | DATA NOT AVAILABLE | DATA NOT AVAILABLE | DATA NOT AVAILABLE | YES | ACCEPTED TO CONNECT | DATA NOT AVAILABLE | DATA NOT AVAILABLE | DATA NOT AVAILABLE | DATA NOT AVAILABLE | DATA NOT AVAILABLE | DATA NOT AVAILABLE | 10 | 9.9 | 10.4211 | 0.10526 | 0.1 | 44341 | DATA NOT AVAILABLE | N | DATA NOT AVAILABLE | DATA NOT AVAILABLE | DATA NOT AVAILABLE | DATA NOT AVAILABLE | DATA NOT AVAILABLE | 44377
DATA NOT AVAILABLE | [5 empty] | DATA NOT AVAILABLE | WESSEX SOLAR POWER LIMITED | 22MW - PV | HOLT LANE SOLAR PARK, LAND ADJOINING HOLT FARM | HOLT LANE HOOK | BASINGSTOKE | HAMPSHIRE | RG27 9ER | ENGLAND | 473495 | 153945 | BRAMLEY (FLEE) | COXMOOR WOOD | HOOK | 11 | SOUTHERN ELECTRIC POWER DISTRIBUTION PLC | SOLAR | PHOTOVOLTAIC | NO | DATA NOT AVAILABLE | DATA NOT AVAILABLE | 22 | DATA NOT AVAILABLE | DATA NOT AVAILABLE | DATA NOT AVAILABLE | DATA NOT AVAILABLE | DATA NOT AVAILABLE | DATA NOT AVAILABLE | DATA NOT AVAILABLE | DATA NOT AVAILABLE | DATA NOT AVAILABLE | DATA NOT AVAILABLE | DATA NOT AVAILABLE | DATA NOT AVAILABLE | DATA NOT AVAILABLE | ACCEPTED TO CONNECT | DATA NOT AVAILABLE | DATA NOT AVAILABLE | DATA NOT AVAILABLE | DATA NOT AVAILABLE | DATA NOT AVAILABLE | DATA NOT AVAILABLE | 22 | 22 | 23.1579 | 0.094737 | 0.09 | 44399 | DATA NOT AVAILABLE | N | DATA NOT AVAILABLE | DATA NOT AVAILABLE | DATA NOT AVAILABLE | DATA NOT AVAILABLE | DATA NOT AVAILABLE | 44440
DATA NOT AVAILABLE | [5 empty] | DATA NOT AVAILABLE | LIGHTSOURCE RENEWABLE UK DEVELOPMENT LIMITED | 1.2MW - PV | PANGBOURNE PV SOLAR PARK | BP CASTROL WHITCHURCH HILL | READING | OXFORDSHIRE | RG8 7QR | ENGLAND | 463872 | 178144 | BRAMLEY (FLEE) | BURGHFIELD RESERVE | WOODCOTE | 11 | SOUTHERN ELECTRIC POWER DISTRIBUTION PLC | SOLAR | PHOTOVOLTAIC | NO | DATA NOT AVAILABLE | DATA NOT AVAILABLE | 1.2 | DATA NOT AVAILABLE | DATA NOT AVAILABLE | DATA NOT AVAILABLE | DATA NOT AVAILABLE | DATA NOT AVAILABLE | DATA NOT AVAILABLE | DATA NOT AVAILABLE | DATA NOT AVAILABLE | DATA NOT AVAILABLE | DATA NOT AVAILABLE | DATA NOT AVAILABLE | DATA NOT AVAILABLE | DATA NOT AVAILABLE | ACCEPTED TO CONNECT | DATA NOT AVAILABLE | DATA NOT AVAILABLE | DATA NOT AVAILABLE | DATA NOT AVAILABLE | DATA NOT AVAILABLE | DATA NOT AVAILABLE | 1.2 | 0.78 | 0.82105 | 0 | 0 | 44487 | DATA NOT AVAILABLE | N | DATA NOT AVAILABLE | DATA NOT AVAILABLE | DATA NOT AVAILABLE | DATA NOT AVAILABLE | DATA NOT AVAILABLE | 44532
DATA NOT AVAILABLE | [5 empty] | DATA NOT AVAILABLE | EDEN RENEWABLES | READY - 40MW PV & BATTERY | BOSCOMBE DOWN SOLAR FARM, LAND ADJACENT TO | PORTON ROAD | SALISBURY | WILTSHIRE | SP4 0NF | ENGLAND | 417522 | 138219 | BRAMLEY (BASI) | BASINGSTOKE | STROUDLEY ROAD GEN | 33 | SOUTHERN ELECTRIC POWER DISTRIBUTION PLC | SOLAR | PHOTOVOLTAIC | NO | DATA NOT AVAILABLE | DATA NOT AVAILABLE | 40 | STORED ENERGY (ALL STORED ENERGY IRRESPECTVE OF THE ORIGINAL ENERGY SOURCE) | STORAGE - ELECTROCHEMICAL (BATTERIES) | DATA NOT AVAILABLE | DATA NOT AVAILABLE | DATA NOT AVAILABLE | 11.08 | DATA NOT AVAILABLE | DATA NOT AVAILABLE | DATA NOT AVAILABLE | DATA NOT AVAILABLE | DATA NOT AVAILABLE | DATA NOT AVAILABLE | YES | ACCEPTED TO CONNECT | DATA NOT AVAILABLE | DATA NOT AVAILABLE | DATA NOT AVAILABLE | DATA NOT AVAILABLE | DATA NOT AVAILABLE | DATA NOT AVAILABLE | 40 | 40 | 42.1053 | 11.08 | 10.526 | 44543 | DATA NOT AVAILABLE | N | DATA NOT AVAILABLE | DATA NOT AVAILABLE | DATA NOT AVAILABLE | DATA NOT AVAILABLE | DATA NOT AVAILABLE | 44588
DATA NOT AVAILABLE | [5 empty] | DATA NOT AVAILABLE | ECODEV GROUP LTD | 49.9MW PV & BATTERY | KEITHICK ESTATE SOLAR, AND BATTERY STORAGE PLANT | KEITHICK | COUPAR ANGUS | PERTH AND KINROSS | PH13 9NF | SCOTLAND | 320312 | 738538 | COUPAR ANGUS | DATA NOT APPLICABLE | COUPAR ANGUS GRID | 33 | SCOTTISH HYDRO ELECTRIC POWER DISTRIBUTION PLC | SOLAR | PHOTOVOLTAIC | NO | DATA NOT AVAILABLE | DATA NOT AVAILABLE | 112.5 | STORED ENERGY (ALL STORED ENERGY IRRESPECTVE OF THE ORIGINAL ENERGY SOURCE) | STORAGE - ELECTROCHEMICAL (BATTERIES) | DATA NOT AVAILABLE | DATA NOT AVAILABLE | DATA NOT AVAILABLE | 52.5263 | DATA NOT AVAILABLE | DATA NOT AVAILABLE | DATA NOT AVAILABLE | DATA NOT AVAILABLE | DATA NOT AVAILABLE | DATA NOT AVAILABLE | DATA NOT AVAILABLE | ACCEPTED TO CONNECT | DATA NOT AVAILABLE | DATA NOT AVAILABLE | DATA NOT AVAILABLE | DATA NOT AVAILABLE | DATA NOT AVAILABLE | DATA NOT AVAILABLE | 112.5 | 49.9 | 52.5263 | 52.5263 | 49.9 | 44370 | DATA NOT AVAILABLE | N | DATA NOT AVAILABLE | DATA NOT AVAILABLE | DATA NOT AVAILABLE | DATA NOT AVAILABLE | DATA NOT AVAILABLE | 44405
DATA NOT AVAILABLE | [5 empty] | DATA NOT AVAILABLE | WSE ARBORFIELD LIMITED | RY 3MW ADDCAP | ARBORFIELD SOLAR PARK | BARTLETTS FARM SWALLOWFIELD ROAD ARBORFIELD | WOKINGHAM | WOKINGHAM (B) | RG2 9JX | ENGLAND | 475283 | 166175 | BRAMLEY (FLEE) | READING | DATA NOT AVAILABLE | EHV | SOUTHERN ELECTRIC POWER DISTRIBUTION PLC | SOLAR | PHOTOVOLTAIC | NO | DATA NOT AVAILABLE | DATA NOT AVAILABLE | 3 | DATA NOT AVAILABLE | DATA NOT AVAILABLE | DATA NOT AVAILABLE | DATA NOT AVAILABLE | DATA NOT AVAILABLE | DATA NOT AVAILABLE | DATA NOT AVAILABLE | DATA NOT AVAILABLE | DATA NOT AVAILABLE | DATA NOT AVAILABLE | DATA NOT AVAILABLE | DATA NOT AVAILABLE | DATA NOT AVAILABLE | ACCEPTED TO CONNECT | DATA NOT AVAILABLE | DATA NOT AVAILABLE | DATA NOT AVAILABLE | DATA NOT AVAILABLE | DATA NOT AVAILABLE | DATA NOT AVAILABLE | 3 | 3 | 3.1579 | 0.11053 | 0.105 | 44377 | DATA NOT AVAILABLE | N | DATA NOT AVAILABLE | DATA NOT AVAILABLE | DATA NOT AVAILABLE | DATA NOT AVAILABLE | DATA NOT AVAILABLE | 44405
DATA NOT AVAILABLE | [5 empty] | DATA NOT AVAILABLE | DNO CONSULTING LIMITED | 20MW PV | KILN FIELDS PV, KILN FIELDS | READING ROAD HECKFIELD | HOOK | HAMPSHIRE | RG27 0LE | ENGLAND | 472536 | 160349 | BRAMLEY (BASI) | BASINGSTOKE | BRAMLEY GREEN | 11 | SOUTHERN ELECTRIC POWER DISTRIBUTION PLC | SOLAR | PHOTOVOLTAIC | NO | DATA NOT AVAILABLE | DATA NOT AVAILABLE | 20 | DATA NOT AVAILABLE | DATA NOT AVAILABLE | DATA NOT AVAILABLE | DATA NOT AVAILABLE | DATA NOT AVAILABLE | DATA NOT AVAILABLE | DATA NOT AVAILABLE | DATA NOT AVAILABLE | DATA NOT AVAILABLE | DATA NOT AVAILABLE | DATA NOT AVAILABLE | DATA NOT AVAILABLE | DATA NOT AVAILABLE | ACCEPTED TO CONNECT | DATA NOT AVAILABLE | DATA NOT AVAILABLE | DATA NOT AVAILABLE | DATA NOT AVAILABLE | DATA NOT AVAILABLE | DATA NOT AVAILABLE | 20 | 20 | 21.0526 | 0.094737 | 0.09 | 44440 | DATA NOT AVAILABLE | N | DATA NOT AVAILABLE | DATA NOT AVAILABLE | DATA NOT AVAILABLE | DATA NOT AVAILABLE | DATA NOT AVAILABLE | 44470
DATA NOT AVAILABLE | [5 empty] | DATA NOT AVAILABLE | SSE CONTRACTING | DATA NOT AVAILABLE | STFC - RAL SOLAR CAR PORTS | FERMI AVENUE HARWELL CAMPUS | DIDCOT | OXFORDSHIRE | OX11 0QX | ENGLAND | 447601 | 186447 | COWLEY GSP | DATA NOT APPLICABLE | HARWELL | HV | SOUTHERN ELECTRIC POWER DISTRIBUTION PLC | SOLAR | PHOTOVOLTAIC | NO | DATA NOT AVAILABLE | DATA NOT AVAILABLE | 3.128 | DATA NOT AVAILABLE | DATA NOT AVAILABLE | DATA NOT AVAILABLE | DATA NOT AVAILABLE | DATA NOT AVAILABLE | DATA NOT AVAILABLE | DATA NOT AVAILABLE | DATA NOT AVAILABLE | DATA NOT AVAILABLE | DATA NOT AVAILABLE | DATA NOT AVAILABLE | DATA NOT AVAILABLE | DATA NOT AVAILABLE | ACCEPTED TO CONNECT | DATA NOT AVAILABLE | DATA NOT AVAILABLE | DATA NOT AVAILABLE | DATA NOT AVAILABLE | DATA NOT AVAILABLE | DATA NOT AVAILABLE | 3.128 | 3.128 | 3.2926 | 0 | 0 | 44392 | DATA NOT AVAILABLE | N | DATA NOT AVAILABLE | DATA NOT AVAILABLE | DATA NOT AVAILABLE | DATA NOT AVAILABLE | DATA NOT AVAILABLE | 44440
DATA NOT AVAILABLE | [5 empty] | DATA NOT AVAILABLE | SOLAR 2 LIMITED | 49.9MW PV | COLLACE SOLAR, LAND AT MILTON OF COLLACE | BURRELTON | BLAIRGOWRIE | PERTHSHIRE AND KINROSS | PH13 9PR | SCOTLAND | 318689 | 734323 | COUPAR ANGUS | DATA NOT APPLICABLE | COUPAR ANGUS GRID | 33 | SCOTTISH HYDRO ELECTRIC POWER DISTRIBUTION PLC | SOLAR | PHOTOVOLTAIC | NO | DATA NOT AVAILABLE | DATA NOT AVAILABLE | 49.9 | DATA NOT AVAILABLE | DATA NOT AVAILABLE | DATA NOT AVAILABLE | DATA NOT AVAILABLE | DATA NOT AVAILABLE | DATA NOT AVAILABLE | DATA NOT AVAILABLE | DATA NOT AVAILABLE | DATA NOT AVAILABLE | DATA NOT AVAILABLE | DATA NOT AVAILABLE | DATA NOT AVAILABLE | DATA NOT AVAILABLE | ACCEPTED TO CONNECT | DATA NOT AVAILABLE | DATA NOT AVAILABLE | DATA NOT AVAILABLE | DATA NOT AVAILABLE | DATA NOT AVAILABLE | DATA NOT AVAILABLE | 49.9 | 49.9 | 52.5263 | 0.31579 | 0.3 | 44434 | DATA NOT AVAILABLE | N | DATA NOT AVAILABLE | DATA NOT AVAILABLE | DATA NOT AVAILABLE | DATA NOT AVAILABLE | DATA NOT AVAILABLE | 44470
DATA NOT AVAILABLE | [5 empty] | DATA NOT AVAILABLE | ADTEK LTD | 49.9MW - PV | COUPAR SOLAR FARM | COUPAR BURN COUPAR ANGUS | BLAIRGOWRIE | PERTHSHIRE AND KINROSS | PH13 9LZ | SCOTLAND | 321803 | 739631 | COUPAR ANGUS | DATA NOT APPLICABLE | COUPAR ANGUS GRID | 33 | SCOTTISH HYDRO ELECTRIC POWER DISTRIBUTION PLC | SOLAR | PHOTOVOLTAIC | NO | DATA NOT AVAILABLE | DATA NOT AVAILABLE | 49.9 | DATA NOT AVAILABLE | DATA NOT AVAILABLE | DATA NOT AVAILABLE | DATA NOT AVAILABLE | DATA NOT AVAILABLE | DATA NOT AVAILABLE | DATA NOT AVAILABLE | DATA NOT AVAILABLE | DATA NOT AVAILABLE | DATA NOT AVAILABLE | DATA NOT AVAILABLE | DATA NOT AVAILABLE | DATA NOT AVAILABLE | ACCEPTED TO CONNECT | DATA NOT AVAILABLE | DATA NOT AVAILABLE | DATA NOT AVAILABLE | DATA NOT AVAILABLE | DATA NOT AVAILABLE | DATA NOT AVAILABLE | 49.9 | 49.9 | 52.5263 | 0.31579 | 0.3 | 44434 | DATA NOT AVAILABLE | N | DATA NOT AVAILABLE | DATA NOT AVAILABLE | DATA NOT AVAILABLE | DATA NOT AVAILABLE | DATA NOT AVAILABLE | 44470
DATA NOT AVAILABLE | [5 empty] | DATA NOT AVAILABLE | INFINIS LIMITED | OXFO 20.5MW PV & LANDFILL GAS (ADD CAP) | SUTTON COURTENAY, APPLEFORD SIDINGS | SUTTON COURTENAY | ABINGDON | OXFORDSHIRE | OX14 4PW | ENGLAND | 451339 | 193674 | COWLEY GSP | DRAYTON | SUTTON COURTNEY | 33 | SOUTHERN ELECTRIC POWER DISTRIBUTION PLC | SOLAR | PHOTOVOLTAIC | NO | DATA NOT AVAILABLE | DATA NOT AVAILABLE | 12.5 | BIOFUEL - LANDFILL GAS | OTHER | DATA NOT AVAILABLE | DATA NOT AVAILABLE | DATA NOT AVAILABLE | 0 | DATA NOT AVAILABLE | DATA NOT AVAILABLE | DATA NOT AVAILABLE | DATA NOT AVAILABLE | DATA NOT AVAILABLE | DATA NOT AVAILABLE | DATA NOT AVAILABLE | ACCEPTED TO CONNECT | DATA NOT AVAILABLE | DATA NOT AVAILABLE | DATA NOT AVAILABLE | DATA NOT AVAILABLE | DATA NOT AVAILABLE | DATA NOT AVAILABLE | 12.5 | 12.5 | 13.1579 | 0 | 0 | 44517 | DATA NOT AVAILABLE | N | DATA NOT AVAILABLE | DATA NOT AVAILABLE | DATA NOT AVAILABLE | DATA NOT AVAILABLE | DATA NOT AVAILABLE | 44532
DATA NOT AVAILABLE | [5 empty] | DATA NOT AVAILABLE | ETHICAL POWER CONNECTIONS | PORT 9.75MW PV | FERRY FARM 3 NORTH | FERRY FARM SELSEY | CHICHESTER | WEST SUSSEX | PO20 9DR | ENGLAND | 485027 | 94693 | LOVEDEAN GSP | HUNSTON | SELSEY | 11 | SOUTHERN ELECTRIC POWER DISTRIBUTION PLC | SOLAR | PHOTOVOLTAIC | NO | DATA NOT AVAILABLE | DATA NOT AVAILABLE | 9.75 | DATA NOT AVAILABLE | DATA NOT AVAILABLE | DATA NOT AVAILABLE | DATA NOT AVAILABLE | DATA NOT AVAILABLE | DATA NOT AVAILABLE | DATA NOT AVAILABLE | DATA NOT AVAILABLE | DATA NOT AVAILABLE | DATA NOT AVAILABLE | DATA NOT AVAILABLE | DATA NOT AVAILABLE | YES | ACCEPTED TO CONNECT | DATA NOT AVAILABLE | DATA NOT AVAILABLE | DATA NOT AVAILABLE | DATA NOT AVAILABLE | DATA NOT AVAILABLE | DATA NOT AVAILABLE | 9.75 | 9.75 | 10.2632 | 0.10526 | 0.1 | 44553 | DATA NOT AVAILABLE | N | DATA NOT AVAILABLE | DATA NOT AVAILABLE | DATA NOT AVAILABLE | DATA NOT AVAILABLE | DATA NOT AVAILABLE | 44588
DATA NOT AVAILABLE | [5 empty] | DATA NOT AVAILABLE | ECO SUSTAINABLE SOLUTIONS LTD | DATA NOT AVAILABLE | ECO PARLEY GENERATION ADD CAP | DATA NOT AVAILABLE | CHRISTCHURCH | DORSET | BH23 6BG | ENGLAND | 410020 | 99003 | MANNINGTON GSP | REDHILL | PARLEY HUB PV | 33 | SOUTHERN ELECTRIC POWER DISTRIBUTION PLC | SOLAR | PHOTOVOLTAIC | NO | DATA NOT AVAILABLE | DATA NOT AVAILABLE | 8.69 | DATA NOT AVAILABLE | DATA NOT AVAILABLE | DATA NOT AVAILABLE | DATA NOT AVAILABLE | DATA NOT AVAILABLE | DATA NOT AVAILABLE | DATA NOT AVAILABLE | DATA NOT AVAILABLE | DATA NOT AVAILABLE | DATA NOT AVAILABLE | DATA NOT AVAILABLE | DATA NOT AVAILABLE | DATA NOT AVAILABLE | ACCEPTED TO CONNECT | DATA NOT AVAILABLE | DATA NOT AVAILABLE | DATA NOT AVAILABLE | DATA NOT AVAILABLE | DATA NOT AVAILABLE | DATA NOT AVAILABLE | 8.69 | 8.69 | 9.1474 | 0 | 0 | 44452 | DATA NOT AVAILABLE | N | DATA NOT AVAILABLE | DATA NOT AVAILABLE | DATA NOT AVAILABLE | DATA NOT AVAILABLE | DATA NOT AVAILABLE | 44470
DATA NOT AVAILABLE | [5 empty] | DATA NOT AVAILABLE | CERTUS UTILITY CONSULTING LTD | 49.9MW PV | FAIRTHORNE GRANGE RAGLINGTON | A334 SHEDFIELD | SOUTHAMPTON | HAMPSHIRE | SO32 2HL | ENGLAND | 454303 | 113436 | BOTLEY WOOD GSP | DATA NOT AVAILABLE | DATA NOT AVAILABLE | 132 | SOUTHERN ELECTRIC POWER DISTRIBUTION PLC | SOLAR | PHOTOVOLTAIC | NO | DATA NOT AVAILABLE | DATA NOT AVAILABLE | 54 | DATA NOT AVAILABLE | DATA NOT AVAILABLE | DATA NOT AVAILABLE | DATA NOT AVAILABLE | DATA NOT AVAILABLE | DATA NOT AVAILABLE | DATA NOT AVAILABLE | DATA NOT AVAILABLE | DATA NOT AVAILABLE | DATA NOT AVAILABLE | DATA NOT AVAILABLE | DATA NOT AVAILABLE | DATA NOT AVAILABLE | ACCEPTED TO CONNECT | DATA NOT AVAILABLE | DATA NOT AVAILABLE | DATA NOT AVAILABLE | DATA NOT AVAILABLE | DATA NOT AVAILABLE | DATA NOT AVAILABLE | 54 | 49.9 | 52.5263 | 0.52632 | 0.5 | 44467 | DATA NOT AVAILABLE | N | DATA NOT AVAILABLE | DATA NOT AVAILABLE | DATA NOT AVAILABLE | DATA NOT AVAILABLE | DATA NOT AVAILABLE | 44936
DATA NOT AVAILABLE | [5 empty] | DATA NOT AVAILABLE | MARTIFER SOLAR UK LTD | HIGHER STOCKBRIDGE FARM PV | HIGHER STOCKBRIDGE FARM PV | LONGBURTON | SHERBORNE | DORSET | DT9 6EP | ENGLAND | 363877 | 111078 | AXMINSTER | DATA NOT AVAILABLE | DATA NOT AVAILABLE | 132 | SOUTHERN ELECTRIC POWER DISTRIBUTION PLC | SOLAR | PHOTOVOLTAIC | NO | DATA NOT AVAILABLE | DATA NOT AVAILABLE | 35 | DATA NOT AVAILABLE | DATA NOT AVAILABLE | DATA NOT AVAILABLE | DATA NOT AVAILABLE | DATA NOT AVAILABLE | DATA NOT AVAILABLE | DATA NOT AVAILABLE | DATA NOT AVAILABLE | DATA NOT AVAILABLE | DATA NOT AVAILABLE | DATA NOT AVAILABLE | DATA NOT AVAILABLE | DATA NOT AVAILABLE | ACCEPTED TO CONNECT | DATA NOT AVAILABLE | DATA NOT AVAILABLE | DATA NOT AVAILABLE | DATA NOT AVAILABLE | DATA NOT AVAILABLE | DATA NOT AVAILABLE | 35 | 35 | 36.8421 | 0.44737 | 0.425 | 44586 | DATA NOT AVAILABLE | N | DATA NOT AVAILABLE | DATA NOT AVAILABLE | DATA NOT AVAILABLE | DATA NOT AVAILABLE | DATA NOT AVAILABLE | 44617
DATA NOT AVAILABLE | [5 empty] | DATA NOT AVAILABLE | RENEWABLE ENERGY SYSTEMS LIMITED | 49.9MW PV | NUNEHAM SOLAR, THE ESTATE OFFICE | THE BOOK REPOSITORY NUNEHAM COURTENAY | OXFORD | OXFORDSHIRE | OX4 4YR | ENGLAND | 453646 | 200757 | COWLEY GSP | OXFORD | OXFORD | 33 | SOUTHERN ELECTRIC POWER DISTRIBUTION PLC | SOLAR | PHOTOVOLTAIC | NO | DATA NOT AVAILABLE | DATA NOT AVAILABLE | 49.99 | DATA NOT AVAILABLE | DATA NOT AVAILABLE | DATA NOT AVAILABLE | DATA NOT AVAILABLE | DATA NOT AVAILABLE | DATA NOT AVAILABLE | DATA NOT AVAILABLE | DATA NOT AVAILABLE | DATA NOT AVAILABLE | DATA NOT AVAILABLE | DATA NOT AVAILABLE | DATA NOT AVAILABLE | DATA NOT AVAILABLE | ACCEPTED TO CONNECT | DATA NOT AVAILABLE | DATA NOT AVAILABLE | DATA NOT AVAILABLE | DATA NOT AVAILABLE | DATA NOT AVAILABLE | DATA NOT AVAILABLE | 49.99 | 49.99 | 52.6211 | 0 | 0 | 45301 | DATA NOT AVAILABLE | N | DATA NOT AVAILABLE | DATA NOT AVAILABLE | DATA NOT AVAILABLE | DATA NOT AVAILABLE | DATA NOT AVAILABLE | 44495
DATA NOT AVAILABLE | [5 empty] | DATA NOT AVAILABLE | EXAGEN DEVELOPMENT LIMITED | AUTH & QCA - 60MW PV & BATTERY | DRAYTON | ADJ MILLETTS FARM, KINGSTON ROAD FYFIELD WICK | ABINGDON | OXFORDSHIRE | OX13 5HB | ENGLAND | 442838 | 197262 | COWLEY GSP | DRAYTON | DATA NOT AVAILABLE | 132 | SOUTHERN ELECTRIC POWER DISTRIBUTION PLC | SOLAR | PHOTOVOLTAIC | NO | DATA NOT AVAILABLE | DATA NOT AVAILABLE | 60 | STORED ENERGY (ALL STORED ENERGY IRRESPECTVE OF THE ORIGINAL ENERGY SOURCE) | STORAGE - ELECTROCHEMICAL (BATTERIES) | DATA NOT AVAILABLE | DATA NOT AVAILABLE | DATA NOT AVAILABLE | 21.0526 | DATA NOT AVAILABLE | DATA NOT AVAILABLE | DATA NOT AVAILABLE | DATA NOT AVAILABLE | DATA NOT AVAILABLE | DATA NOT AVAILABLE | DATA NOT AVAILABLE | ACCEPTED TO CONNECT | DATA NOT AVAILABLE | DATA NOT AVAILABLE | DATA NOT AVAILABLE | DATA NOT AVAILABLE | DATA NOT AVAILABLE | DATA NOT AVAILABLE | 60 | 60 | 63.1579 | 21.0526 | 20 | 44565 | DATA NOT AVAILABLE | N | DATA NOT AVAILABLE | DATA NOT AVAILABLE | DATA NOT AVAILABLE | DATA NOT AVAILABLE | DATA NOT AVAILABLE | 44588
DATA NOT AVAILABLE | [5 empty] | DATA NOT AVAILABLE | LOCOGEN SOLAR DEVELOPMENTS LTD | 9.9MW PV | MID WHITESTONES FARM | NEW BYTH | TURRIFF | ABERDEENSHIRE | AB53 5YB | SCOTLAND | 383522 | 852112 | STRICHEN | DATA NOT APPLICABLE | STRICHEN GRID | 33 | SCOTTISH HYDRO ELECTRIC POWER DISTRIBUTION PLC | SOLAR | PHOTOVOLTAIC | NO | DATA NOT AVAILABLE | DATA NOT AVAILABLE | 9.9 | STORED ENERGY (ALL STORED ENERGY IRRESPECTVE OF THE ORIGINAL ENERGY SOURCE) | STORAGE - ELECTROCHEMICAL (BATTERIES) | DATA NOT AVAILABLE | DATA NOT AVAILABLE | DATA NOT AVAILABLE | 0.10421 | DATA NOT AVAILABLE | DATA NOT AVAILABLE | DATA NOT AVAILABLE | DATA NOT AVAILABLE | DATA NOT AVAILABLE | DATA NOT AVAILABLE | DATA NOT AVAILABLE | ACCEPTED TO CONNECT | DATA NOT AVAILABLE | DATA NOT AVAILABLE | DATA NOT AVAILABLE | DATA NOT AVAILABLE | DATA NOT AVAILABLE | DATA NOT AVAILABLE | 9.9 | 9.9 | 10.4211 | 0.10421 | 0.099 | 44650 | DATA NOT AVAILABLE | N | DATA NOT AVAILABLE | DATA NOT AVAILABLE | DATA NOT AVAILABLE | DATA NOT AVAILABLE | DATA NOT AVAILABLE | 44685
DATA NOT AVAILABLE | [5 empty] | DATA NOT AVAILABLE | BALANCED GRID SOLUTIONS LIMITED | 24MW SOLAR | FAREHAM SOLAR 3 | TANNERS LANE | FAREHAM | HAMPSHIRE | PO14 1BL | ENGLAND | 457168 | 103930 | LOVEDEAN GSP | FAREHAM | FAREHAM | 33 | SOUTHERN ELECTRIC POWER DISTRIBUTION PLC | SOLAR | PHOTOVOLTAIC | NO | DATA NOT AVAILABLE | DATA NOT AVAILABLE | 24 | DATA NOT AVAILABLE | DATA NOT AVAILABLE | DATA NOT AVAILABLE | DATA NOT AVAILABLE | DATA NOT AVAILABLE | DATA NOT AVAILABLE | DATA NOT AVAILABLE | DATA NOT AVAILABLE | DATA NOT AVAILABLE | DATA NOT AVAILABLE | DATA NOT AVAILABLE | DATA NOT AVAILABLE | DATA NOT AVAILABLE | ACCEPTED TO CONNECT | DATA NOT AVAILABLE | DATA NOT AVAILABLE | DATA NOT AVAILABLE | DATA NOT AVAILABLE | DATA NOT AVAILABLE | DATA NOT AVAILABLE | 24 | 24 | 25.2632 | 0.49053 | 0.466 | 44511 | DATA NOT AVAILABLE | N | DATA NOT AVAILABLE | DATA NOT AVAILABLE | DATA NOT AVAILABLE | DATA NOT AVAILABLE | DATA NOT AVAILABLE | 44532
DATA NOT AVAILABLE | [5 empty] | DATA NOT AVAILABLE | UK POWER SOLUTIONS LTD | 500KW PV & 1,000 KVA DEMAND | UNIT C CIC | VALERY ROAD SYMMETRY PARK | BICESTER | OXFORDSHIRE | OX26 6HQ | ENGLAND | 459829 | 220654 | COWLEY GSP | HEADINGTON | ARNCOTT | 33 | SOUTHERN ELECTRIC POWER DISTRIBUTION PLC | SOLAR | PHOTOVOLTAIC | NO | DATA NOT AVAILABLE | DATA NOT AVAILABLE | 0.5 | DATA NOT AVAILABLE | DATA NOT AVAILABLE | DATA NOT AVAILABLE | DATA NOT AVAILABLE | DATA NOT AVAILABLE | DATA NOT AVAILABLE | DATA NOT AVAILABLE | DATA NOT AVAILABLE | DATA NOT AVAILABLE | DATA NOT AVAILABLE | DATA NOT AVAILABLE | DATA NOT AVAILABLE | DATA NOT AVAILABLE | ACCEPTED TO CONNECT | DATA NOT AVAILABLE | DATA NOT AVAILABLE | DATA NOT AVAILABLE | DATA NOT AVAILABLE | DATA NOT AVAILABLE | DATA NOT AVAILABLE | 0.5 | 0.5 | 0.52632 | 1.0526 | 1 | 44510 | DATA NOT AVAILABLE | N | DATA NOT AVAILABLE | DATA NOT AVAILABLE | DATA NOT AVAILABLE | DATA NOT AVAILABLE | DATA NOT AVAILABLE | 44644
DATA NOT AVAILABLE | [5 empty] | DATA NOT AVAILABLE | AVON UTILITIES AND GENERATION LTD | 100MW PV | ENGLEFIELD ESTATE SOLAR | LAND AT ENGLESFIELD ESTATE | READING | BERKSHIRE | RG7 1LJ | ENGLAND | 469005 | 167553 | BRAMLEY (BASI) | DATA NOT AVAILABLE | DATA NOT AVAILABLE | 132 | SOUTHERN ELECTRIC POWER DISTRIBUTION PLC | SOLAR | PHOTOVOLTAIC | NO | DATA NOT AVAILABLE | DATA NOT AVAILABLE | 100 | DATA NOT AVAILABLE | DATA NOT AVAILABLE | DATA NOT AVAILABLE | DATA NOT AVAILABLE | DATA NOT AVAILABLE | DATA NOT AVAILABLE | DATA NOT AVAILABLE | DATA NOT AVAILABLE | DATA NOT AVAILABLE | DATA NOT AVAILABLE | DATA NOT AVAILABLE | DATA NOT AVAILABLE | DATA NOT AVAILABLE | ACCEPTED TO CONNECT | DATA NOT AVAILABLE | DATA NOT AVAILABLE | DATA NOT AVAILABLE | DATA NOT AVAILABLE | DATA NOT AVAILABLE | DATA NOT AVAILABLE | 100 | 100 | 105.2632 | 0.15789 | 0.15 | 44455 | DATA NOT AVAILABLE | N | DATA NOT AVAILABLE | DATA NOT AVAILABLE | DATA NOT AVAILABLE | DATA NOT AVAILABLE | DATA NOT AVAILABLE | 44495
DATA NOT AVAILABLE | [5 empty] | DATA NOT AVAILABLE | MEADOW BLUE COMMUNITY ENERGY LIMITED | 5.81MW | MERSTON FARM | PAGHAM ROAD | CHICHESTER | WEST SUSSEX | PO20 1EE | ENGLAND | 489581 | 102796 | LOVEDEAN GSP | HUNSTON | MERSTON PV | 33 | SOUTHERN ELECTRIC POWER DISTRIBUTION PLC | SOLAR | PHOTOVOLTAIC | NO | DATA NOT AVAILABLE | DATA NOT AVAILABLE | 1.8 | DATA NOT AVAILABLE | DATA NOT AVAILABLE | DATA NOT AVAILABLE | DATA NOT AVAILABLE | DATA NOT AVAILABLE | DATA NOT AVAILABLE | DATA NOT AVAILABLE | DATA NOT AVAILABLE | DATA NOT AVAILABLE | DATA NOT AVAILABLE | DATA NOT AVAILABLE | DATA NOT AVAILABLE | DATA NOT AVAILABLE | ACCEPTED TO CONNECT | DATA NOT AVAILABLE | DATA NOT AVAILABLE | DATA NOT AVAILABLE | DATA NOT AVAILABLE | DATA NOT AVAILABLE | DATA NOT AVAILABLE | 1.8 | 1.8 | 1.8947 | 0 | 0 | 44489 | DATA NOT AVAILABLE | N | DATA NOT AVAILABLE | DATA NOT AVAILABLE | DATA NOT AVAILABLE | DATA NOT AVAILABLE | DATA NOT AVAILABLE | 44532
DATA NOT AVAILABLE | [5 empty] | DATA NOT AVAILABLE | ENERGY & SYSTEM TECHNICAL LTD | DATA NOT AVAILABLE | BRIDDLESFORD LODGE | LAND OFF WHITERAILS ROAD WOOTTON BRIDGE | RYDE | ISLE OF WIGHT | PO33 4RH | ENGLAND | 452877 | 90498 | FAWLEY GSP | COWES & WOOTTON COMMON | VENTNOR | 11 | SOUTHERN ELECTRIC POWER DISTRIBUTION PLC | SOLAR | PHOTOVOLTAIC | NO | DATA NOT AVAILABLE | DATA NOT AVAILABLE | 28.5 | DATA NOT AVAILABLE | DATA NOT AVAILABLE | DATA NOT AVAILABLE | DATA NOT AVAILABLE | DATA NOT AVAILABLE | DATA NOT AVAILABLE | DATA NOT AVAILABLE | DATA NOT AVAILABLE | DATA NOT AVAILABLE | DATA NOT AVAILABLE | DATA NOT AVAILABLE | DATA NOT AVAILABLE | DATA NOT AVAILABLE | ACCEPTED TO CONNECT | DATA NOT AVAILABLE | DATA NOT AVAILABLE | DATA NOT AVAILABLE | DATA NOT AVAILABLE | DATA NOT AVAILABLE | DATA NOT AVAILABLE | 28.5 | 28.5 | 30 | 31.5789 | 30 | 44621 | DATA NOT AVAILABLE | N | DATA NOT AVAILABLE | DATA NOT AVAILABLE | DATA NOT AVAILABLE | DATA NOT AVAILABLE | DATA NOT AVAILABLE | 44644
DATA NOT AVAILABLE | [5 empty] | DATA NOT AVAILABLE | CONRAD ENERGY (DEVELOPMENTS) II LIMITED | 49.9MW SOLAR.WICKHAM | WICKHAM PV PLANT, LAND AT HIGGLERS FARM | TITCHFIELD LANE WICKHAM | FAREHAM | HAMPSHIRE | PO17 5PQ | ENGLAND | 455620 | 110613 | BOTLEY WOOD GSP | BOTLEY WOOD | BOTLEY WOOD | 132 | SOUTHERN ELECTRIC POWER DISTRIBUTION PLC | SOLAR | PHOTOVOLTAIC | NO | DATA NOT AVAILABLE | DATA NOT AVAILABLE | 49.92 | DATA NOT AVAILABLE | DATA NOT AVAILABLE | DATA NOT AVAILABLE | DATA NOT AVAILABLE | DATA NOT AVAILABLE | DATA NOT AVAILABLE | DATA NOT AVAILABLE | DATA NOT AVAILABLE | DATA NOT AVAILABLE | DATA NOT AVAILABLE | DATA NOT AVAILABLE | DATA NOT AVAILABLE | DATA NOT AVAILABLE | ACCEPTED TO CONNECT | DATA NOT AVAILABLE | DATA NOT AVAILABLE | DATA NOT AVAILABLE | DATA NOT AVAILABLE | DATA NOT AVAILABLE | DATA NOT AVAILABLE | 49.92 | 49.92 | 52.5474 | 0.33263 | 0.316 | 44624 | DATA NOT AVAILABLE | N | DATA NOT AVAILABLE | DATA NOT AVAILABLE | DATA NOT AVAILABLE | DATA NOT AVAILABLE | DATA NOT AVAILABLE | 44644
DATA NOT AVAILABLE | [5 empty] | DATA NOT AVAILABLE | ECODEV GROUP LTD | 37.5MW GEN PV & BATT / 16MW EXPORT | LAND AT | KEITHICK | COUPAR ANGUS | PERTHSHIRE AND KINROSS | PH13 9NF | SCOTLAND | 320315 | 738540 | COUPAR ANGUS | DATA NOT APPLICABLE | COUPAR ANGUS GRID | 33 | SCOTTISH HYDRO ELECTRIC POWER DISTRIBUTION PLC | SOLAR | PHOTOVOLTAIC | NO | DATA NOT AVAILABLE | DATA NOT AVAILABLE | 37.5 | STORED ENERGY (ALL STORED ENERGY IRRESPECTVE OF THE ORIGINAL ENERGY SOURCE) | STORAGE - ELECTROCHEMICAL (BATTERIES) | DATA NOT AVAILABLE | DATA NOT AVAILABLE | DATA NOT AVAILABLE | 16.8421 | DATA NOT AVAILABLE | DATA NOT AVAILABLE | DATA NOT AVAILABLE | DATA NOT AVAILABLE | DATA NOT AVAILABLE | DATA NOT AVAILABLE | YES | ACCEPTED TO CONNECT | DATA NOT AVAILABLE | DATA NOT AVAILABLE | DATA NOT AVAILABLE | DATA NOT AVAILABLE | DATA NOT AVAILABLE | DATA NOT AVAILABLE | 37.5 | 16 | 16.8421 | 16.8421 | 16 | 44495 | DATA NOT AVAILABLE | N | DATA NOT AVAILABLE | DATA NOT AVAILABLE | DATA NOT AVAILABLE | DATA NOT AVAILABLE | DATA NOT AVAILABLE | 44532
DATA NOT AVAILABLE | [5 empty] | DATA NOT AVAILABLE | AVON UTILITIES AND GENERATION | 50MW BESS | DATA NOT AVAILABLE | LONG LANE STANWELL | STAINES | SURREY | TW19 7AX | ENGLAND | 506825 | 173940 | LALEHAM | STAINES | DATA NOT AVAILABLE | EHV | SOUTHERN ELECTRIC POWER DISTRIBUTION PLC | SOLAR | PHOTOVOLTAIC | NO | DATA NOT AVAILABLE | DATA NOT AVAILABLE | 50 | DATA NOT AVAILABLE | DATA NOT AVAILABLE | DATA NOT AVAILABLE | DATA NOT AVAILABLE | DATA NOT AVAILABLE | DATA NOT AVAILABLE | DATA NOT AVAILABLE | DATA NOT AVAILABLE | DATA NOT AVAILABLE | DATA NOT AVAILABLE | DATA NOT AVAILABLE | DATA NOT AVAILABLE | DATA NOT AVAILABLE | ACCEPTED TO CONNECT | DATA NOT AVAILABLE | DATA NOT AVAILABLE | DATA NOT AVAILABLE | DATA NOT AVAILABLE | DATA NOT AVAILABLE | DATA NOT AVAILABLE | 50 | 50 | 52.6316 | 0 | 0 | 44551 | DATA NOT AVAILABLE | N | DATA NOT AVAILABLE | DATA NOT AVAILABLE | DATA NOT AVAILABLE | DATA NOT AVAILABLE | DATA NOT AVAILABLE | 44588
DATA NOT AVAILABLE | [5 empty] | DATA NOT AVAILABLE | BLUE STONE RENEWABLE | AUTH - 22.5MW PV & BATTERY | GANBROOK | BRADFORD RD | MELKSHAM | WILTSHIRE | SN12 8NW | ENGLAND | 384420 | 163412 | MELKSHAM GSP | NORRINGTON | DATA NOT AVAILABLE | EHV | SOUTHERN ELECTRIC POWER DISTRIBUTION PLC | SOLAR | PHOTOVOLTAIC | NO | DATA NOT AVAILABLE | DATA NOT AVAILABLE | 45 | STORED ENERGY (ALL STORED ENERGY IRRESPECTVE OF THE ORIGINAL ENERGY SOURCE) | STORAGE - ELECTROCHEMICAL (BATTERIES) | DATA NOT AVAILABLE | DATA NOT AVAILABLE | DATA NOT AVAILABLE | 24.9305 | DATA NOT AVAILABLE | DATA NOT AVAILABLE | DATA NOT AVAILABLE | DATA NOT AVAILABLE | DATA NOT AVAILABLE | DATA NOT AVAILABLE | DATA NOT AVAILABLE | ACCEPTED TO CONNECT | DATA NOT AVAILABLE | DATA NOT AVAILABLE | DATA NOT AVAILABLE | DATA NOT AVAILABLE | DATA NOT AVAILABLE | DATA NOT AVAILABLE | 45 | 22.5 | 23.6842 | 24.9305 | 23.684 | 44760 | DATA NOT AVAILABLE | N | DATA NOT AVAILABLE | DATA NOT AVAILABLE | DATA NOT AVAILABLE | DATA NOT AVAILABLE | DATA NOT AVAILABLE | 44811
DATA NOT AVAILABLE | [5 empty] | DATA NOT AVAILABLE | ESM POWER LTD | 10MW PV | MANOR FARM | MAIDEN NEWTON | DORCHESTER | DORSET | DT2 0AA | ENGLAND | 359683 | 97781 | CHICKERELL GSP | DATA NOT AVAILABLE | DATA NOT AVAILABLE | EHV | SOUTHERN ELECTRIC POWER DISTRIBUTION PLC | SOLAR | PHOTOVOLTAIC | NO | DATA NOT AVAILABLE | DATA NOT AVAILABLE | 10 | DATA NOT AVAILABLE | DATA NOT AVAILABLE | DATA NOT AVAILABLE | DATA NOT AVAILABLE | DATA NOT AVAILABLE | DATA NOT AVAILABLE | DATA NOT AVAILABLE | DATA NOT AVAILABLE | DATA NOT AVAILABLE | DATA NOT AVAILABLE | DATA NOT AVAILABLE | DATA NOT AVAILABLE | DATA NOT AVAILABLE | ACCEPTED TO CONNECT | DATA NOT AVAILABLE | DATA NOT AVAILABLE | DATA NOT AVAILABLE | DATA NOT AVAILABLE | DATA NOT AVAILABLE | DATA NOT AVAILABLE | 10 | 10 | 10.5263 | 0 | 0 | 44764 | DATA NOT AVAILABLE | N | DATA NOT AVAILABLE | DATA NOT AVAILABLE | DATA NOT AVAILABLE | DATA NOT AVAILABLE | DATA NOT AVAILABLE | 44811
DATA NOT AVAILABLE | [5 empty] | DATA NOT AVAILABLE | ABEI ENERGY LIMITED | 48.3MW PV 25MW BESS | HIGHWORTH SOLAR FARM | SNOWSWICK LN | SWINDON | WILTSHIRE | SN6 7PS | ENGLAND | 423398 | 194277 | MINETY GSP | STRATTON | DATA NOT AVAILABLE | EHV | SOUTHERN ELECTRIC POWER DISTRIBUTION PLC | SOLAR | PHOTOVOLTAIC | NO | DATA NOT AVAILABLE | DATA NOT AVAILABLE | 73.3 | STORED ENERGY (ALL STORED ENERGY IRRESPECTVE OF THE ORIGINAL ENERGY SOURCE) | STORAGE - ELECTROCHEMICAL (BATTERIES) | DATA NOT AVAILABLE | DATA NOT AVAILABLE | DATA NOT AVAILABLE | 26.3158 | DATA NOT AVAILABLE | DATA NOT AVAILABLE | DATA NOT AVAILABLE | DATA NOT AVAILABLE | DATA NOT AVAILABLE | DATA NOT AVAILABLE | DATA NOT AVAILABLE | ACCEPTED TO CONNECT | DATA NOT AVAILABLE | DATA NOT AVAILABLE | DATA NOT AVAILABLE | DATA NOT AVAILABLE | DATA NOT AVAILABLE | DATA NOT AVAILABLE | 73.3 | 48.3 | 50.8421 | 26.3158 | 25 | 44571 | DATA NOT AVAILABLE | N | DATA NOT AVAILABLE | DATA NOT AVAILABLE | DATA NOT AVAILABLE | DATA NOT AVAILABLE | DATA NOT AVAILABLE | 44588
DATA NOT AVAILABLE | [5 empty] | DATA NOT AVAILABLE | ROADNIGHT TAYLOR LTD | 45MW PV/BATTERY | PERWINNES | DYCE ABERDEEN | ABERDEEN | ABERDEENSHIRE | AB21 7AJ | SCOTLAND | 389015 | 814343 | DYCE | DATA NOT APPLICABLE | DYCE GRID | 33 | SCOTTISH HYDRO ELECTRIC POWER DISTRIBUTION PLC | SOLAR | PHOTOVOLTAIC | NO | DATA NOT AVAILABLE | DATA NOT AVAILABLE | 48 | STORED ENERGY (ALL STORED ENERGY IRRESPECTVE OF THE ORIGINAL ENERGY SOURCE) | STORAGE - ELECTROCHEMICAL (BATTERIES) | DATA NOT AVAILABLE | DATA NOT AVAILABLE | DATA NOT AVAILABLE | 47.3684 | DATA NOT AVAILABLE | DATA NOT AVAILABLE | DATA NOT AVAILABLE | DATA NOT AVAILABLE | DATA NOT AVAILABLE | DATA NOT AVAILABLE | DATA NOT AVAILABLE | ACCEPTED TO CONNECT | DATA NOT AVAILABLE | DATA NOT AVAILABLE | DATA NOT AVAILABLE | DATA NOT AVAILABLE | DATA NOT AVAILABLE | DATA NOT AVAILABLE | 48 | 45 | 47.3684 | 47.3684 | 45 | 44593 | DATA NOT AVAILABLE | N | DATA NOT AVAILABLE | DATA NOT AVAILABLE | DATA NOT AVAILABLE | DATA NOT AVAILABLE | DATA NOT AVAILABLE | 44617
DATA NOT AVAILABLE | [5 empty] | DATA NOT AVAILABLE | DNO CONSULTING LTD | READY - 12MW PV | MOTCOMBE SOLAR | MOTCOMBE ROAD MOTCOMBE | SHAFTESBURY | DORSET | SP7 9LD | ENGLAND | 386151 | 124127 | MANNINGTON GSP | SHAFTESBURY | LITTLEDOWN PV GEN | 33 | SOUTHERN ELECTRIC POWER DISTRIBUTION PLC | SOLAR | PHOTOVOLTAIC | NO | DATA NOT AVAILABLE | DATA NOT AVAILABLE | 12 | DATA NOT AVAILABLE | DATA NOT AVAILABLE | DATA NOT AVAILABLE | DATA NOT AVAILABLE | DATA NOT AVAILABLE | DATA NOT AVAILABLE | DATA NOT AVAILABLE | DATA NOT AVAILABLE | DATA NOT AVAILABLE | DATA NOT AVAILABLE | DATA NOT AVAILABLE | DATA NOT AVAILABLE | DATA NOT AVAILABLE | ACCEPTED TO CONNECT | DATA NOT AVAILABLE | DATA NOT AVAILABLE | DATA NOT AVAILABLE | DATA NOT AVAILABLE | DATA NOT AVAILABLE | DATA NOT AVAILABLE | 12 | 12 | 12.6316 | 0.11053 | 0.105 | 45399 | DATA NOT AVAILABLE | N | DATA NOT AVAILABLE | DATA NOT AVAILABLE | DATA NOT AVAILABLE | DATA NOT AVAILABLE | DATA NOT AVAILABLE | 44644
DATA NOT AVAILABLE | [5 empty] | DATA NOT AVAILABLE | SONNEDIX WESTON LTD | CHARLESTON SOLAR 20MW PV | CHARLESTON SOLAR | LAND AT PYOTDYKE FARM BIRKHILL | DUNDEE | CITY OF DUNDEE | DD2 5QQ | SCOTLAND | 335174 | 734643 | CHARLESTON | DATA NOT APPLICABLE | CHARLESTON GRID | 33 | SCOTTISH HYDRO ELECTRIC POWER DISTRIBUTION PLC | SOLAR | PHOTOVOLTAIC | NO | DATA NOT AVAILABLE | DATA NOT AVAILABLE | 20 | DATA NOT AVAILABLE | DATA NOT AVAILABLE | DATA NOT AVAILABLE | DATA NOT AVAILABLE | DATA NOT AVAILABLE | DATA NOT AVAILABLE | DATA NOT AVAILABLE | DATA NOT AVAILABLE | DATA NOT AVAILABLE | DATA NOT AVAILABLE | DATA NOT AVAILABLE | DATA NOT AVAILABLE | DATA NOT AVAILABLE | ACCEPTED TO CONNECT | DATA NOT AVAILABLE | DATA NOT AVAILABLE | DATA NOT AVAILABLE | DATA NOT AVAILABLE | DATA NOT AVAILABLE | DATA NOT AVAILABLE | 20 | 20 | 21.0526 | 0.26316 | 0.25 | 44648 | DATA NOT AVAILABLE | N | DATA NOT AVAILABLE | DATA NOT AVAILABLE | DATA NOT AVAILABLE | DATA NOT AVAILABLE | DATA NOT AVAILABLE | 44685
DATA NOT AVAILABLE | [5 empty] | DATA NOT AVAILABLE | DNO CONSULTING | MILLTOWN PV | MILLTOWN PV | DATA NOT AVAILABLE | ELGIN | MORAY | IV30 8NQ | SCOTLAND | 325684 | 865554 | ELGIN | DATA NOT APPLICABLE | ELGIN GRID | 33 | SCOTTISH HYDRO ELECTRIC POWER DISTRIBUTION PLC | SOLAR | PHOTOVOLTAIC | NO | DATA NOT AVAILABLE | DATA NOT AVAILABLE | 99.8 | DATA NOT AVAILABLE | DATA NOT AVAILABLE | DATA NOT AVAILABLE | DATA NOT AVAILABLE | DATA NOT AVAILABLE | DATA NOT AVAILABLE | DATA NOT AVAILABLE | DATA NOT AVAILABLE | DATA NOT AVAILABLE | DATA NOT AVAILABLE | DATA NOT AVAILABLE | DATA NOT AVAILABLE | DATA NOT AVAILABLE | ACCEPTED TO CONNECT | DATA NOT AVAILABLE | DATA NOT AVAILABLE | DATA NOT AVAILABLE | DATA NOT AVAILABLE | DATA NOT AVAILABLE | DATA NOT AVAILABLE | 99.8 | 49.9 | 52.5263 | 52.5263 | 49.9 | 44687 | DATA NOT AVAILABLE | N | DATA NOT AVAILABLE | DATA NOT AVAILABLE | DATA NOT AVAILABLE | DATA NOT AVAILABLE | DATA NOT AVAILABLE | 44719
DATA NOT AVAILABLE | [5 empty] | DATA NOT AVAILABLE | CONNECT 2 GRID | 100MW PV & BATTERY | LOCKERLEY ROAD PV FARM AND BESS SYSTEM | MOUNT FARM LAND LYING TO THE NORTH OF CARTERS CLAY | ROMSEY | HAMPSHIRE | DATA NOT AVAILABLE | ENGLAND | DATA NOT AVAILABLE | DATA NOT AVAILABLE | NURSLING GSP | DATA NOT APPLICABLE | LOCKERLY | 11 | SOUTHERN ELECTRIC POWER DISTRIBUTION PLC | SOLAR | PHOTOVOLTAIC | NO | DATA NOT AVAILABLE | DATA NOT AVAILABLE | 105.64 | STORED ENERGY (ALL STORED ENERGY IRRESPECTVE OF THE ORIGINAL ENERGY SOURCE) | STORAGE - ELECTROCHEMICAL (BATTERIES) | DATA NOT AVAILABLE | DATA NOT AVAILABLE | DATA NOT AVAILABLE | 63.1579 | DATA NOT AVAILABLE | DATA NOT AVAILABLE | DATA NOT AVAILABLE | DATA NOT AVAILABLE | DATA NOT AVAILABLE | DATA NOT AVAILABLE | DATA NOT AVAILABLE | ACCEPTED TO CONNECT | DATA NOT AVAILABLE | DATA NOT AVAILABLE | DATA NOT AVAILABLE | DATA NOT AVAILABLE | DATA NOT AVAILABLE | DATA NOT AVAILABLE | 105.64 | 100 | 105.2632 | 63.1579 | 60 | 44593 | DATA NOT AVAILABLE | N | DATA NOT AVAILABLE | DATA NOT AVAILABLE | DATA NOT AVAILABLE | DATA NOT AVAILABLE | DATA NOT AVAILABLE | 44617
DATA NOT AVAILABLE | [5 empty] | DATA NOT AVAILABLE | BSR APPLICATIONS LIMITED | 20MW PV/BATTERY | EAST MONDYNES SOLAR ARRAY | LAND AT EAST MONDYNES DRUMLITHIE | STONEHAVEN | ABERDEENSHIRE | AB30 1LD | SCOTLAND | 378192 | 779783 | FIDDES | DATA NOT APPLICABLE | FIDDES | 33 | SCOTTISH HYDRO ELECTRIC POWER DISTRIBUTION PLC | SOLAR | PHOTOVOLTAIC | NO | DATA NOT AVAILABLE | DATA NOT AVAILABLE | 20 | STORED ENERGY (ALL STORED ENERGY IRRESPECTVE OF THE ORIGINAL ENERGY SOURCE) | STORAGE - ELECTROCHEMICAL (BATTERIES) | DATA NOT AVAILABLE | DATA NOT AVAILABLE | DATA NOT AVAILABLE | 21.0526 | DATA NOT AVAILABLE | DATA NOT AVAILABLE | DATA NOT AVAILABLE | DATA NOT AVAILABLE | DATA NOT AVAILABLE | DATA NOT AVAILABLE | DATA NOT AVAILABLE | ACCEPTED TO CONNECT | DATA NOT AVAILABLE | DATA NOT AVAILABLE | DATA NOT AVAILABLE | DATA NOT AVAILABLE | DATA NOT AVAILABLE | DATA NOT AVAILABLE | 20 | 20 | 21.0526 | 21.0526 | 20 | 44630 | DATA NOT AVAILABLE | N | DATA NOT AVAILABLE | DATA NOT AVAILABLE | DATA NOT AVAILABLE | DATA NOT AVAILABLE | DATA NOT AVAILABLE | 44644
DATA NOT AVAILABLE | [5 empty] | DATA NOT AVAILABLE | EVANS ENERGY LTD | 48MW PV | LAND NEAR HAWTHORNE FARMHOUSE | LYNDHURST ROAD | CHRISTCHURCH | HAMPSHIRE | BH23 7AB | ENGLAND | 417634 | 95876 | MANNINGTON GSP | CHRISTCHURCH | DATA NOT AVAILABLE | EHV | SOUTHERN ELECTRIC POWER DISTRIBUTION PLC | SOLAR | PHOTOVOLTAIC | NO | DATA NOT AVAILABLE | DATA NOT AVAILABLE | 48 | DATA NOT AVAILABLE | DATA NOT AVAILABLE | DATA NOT AVAILABLE | DATA NOT AVAILABLE | DATA NOT AVAILABLE | DATA NOT AVAILABLE | DATA NOT AVAILABLE | DATA NOT AVAILABLE | DATA NOT AVAILABLE | DATA NOT AVAILABLE | DATA NOT AVAILABLE | DATA NOT AVAILABLE | DATA NOT AVAILABLE | ACCEPTED TO CONNECT | DATA NOT AVAILABLE | DATA NOT AVAILABLE | DATA NOT AVAILABLE | DATA NOT AVAILABLE | DATA NOT AVAILABLE | DATA NOT AVAILABLE | 48 | 48 | 50.5263 | 0.52632 | 0.5 | 44651 | DATA NOT AVAILABLE | N | DATA NOT AVAILABLE | DATA NOT AVAILABLE | DATA NOT AVAILABLE | DATA NOT AVAILABLE | DATA NOT AVAILABLE | 44685
DATA NOT AVAILABLE | [5 empty] | DATA NOT AVAILABLE | ABSOLUTE SOLAR AND WIND LTD | 4MW PV | ROSS PRIORY-HYDRO-EXP | HV GARTOCHARN | ALEXANDRIA | HIGHLAND | G83 8NL | SCOTLAND | 241260 | 687436 | STRATHLEVEN | DATA NOT APPLICABLE | ROSS PRIORY PUMPING STAT. | 33 | SCOTTISH HYDRO ELECTRIC POWER DISTRIBUTION PLC | SOLAR | PHOTOVOLTAIC | NO | DATA NOT AVAILABLE | DATA NOT AVAILABLE | 4 | DATA NOT AVAILABLE | DATA NOT AVAILABLE | DATA NOT AVAILABLE | DATA NOT AVAILABLE | DATA NOT AVAILABLE | DATA NOT AVAILABLE | DATA NOT AVAILABLE | DATA NOT AVAILABLE | DATA NOT AVAILABLE | DATA NOT AVAILABLE | DATA NOT AVAILABLE | DATA NOT AVAILABLE | DATA NOT AVAILABLE | ACCEPTED TO CONNECT | DATA NOT AVAILABLE | DATA NOT AVAILABLE | DATA NOT AVAILABLE | DATA NOT AVAILABLE | DATA NOT AVAILABLE | DATA NOT AVAILABLE | 4 | 4 | 4.2105 | 0 | 0 | 44665 | DATA NOT AVAILABLE | N | DATA NOT AVAILABLE | DATA NOT AVAILABLE | DATA NOT AVAILABLE | DATA NOT AVAILABLE | DATA NOT AVAILABLE | 44719
DATA NOT AVAILABLE | [5 empty] | DATA NOT AVAILABLE | DNO CONSULTING LTD | AUTH & QCA - 99.8MW PV & GAS | TETSWORTH PV + GAS + H2 | LAND SOUTH-EAST OF RYCOTE LANE MILTON COMMON | THAME | OXFORDSHIRE | OX9 2NR | ENGLAND | 465908 | 203222 | COWLEY GSP | DATA NOT AVAILABLE | DATA NOT AVAILABLE | 132 | SOUTHERN ELECTRIC POWER DISTRIBUTION PLC | SOLAR | PHOTOVOLTAIC | NO | DATA NOT AVAILABLE | DATA NOT AVAILABLE | 99.8 | DATA NOT AVAILABLE | DATA NOT AVAILABLE | DATA NOT AVAILABLE | DATA NOT AVAILABLE | DATA NOT AVAILABLE | DATA NOT AVAILABLE | DATA NOT AVAILABLE | DATA NOT AVAILABLE | DATA NOT AVAILABLE | DATA NOT AVAILABLE | DATA NOT AVAILABLE | DATA NOT AVAILABLE | DATA NOT AVAILABLE | ACCEPTED TO CONNECT | DATA NOT AVAILABLE | DATA NOT AVAILABLE | DATA NOT AVAILABLE | DATA NOT AVAILABLE | DATA NOT AVAILABLE | DATA NOT AVAILABLE | 99.8 | 99.8 | 105.0526 | 33.2411 | 31.579 | 44616 | DATA NOT AVAILABLE | N | DATA NOT AVAILABLE | DATA NOT AVAILABLE | DATA NOT AVAILABLE | DATA NOT AVAILABLE | DATA NOT AVAILABLE | 44719
DATA NOT AVAILABLE | [5 empty] | DATA NOT AVAILABLE | EVANS ENERGY LTD | IM - READY - 49.9MW PV | DATA NOT AVAILABLE | LAND AROUND POUNDGREEN FARM GRAZELEY THREE MILE CROSS | READING | BERKSHIRE | RG7 1LH | ENGLAND | 469375 | 167386 | BRAMLEY (FLEE) | BURGHFIELD RESERVE | DATA NOT AVAILABLE | 132 | SOUTHERN ELECTRIC POWER DISTRIBUTION PLC | SOLAR | PHOTOVOLTAIC | NO | DATA NOT AVAILABLE | DATA NOT AVAILABLE | 49.9 | DATA NOT AVAILABLE | DATA NOT AVAILABLE | DATA NOT AVAILABLE | DATA NOT AVAILABLE | DATA NOT AVAILABLE | DATA NOT AVAILABLE | DATA NOT AVAILABLE | DATA NOT AVAILABLE | DATA NOT AVAILABLE | DATA NOT AVAILABLE | DATA NOT AVAILABLE | DATA NOT AVAILABLE | DATA NOT AVAILABLE | ACCEPTED TO CONNECT | DATA NOT AVAILABLE | DATA NOT AVAILABLE | DATA NOT AVAILABLE | DATA NOT AVAILABLE | DATA NOT AVAILABLE | DATA NOT AVAILABLE | 49.9 | 49.9 | 52.5263 | 0.11053 | 0.105 | 44679 | DATA NOT AVAILABLE | N | DATA NOT AVAILABLE | DATA NOT AVAILABLE | DATA NOT AVAILABLE | DATA NOT AVAILABLE | DATA NOT AVAILABLE | 44719
DATA NOT AVAILABLE | [5 empty] | DATA NOT AVAILABLE | CONRAD ENERGY | 4.1MW PV WITH 1.799MW EXPORT (ADD CAP) PV | BOURNEMOUTH AIRPORT SOLAR PV PLANT | PARLEY LN | CHRISTCHURCH | HAMPSHIRE | BH23 6SE | ENGLAND | 411921 | 97567 | MANNINGTON GSP | REDHILL | REDHILL | 11 | SOUTHERN ELECTRIC POWER DISTRIBUTION PLC | SOLAR | PHOTOVOLTAIC | NO | DATA NOT AVAILABLE | DATA NOT AVAILABLE | 4.1 | DATA NOT AVAILABLE | DATA NOT AVAILABLE | DATA NOT AVAILABLE | DATA NOT AVAILABLE | DATA NOT AVAILABLE | DATA NOT AVAILABLE | DATA NOT AVAILABLE | DATA NOT AVAILABLE | DATA NOT AVAILABLE | DATA NOT AVAILABLE | DATA NOT AVAILABLE | DATA NOT AVAILABLE | DATA NOT AVAILABLE | ACCEPTED TO CONNECT | DATA NOT AVAILABLE | DATA NOT AVAILABLE | DATA NOT AVAILABLE | DATA NOT AVAILABLE | DATA NOT AVAILABLE | DATA NOT AVAILABLE | 4.1 | 1.731 | 1.8221 | 0 | 0 | 44687 | DATA NOT AVAILABLE | N | DATA NOT AVAILABLE | DATA NOT AVAILABLE | DATA NOT AVAILABLE | DATA NOT AVAILABLE | DATA NOT AVAILABLE | 44719
DATA NOT AVAILABLE | [5 empty] | DATA NOT AVAILABLE | KJ TAIT ENGINEERS | 2MW PV (ADD CAP) | THE JAMES HUTTON INSTITUTE | ERROL ROAD INVERGOWRIE | DUNDEE | CITY OF DUNDEE | DD2 5DA | SCOTLAND | 334190 | 729874 | CHARLESTON | DATA NOT APPLICABLE | NINEWELLS | 11 | SCOTTISH HYDRO ELECTRIC POWER DISTRIBUTION PLC | SOLAR | PHOTOVOLTAIC | NO | DATA NOT AVAILABLE | DATA NOT AVAILABLE | 1.76 | DATA NOT AVAILABLE | DATA NOT AVAILABLE | DATA NOT AVAILABLE | DATA NOT AVAILABLE | DATA NOT AVAILABLE | DATA NOT AVAILABLE | DATA NOT AVAILABLE | DATA NOT AVAILABLE | DATA NOT AVAILABLE | DATA NOT AVAILABLE | DATA NOT AVAILABLE | DATA NOT AVAILABLE | DATA NOT AVAILABLE | ACCEPTED TO CONNECT | DATA NOT AVAILABLE | DATA NOT AVAILABLE | DATA NOT AVAILABLE | DATA NOT AVAILABLE | DATA NOT AVAILABLE | DATA NOT AVAILABLE | 1.76 | 0.75 | 0.78947 | 0.84211 | 0.8 | 44746 | DATA NOT AVAILABLE | N | DATA NOT AVAILABLE | DATA NOT AVAILABLE | DATA NOT AVAILABLE | DATA NOT AVAILABLE | DATA NOT AVAILABLE | 44774
DATA NOT AVAILABLE | [5 empty] | DATA NOT AVAILABLE | SPRINGFIELD PROPERTIES | ABDN 70KW PV | WESTERN VILLAGE 1 | ELGIN SOUTH | ELGIN | MORAY | IV30 8SB | SCOTLAND | 322521 | 860058 | ELGIN | DATA NOT APPLICABLE | BILBOHALL | 11 | SCOTTISH HYDRO ELECTRIC POWER DISTRIBUTION PLC | SOLAR | PHOTOVOLTAIC | NO | DATA NOT AVAILABLE | DATA NOT AVAILABLE | 0.07 | DATA NOT AVAILABLE | DATA NOT AVAILABLE | DATA NOT AVAILABLE | DATA NOT AVAILABLE | DATA NOT AVAILABLE | DATA NOT AVAILABLE | DATA NOT AVAILABLE | DATA NOT AVAILABLE | DATA NOT AVAILABLE | DATA NOT AVAILABLE | DATA NOT AVAILABLE | DATA NOT AVAILABLE | DATA NOT AVAILABLE | ACCEPTED TO CONNECT | DATA NOT AVAILABLE | DATA NOT AVAILABLE | DATA NOT AVAILABLE | DATA NOT AVAILABLE | DATA NOT AVAILABLE | DATA NOT AVAILABLE | 0.07 | 0.07 | 0.073684 | 1.8947 | 1.8 | 44830 | DATA NOT AVAILABLE | N | DATA NOT AVAILABLE | DATA NOT AVAILABLE | DATA NOT AVAILABLE | DATA NOT AVAILABLE | DATA NOT AVAILABLE | 44844
DATA NOT AVAILABLE | [5 empty] | DATA NOT AVAILABLE | SCOTTISHPOWER RENEWABLES (UK) LTD | 25MW PV & CHP (ADD CAP) | BALLOCHY SOLAR FARM | DATA NOT AVAILABLE | DUNDEE | PERTH AND KINROSS | DD10 9LP | SCOTLAND | 365206 | 762607 | BRIDGE OF DUN | DATA NOT APPLICABLE | BRIDGE OF DUN GRID | 33 | SCOTTISH HYDRO ELECTRIC POWER DISTRIBUTION PLC | SOLAR | PHOTOVOLTAIC | NO | DATA NOT AVAILABLE | DATA NOT AVAILABLE | 23.308 | DATA NOT AVAILABLE | DATA NOT AVAILABLE | DATA NOT AVAILABLE | DATA NOT AVAILABLE | DATA NOT AVAILABLE | DATA NOT AVAILABLE | DATA NOT AVAILABLE | DATA NOT AVAILABLE | DATA NOT AVAILABLE | DATA NOT AVAILABLE | DATA NOT AVAILABLE | DATA NOT AVAILABLE | DATA NOT AVAILABLE | ACCEPTED TO CONNECT | DATA NOT AVAILABLE | DATA NOT AVAILABLE | DATA NOT AVAILABLE | DATA NOT AVAILABLE | DATA NOT AVAILABLE | DATA NOT AVAILABLE | 23.308 | 16.808 | 17.6926 | 0 | 0 | 44767 | DATA NOT AVAILABLE | N | DATA NOT AVAILABLE | DATA NOT AVAILABLE | DATA NOT AVAILABLE | DATA NOT AVAILABLE | DATA NOT AVAILABLE | 44811
DATA NOT AVAILABLE | [5 empty] | DATA NOT AVAILABLE | EVOLUTION POWER LIMITED | 49.9MW PV & BATTERY | BOURNEMOUTH 001 | DATA NOT AVAILABLE | BOURNEMOUTH | DORSET | BH23 6AX | ENGLAND | 411788 | 96781 | MANNINGTON GSP | REDHILL | REDHILL | 11 | SOUTHERN ELECTRIC POWER DISTRIBUTION PLC | SOLAR | PHOTOVOLTAIC | NO | DATA NOT AVAILABLE | DATA NOT AVAILABLE | 49.4 | STORED ENERGY (ALL STORED ENERGY IRRESPECTVE OF THE ORIGINAL ENERGY SOURCE) | STORAGE - ELECTROCHEMICAL (BATTERIES) | DATA NOT AVAILABLE | DATA NOT AVAILABLE | DATA NOT AVAILABLE | 54.7242 | DATA NOT AVAILABLE | DATA NOT AVAILABLE | DATA NOT AVAILABLE | DATA NOT AVAILABLE | DATA NOT AVAILABLE | DATA NOT AVAILABLE | DATA NOT AVAILABLE | ACCEPTED TO CONNECT | DATA NOT AVAILABLE | DATA NOT AVAILABLE | DATA NOT AVAILABLE | DATA NOT AVAILABLE | DATA NOT AVAILABLE | DATA NOT AVAILABLE | 49.4 | 49.4 | 52 | 54.7242 | 51.988 | 44749 | DATA NOT AVAILABLE | N | DATA NOT AVAILABLE | DATA NOT AVAILABLE | DATA NOT AVAILABLE | DATA NOT AVAILABLE | DATA NOT AVAILABLE | 44774
DATA NOT AVAILABLE | [5 empty] | DATA NOT AVAILABLE | DNO CONSULTING LTD | SLC12 ADDITIONAL 3.5MW | LAND AT MANOR FARM | SHRIPNEY | BOGNOR REGIS | WEST SUSSEX | PO22 9UP | ENGLAND | 493499 | 102153 | LOVEDEAN GSP | CHICHESTER | CHICHESTER | 11 | SOUTHERN ELECTRIC POWER DISTRIBUTION PLC | SOLAR | PHOTOVOLTAIC | NO | DATA NOT AVAILABLE | DATA NOT AVAILABLE | 3.5 | DATA NOT AVAILABLE | DATA NOT AVAILABLE | DATA NOT AVAILABLE | DATA NOT AVAILABLE | DATA NOT AVAILABLE | DATA NOT AVAILABLE | DATA NOT AVAILABLE | DATA NOT AVAILABLE | DATA NOT AVAILABLE | DATA NOT AVAILABLE | DATA NOT AVAILABLE | DATA NOT AVAILABLE | DATA NOT AVAILABLE | ACCEPTED TO CONNECT | DATA NOT AVAILABLE | DATA NOT AVAILABLE | DATA NOT AVAILABLE | DATA NOT AVAILABLE | DATA NOT AVAILABLE | DATA NOT AVAILABLE | 3.5 | 3.5 | 3.6842 | 0.16842 | 0.16 | 44685 | DATA NOT AVAILABLE | N | DATA NOT AVAILABLE | DATA NOT AVAILABLE | DATA NOT AVAILABLE | DATA NOT AVAILABLE | DATA NOT AVAILABLE | 44719
DATA NOT AVAILABLE | [5 empty] | DATA NOT AVAILABLE | GEW2 LTD | QC & AUTH 99.9MW PV/BATTERY | DATA NOT AVAILABLE | STOCKBRIDGE ROAD UPPER CLATFORD | ANDOVER | HAMPSHIRE | SP11 7JX | ENGLAND | 437984 | 139759 | BRAMLEY (FLEE) | DATA NOT APPLICABLE | DATA NOT AVAILABLE | 132 | SOUTHERN ELECTRIC POWER DISTRIBUTION PLC | SOLAR | PHOTOVOLTAIC | NO | DATA NOT AVAILABLE | DATA NOT AVAILABLE | 105.5 | STORED ENERGY (ALL STORED ENERGY IRRESPECTVE OF THE ORIGINAL ENERGY SOURCE) | STORAGE - ELECTROCHEMICAL (BATTERIES) | DATA NOT AVAILABLE | DATA NOT AVAILABLE | DATA NOT AVAILABLE | 63.1579 | DATA NOT AVAILABLE | DATA NOT AVAILABLE | DATA NOT AVAILABLE | DATA NOT AVAILABLE | DATA NOT AVAILABLE | DATA NOT AVAILABLE | DATA NOT AVAILABLE | ACCEPTED TO CONNECT | DATA NOT AVAILABLE | DATA NOT AVAILABLE | DATA NOT AVAILABLE | DATA NOT AVAILABLE | DATA NOT AVAILABLE | DATA NOT AVAILABLE | 105.5 | 98.5 | 103.6842 | 63.1579 | 60 | 44720 | DATA NOT AVAILABLE | N | DATA NOT AVAILABLE | DATA NOT AVAILABLE | DATA NOT AVAILABLE | DATA NOT AVAILABLE | DATA NOT AVAILABLE | 44748
DATA NOT AVAILABLE | [5 empty] | DATA NOT AVAILABLE | CONRAD ENERGY (DEVELOPMENTS) II LIMITED | CCM 49.92MW PV | DATA NOT AVAILABLE | LAND AT TRUNCHEAUNTS FARM | ALTON | HAMPSHIRE | GU34 3AB | ENGLAND | 473477 | 138672 | BRAMLEY (FLEE) | DATA NOT APPLICABLE | FLEET | 132 | SOUTHERN ELECTRIC POWER DISTRIBUTION PLC | SOLAR | PHOTOVOLTAIC | NO | DATA NOT AVAILABLE | DATA NOT AVAILABLE | 49.92 | DATA NOT AVAILABLE | DATA NOT AVAILABLE | DATA NOT AVAILABLE | DATA NOT AVAILABLE | DATA NOT AVAILABLE | DATA NOT AVAILABLE | DATA NOT AVAILABLE | DATA NOT AVAILABLE | DATA NOT AVAILABLE | DATA NOT AVAILABLE | DATA NOT AVAILABLE | DATA NOT AVAILABLE | DATA NOT AVAILABLE | ACCEPTED TO CONNECT | DATA NOT AVAILABLE | DATA NOT AVAILABLE | DATA NOT AVAILABLE | DATA NOT AVAILABLE | DATA NOT AVAILABLE | DATA NOT AVAILABLE | 49.92 | 49.92 | 52.5474 | 0.33263 | 0.316 | 44826 | DATA NOT AVAILABLE | N | DATA NOT AVAILABLE | DATA NOT AVAILABLE | DATA NOT AVAILABLE | DATA NOT AVAILABLE | DATA NOT AVAILABLE | 44868
DATA NOT AVAILABLE | [5 empty] | DATA NOT AVAILABLE | SOURCE ENERGIE LIMITED | 99.99MW PV & BATTERY | POOLE FARM PV & BESS SYSTEM | MORDEN ESTATE CHARBOROUGH PARK DORSET | BOURNEMOUTH | DORSET | BH20 7EN | ENGLAND | 392428 | 97843 | MANNINGTON GSP | WAREHAM | WAREHAM TOWN | 11 | SOUTHERN ELECTRIC POWER DISTRIBUTION PLC | SOLAR | PHOTOVOLTAIC | NO | DATA NOT AVAILABLE | DATA NOT AVAILABLE | 105.507 | STORED ENERGY (ALL STORED ENERGY IRRESPECTVE OF THE ORIGINAL ENERGY SOURCE) | STORAGE - ELECTROCHEMICAL (BATTERIES) | DATA NOT AVAILABLE | DATA NOT AVAILABLE | DATA NOT AVAILABLE | 63.1579 | DATA NOT AVAILABLE | DATA NOT AVAILABLE | DATA NOT AVAILABLE | DATA NOT AVAILABLE | DATA NOT AVAILABLE | DATA NOT AVAILABLE | DATA NOT AVAILABLE | ACCEPTED TO CONNECT | DATA NOT AVAILABLE | DATA NOT AVAILABLE | DATA NOT AVAILABLE | DATA NOT AVAILABLE | DATA NOT AVAILABLE | DATA NOT AVAILABLE | 105.507 | 105.507 | 111.06 | 63.1579 | 60 | 44729 | DATA NOT AVAILABLE | N | DATA NOT AVAILABLE | DATA NOT AVAILABLE | DATA NOT AVAILABLE | DATA NOT AVAILABLE | DATA NOT AVAILABLE | 44748
DATA NOT AVAILABLE | [5 empty] | DATA NOT AVAILABLE | WOKINGHAM BOROUGH COUNCIL | AUTH & QC - 20MW PV | BARKHAM PV FARM | BARKHAM FARM C/O WOKINGHAM BOROUGH COUNCIL BARKHAM | WOKINGHAM | BERKSHIRE | RG40 4EX | ENGLAND | 479072 | 165767 | BRAMLEY (FLEE) | WOKINGHAM | WOKINGHAM | 33 | SOUTHERN ELECTRIC POWER DISTRIBUTION PLC | SOLAR | PHOTOVOLTAIC | NO | DATA NOT AVAILABLE | DATA NOT AVAILABLE | 20 | DATA NOT AVAILABLE | DATA NOT AVAILABLE | DATA NOT AVAILABLE | DATA NOT AVAILABLE | DATA NOT AVAILABLE | DATA NOT AVAILABLE | DATA NOT AVAILABLE | DATA NOT AVAILABLE | DATA NOT AVAILABLE | DATA NOT AVAILABLE | DATA NOT AVAILABLE | DATA NOT AVAILABLE | DATA NOT AVAILABLE | ACCEPTED TO CONNECT | DATA NOT AVAILABLE | DATA NOT AVAILABLE | DATA NOT AVAILABLE | DATA NOT AVAILABLE | DATA NOT AVAILABLE | DATA NOT AVAILABLE | 20 | 20 | 21.0526 | 0.15789 | 0.15 | 44684 | DATA NOT AVAILABLE | N | DATA NOT AVAILABLE | DATA NOT AVAILABLE | DATA NOT AVAILABLE | DATA NOT AVAILABLE | DATA NOT AVAILABLE | 44719
DATA NOT AVAILABLE | [5 empty] | DATA NOT AVAILABLE | HORIZON POWER & ENERGY LTD | 3840KW PV LIMITED TO 999KW EXPORT | NATS SWANWICK SOLAR PV SCHEME, NATS | SOPWITH WAY SWANWICK | SOUTHAMPTON | HAMPSHIRE | SO31 7AY | ENGLAND | 450493 | 109696 | BOTLEY WOOD GSP | BOTLEY WOOD | WHITELEY | 11 | SOUTHERN ELECTRIC POWER DISTRIBUTION PLC | SOLAR | PHOTOVOLTAIC | NO | DATA NOT AVAILABLE | DATA NOT AVAILABLE | 3.84 | DATA NOT AVAILABLE | DATA NOT AVAILABLE | DATA NOT AVAILABLE | DATA NOT AVAILABLE | DATA NOT AVAILABLE | DATA NOT AVAILABLE | DATA NOT AVAILABLE | DATA NOT AVAILABLE | DATA NOT AVAILABLE | DATA NOT AVAILABLE | DATA NOT AVAILABLE | DATA NOT AVAILABLE | DATA NOT AVAILABLE | ACCEPTED TO CONNECT | DATA NOT AVAILABLE | DATA NOT AVAILABLE | DATA NOT AVAILABLE | DATA NOT AVAILABLE | DATA NOT AVAILABLE | DATA NOT AVAILABLE | 3.84 | 0.999 | 1.0516 | 0 | 0 | 45005 | DATA NOT AVAILABLE | N | DATA NOT AVAILABLE | DATA NOT AVAILABLE | DATA NOT AVAILABLE | DATA NOT AVAILABLE | DATA NOT AVAILABLE | 45022
DATA NOT AVAILABLE | [5 empty] | DATA NOT AVAILABLE | STARK ENERGY LIMITED | 49.9MW PV | DATA NOT AVAILABLE | POTTERNE PARK FARM | DEVIZES | WILTSHIRE | SN10 5QT | ENGLAND | 400444 | 157513 | MELKSHAM GSP | DATA NOT APPLICABLE | MELKSHAM GRID | EHV | SOUTHERN ELECTRIC POWER DISTRIBUTION PLC | SOLAR | PHOTOVOLTAIC | NO | DATA NOT AVAILABLE | DATA NOT AVAILABLE | 49.9 | DATA NOT AVAILABLE | DATA NOT AVAILABLE | DATA NOT AVAILABLE | DATA NOT AVAILABLE | DATA NOT AVAILABLE | DATA NOT AVAILABLE | DATA NOT AVAILABLE | DATA NOT AVAILABLE | DATA NOT AVAILABLE | DATA NOT AVAILABLE | DATA NOT AVAILABLE | DATA NOT AVAILABLE | DATA NOT AVAILABLE | ACCEPTED TO CONNECT | DATA NOT AVAILABLE | DATA NOT AVAILABLE | DATA NOT AVAILABLE | DATA NOT AVAILABLE | DATA NOT AVAILABLE | DATA NOT AVAILABLE | 49.9 | 49.9 | 52.5263 | 0.36842 | 0.35 | 45509 | DATA NOT AVAILABLE | N | DATA NOT AVAILABLE | DATA NOT AVAILABLE | DATA NOT AVAILABLE | DATA NOT AVAILABLE | DATA NOT AVAILABLE | 44868
DATA NOT AVAILABLE | [5 empty] | DATA NOT AVAILABLE | ILOS NEW ENERGY UK LTD | AUTH - 49.5MW PV | DATA NOT AVAILABLE | LAND AT SELSEY ROAD AND FISHER LANE HUNSTON | CHICHESTER | WEST SUSSEX | PO20 1EP | ENGLAND | 487108 | 102274 | LOVEDEAN GSP | HUNSTON | HUNSTON | 11 | SOUTHERN ELECTRIC POWER DISTRIBUTION PLC | SOLAR | PHOTOVOLTAIC | NO | DATA NOT AVAILABLE | DATA NOT AVAILABLE | 44.8 | DATA NOT AVAILABLE | DATA NOT AVAILABLE | DATA NOT AVAILABLE | DATA NOT AVAILABLE | DATA NOT AVAILABLE | DATA NOT AVAILABLE | DATA NOT AVAILABLE | DATA NOT AVAILABLE | DATA NOT AVAILABLE | DATA NOT AVAILABLE | DATA NOT AVAILABLE | DATA NOT AVAILABLE | DATA NOT AVAILABLE | ACCEPTED TO CONNECT | DATA NOT AVAILABLE | DATA NOT AVAILABLE | DATA NOT AVAILABLE | DATA NOT AVAILABLE | DATA NOT AVAILABLE | DATA NOT AVAILABLE | 44.8 | 44.8 | 47.1579 | 3.1579 | 3 | 44782 | DATA NOT AVAILABLE | N | DATA NOT AVAILABLE | DATA NOT AVAILABLE | DATA NOT AVAILABLE | DATA NOT AVAILABLE | DATA NOT AVAILABLE | 44811
DATA NOT AVAILABLE | [5 empty] | DATA NOT AVAILABLE | HYPERION ZERO LTD | PV 700KW + 1.35MW + 1.35MW | DON AND LOW LTD | NEWFORDPARK HOUSE GLAMIS ROAD | FORFAR | ANGUS | DD8 1FR | SCOTLAND | 344358 | 750039 | LUNANHEAD | DATA NOT APPLICABLE | LOCHSIDE | 11 | SCOTTISH HYDRO ELECTRIC POWER DISTRIBUTION PLC | SOLAR | PHOTOVOLTAIC | NO | DATA NOT AVAILABLE | DATA NOT AVAILABLE | 3.4 | DATA NOT AVAILABLE | DATA NOT AVAILABLE | DATA NOT AVAILABLE | DATA NOT AVAILABLE | DATA NOT AVAILABLE | DATA NOT AVAILABLE | DATA NOT AVAILABLE | DATA NOT AVAILABLE | DATA NOT AVAILABLE | DATA NOT AVAILABLE | DATA NOT AVAILABLE | DATA NOT AVAILABLE | DATA NOT AVAILABLE | ACCEPTED TO CONNECT | DATA NOT AVAILABLE | DATA NOT AVAILABLE | DATA NOT AVAILABLE | DATA NOT AVAILABLE | DATA NOT AVAILABLE | DATA NOT AVAILABLE | 3.4 | 3.4 | 3.5789 | 0 | 0 | 44847 | DATA NOT AVAILABLE | N | DATA NOT AVAILABLE | DATA NOT AVAILABLE | DATA NOT AVAILABLE | DATA NOT AVAILABLE | DATA NOT AVAILABLE | 44868
DATA NOT AVAILABLE | [5 empty] | DATA NOT AVAILABLE | CANFORD RENEWABLE ENERGY | CHANGE OF TECH (REDUCTION IN CAPACITY) | WHITES PIT | MAGNA ROAD | WIMBORNE | DORSET | BH21 3BW | ENGLAND | 403573 | 96809 | MANNINGTON GSP | BOURNEMOUTH | ALDERNEY | 11 | SOUTHERN ELECTRIC POWER DISTRIBUTION PLC | SOLAR | PHOTOVOLTAIC | NO | DATA NOT AVAILABLE | DATA NOT AVAILABLE | 0.001 | DATA NOT AVAILABLE | DATA NOT AVAILABLE | DATA NOT AVAILABLE | DATA NOT AVAILABLE | DATA NOT AVAILABLE | DATA NOT AVAILABLE | DATA NOT AVAILABLE | DATA NOT AVAILABLE | DATA NOT AVAILABLE | DATA NOT AVAILABLE | DATA NOT AVAILABLE | DATA NOT AVAILABLE | DATA NOT AVAILABLE | ACCEPTED TO CONNECT | DATA NOT AVAILABLE | DATA NOT AVAILABLE | DATA NOT AVAILABLE | DATA NOT AVAILABLE | DATA NOT AVAILABLE | DATA NOT AVAILABLE | 0.001 | 0 | 0 | 1.1842 | 1.125 | 44736 | DATA NOT AVAILABLE | N | DATA NOT AVAILABLE | DATA NOT AVAILABLE | DATA NOT AVAILABLE | DATA NOT AVAILABLE | DATA NOT AVAILABLE | 44748
DATA NOT AVAILABLE | [5 empty] | DATA NOT AVAILABLE | SOLAR 2 LIMITED | AUTH - 15MW PV AND 5MW BATTERY | DATA NOT AVAILABLE | LAND AT CUMNOR CUMNOR | OXFORD | OXFORDSHIRE | OX2 9GR | ENGLAND | 448769 | 204841 | COWLEY GSP | OXFORD | NORTH HINKSEY | 11 | SOUTHERN ELECTRIC POWER DISTRIBUTION PLC | SOLAR | PHOTOVOLTAIC | NO | DATA NOT AVAILABLE | DATA NOT AVAILABLE | 20 | STORED ENERGY (ALL STORED ENERGY IRRESPECTVE OF THE ORIGINAL ENERGY SOURCE) | STORAGE - ELECTROCHEMICAL (BATTERIES) | DATA NOT AVAILABLE | DATA NOT AVAILABLE | DATA NOT AVAILABLE | 3.1579 | DATA NOT AVAILABLE | DATA NOT AVAILABLE | DATA NOT AVAILABLE | DATA NOT AVAILABLE | DATA NOT AVAILABLE | DATA NOT AVAILABLE | DATA NOT AVAILABLE | ACCEPTED TO CONNECT | DATA NOT AVAILABLE | DATA NOT AVAILABLE | DATA NOT AVAILABLE | DATA NOT AVAILABLE | DATA NOT AVAILABLE | DATA NOT AVAILABLE | 20 | 13 | 13.6842 | 3.1579 | 3 | 44812 | DATA NOT AVAILABLE | N | DATA NOT AVAILABLE | DATA NOT AVAILABLE | DATA NOT AVAILABLE | DATA NOT AVAILABLE | DATA NOT AVAILABLE | 44844
DATA NOT AVAILABLE | [5 empty] | DATA NOT AVAILABLE | GRIDSOURCE | READY - 60MW PV/BATTERY | CASWELL FARM | RYME INTRINSECA | SHERBORNE | DORSET | DT9 6JP | ENGLAND | 358783 | 109843 | AXMINSTER | YEOVIL | DATA NOT AVAILABLE | 132 | SOUTHERN ELECTRIC POWER DISTRIBUTION PLC | SOLAR | PHOTOVOLTAIC | NO | DATA NOT AVAILABLE | DATA NOT AVAILABLE | 60 | STORED ENERGY (ALL STORED ENERGY IRRESPECTVE OF THE ORIGINAL ENERGY SOURCE) | STORAGE - ELECTROCHEMICAL (BATTERIES) | DATA NOT AVAILABLE | DATA NOT AVAILABLE | DATA NOT AVAILABLE | 22.1611 | DATA NOT AVAILABLE | DATA NOT AVAILABLE | DATA NOT AVAILABLE | DATA NOT AVAILABLE | DATA NOT AVAILABLE | DATA NOT AVAILABLE | DATA NOT AVAILABLE | ACCEPTED TO CONNECT | DATA NOT AVAILABLE | DATA NOT AVAILABLE | DATA NOT AVAILABLE | DATA NOT AVAILABLE | DATA NOT AVAILABLE | DATA NOT AVAILABLE | 60 | 60 | 63.1579 | 22.1611 | 21.053 | 44790 | DATA NOT AVAILABLE | N | DATA NOT AVAILABLE | DATA NOT AVAILABLE | DATA NOT AVAILABLE | DATA NOT AVAILABLE | DATA NOT AVAILABLE | 44811
DATA NOT AVAILABLE | [5 empty] | DATA NOT AVAILABLE | PUBLIC POWER SOLUTIONS | 34MW PV/BATTERY | SCIENCE MUSEUM GROUP | HACKPEN LANE WROUGHTON | SWINDON | WILTSHIRE | SN4 9LT | ENGLAND | 413027 | 179142 | MINETY GSP | TOOTHILL | WROUGHTON | 11 | SOUTHERN ELECTRIC POWER DISTRIBUTION PLC | SOLAR | PHOTOVOLTAIC | NO | DATA NOT AVAILABLE | DATA NOT AVAILABLE | 70 | STORED ENERGY (ALL STORED ENERGY IRRESPECTVE OF THE ORIGINAL ENERGY SOURCE) | STORAGE - ELECTROCHEMICAL (BATTERIES) | DATA NOT AVAILABLE | DATA NOT AVAILABLE | DATA NOT AVAILABLE | 37.6726 | DATA NOT AVAILABLE | DATA NOT AVAILABLE | DATA NOT AVAILABLE | DATA NOT AVAILABLE | DATA NOT AVAILABLE | DATA NOT AVAILABLE | DATA NOT AVAILABLE | ACCEPTED TO CONNECT | DATA NOT AVAILABLE | DATA NOT AVAILABLE | DATA NOT AVAILABLE | DATA NOT AVAILABLE | DATA NOT AVAILABLE | DATA NOT AVAILABLE | 70 | 34 | 35.7895 | 37.6726 | 35.789 | 44771 | DATA NOT AVAILABLE | N | DATA NOT AVAILABLE | DATA NOT AVAILABLE | DATA NOT AVAILABLE | DATA NOT AVAILABLE | DATA NOT AVAILABLE | 44811
DATA NOT AVAILABLE | [5 empty] | DATA NOT AVAILABLE | EXAGEN DEVELOPMENT LIMITED | 23MW PV | LITTLE LYNEHAM | DATA NOT AVAILABLE | CHIPPENHAM | WILTSHIRE | SN15 4DF | ENGLAND | 398465 | 180491 | MELKSHAM GSP | CHIPPENHAM | DATA NOT AVAILABLE | LV | SOUTHERN ELECTRIC POWER DISTRIBUTION PLC | SOLAR | PHOTOVOLTAIC | NO | DATA NOT AVAILABLE | DATA NOT AVAILABLE | 23 | DATA NOT AVAILABLE | DATA NOT AVAILABLE | DATA NOT AVAILABLE | DATA NOT AVAILABLE | DATA NOT AVAILABLE | DATA NOT AVAILABLE | DATA NOT AVAILABLE | DATA NOT AVAILABLE | DATA NOT AVAILABLE | DATA NOT AVAILABLE | DATA NOT AVAILABLE | DATA NOT AVAILABLE | DATA NOT AVAILABLE | ACCEPTED TO CONNECT | DATA NOT AVAILABLE | DATA NOT AVAILABLE | DATA NOT AVAILABLE | DATA NOT AVAILABLE | DATA NOT AVAILABLE | DATA NOT AVAILABLE | 23 | 23 | 24.2105 | 0.33263 | 0.316 | 44774 | DATA NOT AVAILABLE | N | DATA NOT AVAILABLE | DATA NOT AVAILABLE | DATA NOT AVAILABLE | DATA NOT AVAILABLE | DATA NOT AVAILABLE | 44811
DATA NOT AVAILABLE | [5 empty] | DATA NOT AVAILABLE | GREEN ENERGY INTERNATIONAL | PATRICKSTON FARM - PV + BATTERY | PATRICKSTON FARM | KIPPENROSS | DUNBLANE | STIRLING | FK8 3JJ | SCOTLAND | 270073 | 695824 | BRACO WEST GRID | DATA NOT APPLICABLE | BRACO WEST GRID | 33 | SCOTTISH HYDRO ELECTRIC POWER DISTRIBUTION PLC | SOLAR | PHOTOVOLTAIC | NO | DATA NOT AVAILABLE | DATA NOT AVAILABLE | 15.9 | DATA NOT AVAILABLE | DATA NOT AVAILABLE | DATA NOT AVAILABLE | DATA NOT AVAILABLE | DATA NOT AVAILABLE | DATA NOT AVAILABLE | DATA NOT AVAILABLE | DATA NOT AVAILABLE | DATA NOT AVAILABLE | DATA NOT AVAILABLE | DATA NOT AVAILABLE | DATA NOT AVAILABLE | DATA NOT AVAILABLE | ACCEPTED TO CONNECT | DATA NOT AVAILABLE | DATA NOT AVAILABLE | DATA NOT AVAILABLE | DATA NOT AVAILABLE | DATA NOT AVAILABLE | DATA NOT AVAILABLE | 15.9 | 9.9 | 10.4211 | 6.3158 | 6 | 44816 | DATA NOT AVAILABLE | N | DATA NOT AVAILABLE | DATA NOT AVAILABLE | DATA NOT AVAILABLE | DATA NOT AVAILABLE | DATA NOT AVAILABLE | 44844
DATA NOT AVAILABLE | [5 empty] | DATA NOT AVAILABLE | EDEN RENEWABLES | READY 40MW - PV & BATTERY EXPORT / 26MW IMPORT | FOREST GATE | LONDON ROAD | CHIPPENHAM | WILTSHIRE | SN15 3RS | ENGLAND | 394762 | 171550 | MELKSHAM GSP | CHIPPENHAM | DATA NOT AVAILABLE | EHV | SOUTHERN ELECTRIC POWER DISTRIBUTION PLC | SOLAR | PHOTOVOLTAIC | NO | DATA NOT AVAILABLE | DATA NOT AVAILABLE | 0.001 | DATA NOT AVAILABLE | DATA NOT AVAILABLE | DATA NOT AVAILABLE | DATA NOT AVAILABLE | DATA NOT AVAILABLE | DATA NOT AVAILABLE | DATA NOT AVAILABLE | DATA NOT AVAILABLE | DATA NOT AVAILABLE | DATA NOT AVAILABLE | DATA NOT AVAILABLE | DATA NOT AVAILABLE | DATA NOT AVAILABLE | ACCEPTED TO CONNECT | DATA NOT AVAILABLE | DATA NOT AVAILABLE | DATA NOT AVAILABLE | DATA NOT AVAILABLE | DATA NOT AVAILABLE | DATA NOT AVAILABLE | 0.001 | 0.001 | 0.0010526 | 6.6484 | 6.316 | 44799 | DATA NOT AVAILABLE | N | DATA NOT AVAILABLE | DATA NOT AVAILABLE | DATA NOT AVAILABLE | DATA NOT AVAILABLE | DATA NOT AVAILABLE | 44811
DATA NOT AVAILABLE | [5 empty] | DATA NOT AVAILABLE | EDEN RENEWABLES | READY 40MW - PV & BATTERY EXPORT / 26MW IMPORT | LEIGH DELAMERE SOLAR FARM | LAND AROUND LEIGH DELAMERE | CHIPPENHAM | WILTSHIRE | SN14 6JZ | ENGLAND | 388395 | 179295 | MELKSHAM GSP | CHIPPENHAM | DATA NOT AVAILABLE | EHV | SOUTHERN ELECTRIC POWER DISTRIBUTION PLC | SOLAR | PHOTOVOLTAIC | NO | DATA NOT AVAILABLE | DATA NOT AVAILABLE | 0.001 | DATA NOT AVAILABLE | DATA NOT AVAILABLE | DATA NOT AVAILABLE | DATA NOT AVAILABLE | DATA NOT AVAILABLE | DATA NOT AVAILABLE | DATA NOT AVAILABLE | DATA NOT AVAILABLE | DATA NOT AVAILABLE | DATA NOT AVAILABLE | DATA NOT AVAILABLE | DATA NOT AVAILABLE | DATA NOT AVAILABLE | ACCEPTED TO CONNECT | DATA NOT AVAILABLE | DATA NOT AVAILABLE | DATA NOT AVAILABLE | DATA NOT AVAILABLE | DATA NOT AVAILABLE | DATA NOT AVAILABLE | 0.001 | 0.001 | 0.0010526 | 7.1747 | 6.816 | 44799 | DATA NOT AVAILABLE | N | DATA NOT AVAILABLE | DATA NOT AVAILABLE | DATA NOT AVAILABLE | DATA NOT AVAILABLE | DATA NOT AVAILABLE | 44811
DATA NOT AVAILABLE | [5 empty] | DATA NOT AVAILABLE | EDEN RENEWABLES | READY 40MW - PV & BATTERY EXPORT 26 MW IMPORT | RED BARN SOLAR FARM, LAND AROUND KINGSTON FARM | KINGSTON ST MICHAEL | CHIPPENHAM | WILTSHIRE | SN14 6DH | ENGLAND | 391064 | 177280 | MELKSHAM GSP | CHIPPENHAM | DATA NOT AVAILABLE | EHV | SOUTHERN ELECTRIC POWER DISTRIBUTION PLC | SOLAR | PHOTOVOLTAIC | NO | DATA NOT AVAILABLE | DATA NOT AVAILABLE | 0.001 | DATA NOT AVAILABLE | DATA NOT AVAILABLE | DATA NOT AVAILABLE | DATA NOT AVAILABLE | DATA NOT AVAILABLE | DATA NOT AVAILABLE | DATA NOT AVAILABLE | DATA NOT AVAILABLE | DATA NOT AVAILABLE | DATA NOT AVAILABLE | DATA NOT AVAILABLE | DATA NOT AVAILABLE | DATA NOT AVAILABLE | ACCEPTED TO CONNECT | DATA NOT AVAILABLE | DATA NOT AVAILABLE | DATA NOT AVAILABLE | DATA NOT AVAILABLE | DATA NOT AVAILABLE | DATA NOT AVAILABLE | 0.001 | 0.001 | 0.0010526 | 6.6484 | 6.316 | 44799 | DATA NOT AVAILABLE | N | DATA NOT AVAILABLE | DATA NOT AVAILABLE | DATA NOT AVAILABLE | DATA NOT AVAILABLE | DATA NOT AVAILABLE | 44811
DATA NOT AVAILABLE | [5 empty] | DATA NOT AVAILABLE | GREENTECH PROJECTS HOLDING UK LIMITED | 28MW MAINS OF DUN PV | MAINS OF DUN | DATA NOT AVAILABLE | MONTROSE | ANGUS | DD9 7PQ | SCOTLAND | 361513 | 761088 | BRIDGE OF DUN | DATA NOT APPLICABLE | BRIDGE OF DUN GRID | 33 | SCOTTISH HYDRO ELECTRIC POWER DISTRIBUTION PLC | SOLAR | PHOTOVOLTAIC | NO | DATA NOT AVAILABLE | DATA NOT AVAILABLE | 28 | DATA NOT AVAILABLE | DATA NOT AVAILABLE | DATA NOT AVAILABLE | DATA NOT AVAILABLE | DATA NOT AVAILABLE | DATA NOT AVAILABLE | DATA NOT AVAILABLE | DATA NOT AVAILABLE | DATA NOT AVAILABLE | DATA NOT AVAILABLE | DATA NOT AVAILABLE | DATA NOT AVAILABLE | DATA NOT AVAILABLE | ACCEPTED TO CONNECT | DATA NOT AVAILABLE | DATA NOT AVAILABLE | DATA NOT AVAILABLE | DATA NOT AVAILABLE | DATA NOT AVAILABLE | DATA NOT AVAILABLE | 28 | 28 | 29.4737 | 0.88632 | 0.842 | 45139 | DATA NOT AVAILABLE | N | DATA NOT AVAILABLE | DATA NOT AVAILABLE | DATA NOT AVAILABLE | DATA NOT AVAILABLE | DATA NOT AVAILABLE | 45176
DATA NOT AVAILABLE | [5 empty] | DATA NOT AVAILABLE | ESMART NETWORKS LIMITED | 30MW PV | HAREFIELD SOLAR | PARK LODGE FARM HAREFIELD | UXBRIDGE | BUCKINGHAMSHIRE | UB9 6JP | ENGLAND | 505396 | 188969 | IVER 132KV | DENHAM | DENHAM AVENUE | 6.6 | SOUTHERN ELECTRIC POWER DISTRIBUTION PLC | SOLAR | PHOTOVOLTAIC | NO | DATA NOT AVAILABLE | DATA NOT AVAILABLE | 30 | DATA NOT AVAILABLE | DATA NOT AVAILABLE | DATA NOT AVAILABLE | DATA NOT AVAILABLE | DATA NOT AVAILABLE | DATA NOT AVAILABLE | DATA NOT AVAILABLE | DATA NOT AVAILABLE | DATA NOT AVAILABLE | DATA NOT AVAILABLE | DATA NOT AVAILABLE | DATA NOT AVAILABLE | DATA NOT AVAILABLE | ACCEPTED TO CONNECT | DATA NOT AVAILABLE | DATA NOT AVAILABLE | DATA NOT AVAILABLE | DATA NOT AVAILABLE | DATA NOT AVAILABLE | DATA NOT AVAILABLE | 30 | 30 | 31.5789 | 0.21053 | 0.2 | 44858 | DATA NOT AVAILABLE | N | DATA NOT AVAILABLE | DATA NOT AVAILABLE | DATA NOT AVAILABLE | DATA NOT AVAILABLE | DATA NOT AVAILABLE | 44868
DATA NOT AVAILABLE | [5 empty] | DATA NOT AVAILABLE | EMTEC ENERGY | 1.24MW PV | PERTH - PERTH & BURGHMUIR DSR | VIEWLANDS ROAD WEST | PERTH | PERTHSHIRE AND KINROSS | PH1 1JS | SCOTLAND | 309529 | 723597 | BURGHMUIR | DATA NOT APPLICABLE | BURGHMUIR | 11 | SCOTTISH HYDRO ELECTRIC POWER DISTRIBUTION PLC | SOLAR | PHOTOVOLTAIC | NO | DATA NOT AVAILABLE | DATA NOT AVAILABLE | 1.24 | DATA NOT AVAILABLE | DATA NOT AVAILABLE | DATA NOT AVAILABLE | DATA NOT AVAILABLE | DATA NOT AVAILABLE | DATA NOT AVAILABLE | DATA NOT AVAILABLE | DATA NOT AVAILABLE | DATA NOT AVAILABLE | DATA NOT AVAILABLE | DATA NOT AVAILABLE | DATA NOT AVAILABLE | DATA NOT AVAILABLE | ACCEPTED TO CONNECT | DATA NOT AVAILABLE | DATA NOT AVAILABLE | DATA NOT AVAILABLE | DATA NOT AVAILABLE | DATA NOT AVAILABLE | DATA NOT AVAILABLE | 1.24 | 1.24 | 1.3053 | 0.13789 | 0.131 | 44831 | DATA NOT AVAILABLE | N | DATA NOT AVAILABLE | DATA NOT AVAILABLE | DATA NOT AVAILABLE | DATA NOT AVAILABLE | DATA NOT AVAILABLE | 44844
DATA NOT AVAILABLE | [5 empty] | DATA NOT AVAILABLE | GRIDSOURCE | 10MW PV/4.75MW BATTERY | LEIGHTON SOLAR FARM | LAND AT LEIGHTON | FROME | SOMERSET | BA11 4PP | ENGLAND | 371653 | 144056 | MELKSHAM GSP | NORRINGTON | DATA NOT AVAILABLE | HV | SOUTHERN ELECTRIC POWER DISTRIBUTION PLC | SOLAR | PHOTOVOLTAIC | NO | DATA NOT AVAILABLE | DATA NOT AVAILABLE | 14.75 | STORED ENERGY (ALL STORED ENERGY IRRESPECTVE OF THE ORIGINAL ENERGY SOURCE) | STORAGE - ELECTROCHEMICAL (BATTERIES) | DATA NOT AVAILABLE | DATA NOT AVAILABLE | DATA NOT AVAILABLE | 5 | DATA NOT AVAILABLE | DATA NOT AVAILABLE | DATA NOT AVAILABLE | DATA NOT AVAILABLE | DATA NOT AVAILABLE | DATA NOT AVAILABLE | DATA NOT AVAILABLE | ACCEPTED TO CONNECT | DATA NOT AVAILABLE | DATA NOT AVAILABLE | DATA NOT AVAILABLE | DATA NOT AVAILABLE | DATA NOT AVAILABLE | DATA NOT AVAILABLE | 14.75 | 10 | 10.5263 | 5 | 4.75 | 44785 | DATA NOT AVAILABLE | N | DATA NOT AVAILABLE | DATA NOT AVAILABLE | DATA NOT AVAILABLE | DATA NOT AVAILABLE | DATA NOT AVAILABLE | 44811
DATA NOT AVAILABLE | [5 empty] | DATA NOT AVAILABLE | CERTUS UTILITY CONSULTING LTD | 49.5 MW PV & BATTERY | KINNON PARK | TIBBERMORE | PERTH | PERTHSHIRE AND KINROSS | PH1 1QJ | SCOTLAND | 305123 | 723706 | BURGHMUIR | DATA NOT APPLICABLE | BURGHMUIR GRID | 33 | SCOTTISH HYDRO ELECTRIC POWER DISTRIBUTION PLC | SOLAR | PHOTOVOLTAIC | NO | DATA NOT AVAILABLE | DATA NOT AVAILABLE | 56.925 | DATA NOT AVAILABLE | DATA NOT AVAILABLE | DATA NOT AVAILABLE | DATA NOT AVAILABLE | DATA NOT AVAILABLE | DATA NOT AVAILABLE | DATA NOT AVAILABLE | DATA NOT AVAILABLE | DATA NOT AVAILABLE | DATA NOT AVAILABLE | DATA NOT AVAILABLE | DATA NOT AVAILABLE | DATA NOT AVAILABLE | ACCEPTED TO CONNECT | DATA NOT AVAILABLE | DATA NOT AVAILABLE | DATA NOT AVAILABLE | DATA NOT AVAILABLE | DATA NOT AVAILABLE | DATA NOT AVAILABLE | 56.925 | 49.5 | 52.1053 | 54.8474 | 52.105 | 44832 | DATA NOT AVAILABLE | N | DATA NOT AVAILABLE | DATA NOT AVAILABLE | DATA NOT AVAILABLE | DATA NOT AVAILABLE | DATA NOT AVAILABLE | 44844
DATA NOT AVAILABLE | [5 empty] | DATA NOT AVAILABLE | ROADNIGHT TAYLOR LTD | SOLAR PV AND BATTERY 18MW EXPORT 6MW IMPORT | LAINS FARM | QUARLEY | ANDOVER | HAMPSHIRE | SP11 8PX | ENGLAND | 427206 | 144369 | MELKSHAM GSP | ANDOVER | THRUXTON | 11 | SOUTHERN ELECTRIC POWER DISTRIBUTION PLC | SOLAR | PHOTOVOLTAIC | NO | DATA NOT AVAILABLE | DATA NOT AVAILABLE | 6.6 | DATA NOT AVAILABLE | DATA NOT AVAILABLE | DATA NOT AVAILABLE | DATA NOT AVAILABLE | DATA NOT AVAILABLE | DATA NOT AVAILABLE | DATA NOT AVAILABLE | DATA NOT AVAILABLE | DATA NOT AVAILABLE | DATA NOT AVAILABLE | DATA NOT AVAILABLE | DATA NOT AVAILABLE | DATA NOT AVAILABLE | ACCEPTED TO CONNECT | DATA NOT AVAILABLE | DATA NOT AVAILABLE | DATA NOT AVAILABLE | DATA NOT AVAILABLE | DATA NOT AVAILABLE | DATA NOT AVAILABLE | 6.6 | 18 | 18.9474 | 7.3126 | 6.947 | 44908 | DATA NOT AVAILABLE | N | DATA NOT AVAILABLE | DATA NOT AVAILABLE | DATA NOT AVAILABLE | DATA NOT AVAILABLE | DATA NOT AVAILABLE | 44936
DATA NOT AVAILABLE | [5 empty] | DATA NOT AVAILABLE | ETHICAL POWER | FRODO & BILBO FARM SOLAR/BESS | BILBO FARM | CRIMOND | FRASERBURGH | ABERDEENSHIRE | AB43 8QR | SCOTLAND | 406960 | 856722 | STRICHEN | DATA NOT APPLICABLE | STRICHEN GRID | 33 | SCOTTISH HYDRO ELECTRIC POWER DISTRIBUTION PLC | SOLAR | PHOTOVOLTAIC | NO | DATA NOT AVAILABLE | DATA NOT AVAILABLE | 74.6 | STORED ENERGY (ALL STORED ENERGY IRRESPECTVE OF THE ORIGINAL ENERGY SOURCE) | STORAGE - ELECTROCHEMICAL (BATTERIES) | DATA NOT AVAILABLE | DATA NOT AVAILABLE | DATA NOT AVAILABLE | 56.1053 | DATA NOT AVAILABLE | DATA NOT AVAILABLE | DATA NOT AVAILABLE | DATA NOT AVAILABLE | DATA NOT AVAILABLE | DATA NOT AVAILABLE | DATA NOT AVAILABLE | ACCEPTED TO CONNECT | DATA NOT AVAILABLE | DATA NOT AVAILABLE | DATA NOT AVAILABLE | DATA NOT AVAILABLE | DATA NOT AVAILABLE | DATA NOT AVAILABLE | 74.6 | 67.1 | 70.6316 | 56.1053 | 53.3 | 44869 | DATA NOT AVAILABLE | N | DATA NOT AVAILABLE | DATA NOT AVAILABLE | DATA NOT AVAILABLE | DATA NOT AVAILABLE | DATA NOT AVAILABLE | 44901
DATA NOT AVAILABLE | [5 empty] | DATA NOT AVAILABLE | BELLTOWN POWER UK WIND LIMITED 17 | 49.9MW PV & BATTERY | MOUNT PLEASANT SOLAR ENERGY HUB | LAND AT PLEASANT FARM WANBOROUGH | SWINDON | WILTSHIRE | SN4 0AU | ENGLAND | 421512 | 185120 | MINETY GSP | STRATTON | DATA NOT AVAILABLE | EHV | SOUTHERN ELECTRIC POWER DISTRIBUTION PLC | SOLAR | PHOTOVOLTAIC | NO | DATA NOT AVAILABLE | DATA NOT AVAILABLE | 49.9 | DATA NOT AVAILABLE | DATA NOT AVAILABLE | DATA NOT AVAILABLE | DATA NOT AVAILABLE | DATA NOT AVAILABLE | DATA NOT AVAILABLE | DATA NOT AVAILABLE | DATA NOT AVAILABLE | DATA NOT AVAILABLE | DATA NOT AVAILABLE | DATA NOT AVAILABLE | DATA NOT AVAILABLE | DATA NOT AVAILABLE | ACCEPTED TO CONNECT | DATA NOT AVAILABLE | DATA NOT AVAILABLE | DATA NOT AVAILABLE | DATA NOT AVAILABLE | DATA NOT AVAILABLE | DATA NOT AVAILABLE | 49.9 | 35 | 36.8421 | 33.2411 | 31.579 | 45058 | DATA NOT AVAILABLE | N | DATA NOT AVAILABLE | DATA NOT AVAILABLE | DATA NOT AVAILABLE | DATA NOT AVAILABLE | DATA NOT AVAILABLE | 45089
DATA NOT AVAILABLE | [5 empty] | DATA NOT AVAILABLE | THAMES WATER UTILITIES LTD | 4MW PV (ADD CAP) | FARMOOR WTW PV, THAMES WATER | CUMNOR ROAD FARMOOR | OXFORD | OXFORDSHIRE | OX2 9NS | ENGLAND | 445133 | 206789 | COWLEY GSP | OXFORD | OXFORD | 33 | SOUTHERN ELECTRIC POWER DISTRIBUTION PLC | SOLAR | PHOTOVOLTAIC | NO | DATA NOT AVAILABLE | DATA NOT AVAILABLE | 4 | DATA NOT AVAILABLE | DATA NOT AVAILABLE | DATA NOT AVAILABLE | DATA NOT AVAILABLE | DATA NOT AVAILABLE | DATA NOT AVAILABLE | DATA NOT AVAILABLE | DATA NOT AVAILABLE | DATA NOT AVAILABLE | DATA NOT AVAILABLE | DATA NOT AVAILABLE | DATA NOT AVAILABLE | DATA NOT AVAILABLE | ACCEPTED TO CONNECT | DATA NOT AVAILABLE | DATA NOT AVAILABLE | DATA NOT AVAILABLE | DATA NOT AVAILABLE | DATA NOT AVAILABLE | DATA NOT AVAILABLE | 4 | 3.1 | 3.2632 | 0 | 0 | 44981 | DATA NOT AVAILABLE | N | DATA NOT AVAILABLE | DATA NOT AVAILABLE | DATA NOT AVAILABLE | DATA NOT AVAILABLE | DATA NOT AVAILABLE | 45022
DATA NOT AVAILABLE | [5 empty] | DATA NOT AVAILABLE | LIGHTSOURCE RENEWABLE UK DEVELOPMENT LIMITED | 29MW PV | WEPHURST FARM SOLAR PARK | WEPHURST FARM WISBOROUGH GREEN | BILLINGSHURST | WEST SUSSEX | RH14 0AE | ENGLAND | 502525 | 129336 | BRAMLEY (FLEE) | FERNHURST | PLAISTOW | 11 | SOUTHERN ELECTRIC POWER DISTRIBUTION PLC | SOLAR | PHOTOVOLTAIC | NO | DATA NOT AVAILABLE | DATA NOT AVAILABLE | 20 | DATA NOT AVAILABLE | DATA NOT AVAILABLE | DATA NOT AVAILABLE | DATA NOT AVAILABLE | DATA NOT AVAILABLE | DATA NOT AVAILABLE | DATA NOT AVAILABLE | DATA NOT AVAILABLE | DATA NOT AVAILABLE | DATA NOT AVAILABLE | DATA NOT AVAILABLE | DATA NOT AVAILABLE | DATA NOT AVAILABLE | ACCEPTED TO CONNECT | DATA NOT AVAILABLE | DATA NOT AVAILABLE | DATA NOT AVAILABLE | DATA NOT AVAILABLE | DATA NOT AVAILABLE | DATA NOT AVAILABLE | 20 | 20 | 21.0526 | 0.44 | 0.418 | 45364 | DATA NOT AVAILABLE | N | DATA NOT AVAILABLE | DATA NOT AVAILABLE | DATA NOT AVAILABLE | DATA NOT AVAILABLE | DATA NOT AVAILABLE | 45022
DATA NOT AVAILABLE | [5 empty] | DATA NOT AVAILABLE | NAREC DISTRIBUTED ENERGY | 9.9MW PV | BALGERSHO PV, WEST BALGERSHO FARM | COUPAR ANGUS | BLAIRGOWRIE | PERTHSHIRE AND KINROSS | PH13 9LW | SCOTLAND | 321014 | 737993 | COUPAR ANGUS | DATA NOT APPLICABLE | COUPAR ANGUS GRID | 33 | SCOTTISH HYDRO ELECTRIC POWER DISTRIBUTION PLC | SOLAR | PHOTOVOLTAIC | NO | DATA NOT AVAILABLE | DATA NOT AVAILABLE | 9.9 | DATA NOT AVAILABLE | DATA NOT AVAILABLE | DATA NOT AVAILABLE | DATA NOT AVAILABLE | DATA NOT AVAILABLE | DATA NOT AVAILABLE | DATA NOT AVAILABLE | DATA NOT AVAILABLE | DATA NOT AVAILABLE | DATA NOT AVAILABLE | DATA NOT AVAILABLE | DATA NOT AVAILABLE | DATA NOT AVAILABLE | ACCEPTED TO CONNECT | DATA NOT AVAILABLE | DATA NOT AVAILABLE | DATA NOT AVAILABLE | DATA NOT AVAILABLE | DATA NOT AVAILABLE | DATA NOT AVAILABLE | 9.9 | 9.9 | 10.4211 | 0.021053 | 0.02 | 44840 | DATA NOT AVAILABLE | N | DATA NOT AVAILABLE | DATA NOT AVAILABLE | DATA NOT AVAILABLE | DATA NOT AVAILABLE | DATA NOT AVAILABLE | 44868
DATA NOT AVAILABLE | [5 empty] | DATA NOT AVAILABLE | F + B ENERGY | SHIRE END 20MW PV | SHIRE END FARM | PATH OF CONDIE GLENFARG | PERTH | PERTHSHIRE AND KINROSS | PH2 9DR | SCOTLAND | 309607 | 709502 | ABERNETHY | DATA NOT APPLICABLE | ABERNETHY GRID | 33 | SCOTTISH HYDRO ELECTRIC POWER DISTRIBUTION PLC | SOLAR | PHOTOVOLTAIC | NO | DATA NOT AVAILABLE | DATA NOT AVAILABLE | 20 | DATA NOT AVAILABLE | DATA NOT AVAILABLE | DATA NOT AVAILABLE | DATA NOT AVAILABLE | DATA NOT AVAILABLE | DATA NOT AVAILABLE | DATA NOT AVAILABLE | DATA NOT AVAILABLE | DATA NOT AVAILABLE | DATA NOT AVAILABLE | DATA NOT AVAILABLE | DATA NOT AVAILABLE | DATA NOT AVAILABLE | ACCEPTED TO CONNECT | DATA NOT AVAILABLE | DATA NOT AVAILABLE | DATA NOT AVAILABLE | DATA NOT AVAILABLE | DATA NOT AVAILABLE | DATA NOT AVAILABLE | 20 | 20 | 21.0526 | 0.22211 | 0.211 | 44973 | DATA NOT AVAILABLE | N | DATA NOT AVAILABLE | DATA NOT AVAILABLE | DATA NOT AVAILABLE | DATA NOT AVAILABLE | DATA NOT AVAILABLE | 44993
DATA NOT AVAILABLE | [5 empty] | DATA NOT AVAILABLE | ARK DATA CENTRES LIMITED | 11MW PV & 5.72MVA DIESEL STP | SQ19 GENERATION FACILITY, ARK DATA CENTRES | BRADFORD ROAD | CORSHAM | WILTSHIRE | SN13 9GB | ENGLAND | 385163 | 168889 | MELKSHAM GSP | NORRINGTON | DATA NOT AVAILABLE | LV | SOUTHERN ELECTRIC POWER DISTRIBUTION PLC | SOLAR | PHOTOVOLTAIC | NO | DATA NOT AVAILABLE | DATA NOT AVAILABLE | 15.576 | DATA NOT AVAILABLE | DATA NOT AVAILABLE | DATA NOT AVAILABLE | DATA NOT AVAILABLE | DATA NOT AVAILABLE | DATA NOT AVAILABLE | DATA NOT AVAILABLE | DATA NOT AVAILABLE | DATA NOT AVAILABLE | DATA NOT AVAILABLE | DATA NOT AVAILABLE | DATA NOT AVAILABLE | DATA NOT AVAILABLE | ACCEPTED TO CONNECT | DATA NOT AVAILABLE | DATA NOT AVAILABLE | DATA NOT AVAILABLE | DATA NOT AVAILABLE | DATA NOT AVAILABLE | DATA NOT AVAILABLE | 15.576 | 7.7 | 8.1053 | 0 | 0 | 45063 | DATA NOT AVAILABLE | N | DATA NOT AVAILABLE | DATA NOT AVAILABLE | DATA NOT AVAILABLE | DATA NOT AVAILABLE | DATA NOT AVAILABLE | 45089
DATA NOT AVAILABLE | [5 empty] | DATA NOT AVAILABLE | BSR APPLICATIONS LIMITED | 30MW PV & BATTERY | STROUD FARM SOLAR AND STORAGE | LAND AT STROUD FARM | PETERSFIELD | HAMPSHIRE | GU32 3PF | ENGLAND | 472609 | 123679 | BRAMLEY (FLEE) | FERNHURST | PETERSFIELD | 11 | SOUTHERN ELECTRIC POWER DISTRIBUTION PLC | SOLAR | PHOTOVOLTAIC | NO | DATA NOT AVAILABLE | DATA NOT AVAILABLE | 36 | DATA NOT AVAILABLE | DATA NOT AVAILABLE | DATA NOT AVAILABLE | DATA NOT AVAILABLE | DATA NOT AVAILABLE | DATA NOT AVAILABLE | DATA NOT AVAILABLE | DATA NOT AVAILABLE | DATA NOT AVAILABLE | DATA NOT AVAILABLE | DATA NOT AVAILABLE | DATA NOT AVAILABLE | DATA NOT AVAILABLE | ACCEPTED TO CONNECT | DATA NOT AVAILABLE | DATA NOT AVAILABLE | DATA NOT AVAILABLE | DATA NOT AVAILABLE | DATA NOT AVAILABLE | DATA NOT AVAILABLE | 36 | 26 | 27.3684 | 11.08 | 10.526 | 45496 | DATA NOT AVAILABLE | N | DATA NOT AVAILABLE | DATA NOT AVAILABLE | DATA NOT AVAILABLE | DATA NOT AVAILABLE | DATA NOT AVAILABLE | 45022
DATA NOT AVAILABLE | [5 empty] | DATA NOT AVAILABLE | COOPER ENERGY ENGINEERING LTD | 2.058MW PV & CHP (ADD CAP) | SEFTER FARM | PAGHAM ROAD | BOGNOR REGIS | WEST SUSSEX | PO21 3PX | ENGLAND | 489204 | 99743 | LOVEDEAN GSP | HUNSTON | ROSE GREEN | 11 | SOUTHERN ELECTRIC POWER DISTRIBUTION PLC | SOLAR | PHOTOVOLTAIC | NO | DATA NOT AVAILABLE | DATA NOT AVAILABLE | 2.058 | DATA NOT AVAILABLE | DATA NOT AVAILABLE | DATA NOT AVAILABLE | DATA NOT AVAILABLE | DATA NOT AVAILABLE | DATA NOT AVAILABLE | DATA NOT AVAILABLE | DATA NOT AVAILABLE | DATA NOT AVAILABLE | DATA NOT AVAILABLE | DATA NOT AVAILABLE | DATA NOT AVAILABLE | DATA NOT AVAILABLE | ACCEPTED TO CONNECT | DATA NOT AVAILABLE | DATA NOT AVAILABLE | DATA NOT AVAILABLE | DATA NOT AVAILABLE | DATA NOT AVAILABLE | DATA NOT AVAILABLE | 2.058 | 0.999 | 1.0516 | 0 | 0 | 45471 | DATA NOT AVAILABLE | N | DATA NOT AVAILABLE | DATA NOT AVAILABLE | DATA NOT AVAILABLE | DATA NOT AVAILABLE | DATA NOT AVAILABLE | 44936
DATA NOT AVAILABLE | [5 empty] | DATA NOT AVAILABLE | GREENTECH PROJECTS HOLDING UK LIMITED | DRONLEY 50MW PV | DRONLEY SOLAR FARM | LAND OFF B954 | DUNDEE | ANGUS | DD3 0QJ | SCOTLAND | 334347 | 735547 | LYNDHURST | DATA NOT APPLICABLE | LYNDHURST GRID | 33 | SCOTTISH HYDRO ELECTRIC POWER DISTRIBUTION PLC | SOLAR | PHOTOVOLTAIC | NO | DATA NOT AVAILABLE | DATA NOT AVAILABLE | 50 | DATA NOT AVAILABLE | DATA NOT AVAILABLE | DATA NOT AVAILABLE | DATA NOT AVAILABLE | DATA NOT AVAILABLE | DATA NOT AVAILABLE | DATA NOT AVAILABLE | DATA NOT AVAILABLE | DATA NOT AVAILABLE | DATA NOT AVAILABLE | DATA NOT AVAILABLE | DATA NOT AVAILABLE | DATA NOT AVAILABLE | ACCEPTED TO CONNECT | DATA NOT AVAILABLE | DATA NOT AVAILABLE | DATA NOT AVAILABLE | DATA NOT AVAILABLE | DATA NOT AVAILABLE | DATA NOT AVAILABLE | 50 | 50 | 52.6316 | 0.88632 | 0.842 | 45023 | DATA NOT AVAILABLE | N | DATA NOT AVAILABLE | DATA NOT AVAILABLE | DATA NOT AVAILABLE | DATA NOT AVAILABLE | DATA NOT AVAILABLE | 45057
DATA NOT AVAILABLE | [5 empty] | DATA NOT AVAILABLE | PUBLIC POWER SOLUTIONS LTD | BAKER BARRACKS - PV | BAKER BARRACKS | THORNEY ISLAND | EMSWORTH | HAMPSHIRE | PO10 8DH | ENGLAND | 475900 | 102900 | LOVEDEAN GSP | HAVANT | EMSWORTH | 11 | SOUTHERN ELECTRIC POWER DISTRIBUTION PLC | SOLAR | PHOTOVOLTAIC | NO | DATA NOT AVAILABLE | DATA NOT AVAILABLE | 1.2 | DATA NOT AVAILABLE | DATA NOT AVAILABLE | DATA NOT AVAILABLE | DATA NOT AVAILABLE | DATA NOT AVAILABLE | DATA NOT AVAILABLE | DATA NOT AVAILABLE | DATA NOT AVAILABLE | DATA NOT AVAILABLE | DATA NOT AVAILABLE | DATA NOT AVAILABLE | DATA NOT AVAILABLE | DATA NOT AVAILABLE | ACCEPTED TO CONNECT | DATA NOT AVAILABLE | DATA NOT AVAILABLE | DATA NOT AVAILABLE | DATA NOT AVAILABLE | DATA NOT AVAILABLE | DATA NOT AVAILABLE | 1.2 | 0.8 | 0.84211 | 0 | 0 | 44782 | DATA NOT AVAILABLE | N | DATA NOT AVAILABLE | DATA NOT AVAILABLE | DATA NOT AVAILABLE | DATA NOT AVAILABLE | DATA NOT AVAILABLE | 44811
DATA NOT AVAILABLE | [5 empty] | DATA NOT AVAILABLE | DNO CONSULTING LTD | ABDN 35MW PV & BATTERY | KIRKTON PV + ESS | LAND AROUND KIRKTON | PETERHEAD | ABERDEENSHIRE | AB42 3EN | SCOTLAND | 410457 | 850966 | PETERHEAD GRANGE | DATA NOT APPLICABLE | PETERHEAD GRANGE 33KV | 33 | SCOTTISH HYDRO ELECTRIC POWER DISTRIBUTION PLC | SOLAR | PHOTOVOLTAIC | NO | DATA NOT AVAILABLE | DATA NOT AVAILABLE | 43.75 | STORED ENERGY (ALL STORED ENERGY IRRESPECTVE OF THE ORIGINAL ENERGY SOURCE) | STORAGE - ELECTROCHEMICAL (BATTERIES) | DATA NOT AVAILABLE | DATA NOT AVAILABLE | DATA NOT AVAILABLE | 18.4211 | DATA NOT AVAILABLE | DATA NOT AVAILABLE | DATA NOT AVAILABLE | DATA NOT AVAILABLE | DATA NOT AVAILABLE | DATA NOT AVAILABLE | DATA NOT AVAILABLE | ACCEPTED TO CONNECT | DATA NOT AVAILABLE | DATA NOT AVAILABLE | DATA NOT AVAILABLE | DATA NOT AVAILABLE | DATA NOT AVAILABLE | DATA NOT AVAILABLE | 43.75 | 35 | 36.8421 | 18.4211 | 17.5 | 44911 | DATA NOT AVAILABLE | N | DATA NOT AVAILABLE | DATA NOT AVAILABLE | DATA NOT AVAILABLE | DATA NOT AVAILABLE | DATA NOT AVAILABLE | 44936
DATA NOT AVAILABLE | [5 empty] | DATA NOT AVAILABLE | DATA NOT AVAILABLE | 22MW PV | PEATTIE FARM | COUPAR ANGUS | BLAIRGOWRIE | PERTHSHIRE AND KINROSS | PH13 9LH | SCOTLAND | 322398 | 736313 | COUPAR ANGUS | DATA NOT APPLICABLE | DATA NOT AVAILABLE | EHV | SCOTTISH HYDRO ELECTRIC POWER DISTRIBUTION PLC | SOLAR | PHOTOVOLTAIC | NO | DATA NOT AVAILABLE | DATA NOT AVAILABLE | 22 | DATA NOT AVAILABLE | DATA NOT AVAILABLE | DATA NOT AVAILABLE | DATA NOT AVAILABLE | DATA NOT AVAILABLE | DATA NOT AVAILABLE | DATA NOT AVAILABLE | DATA NOT AVAILABLE | DATA NOT AVAILABLE | DATA NOT AVAILABLE | DATA NOT AVAILABLE | DATA NOT AVAILABLE | DATA NOT AVAILABLE | ACCEPTED TO CONNECT | DATA NOT AVAILABLE | DATA NOT AVAILABLE | DATA NOT AVAILABLE | DATA NOT AVAILABLE | DATA NOT AVAILABLE | DATA NOT AVAILABLE | 22 | 22 | 23.1579 | 0.88632 | 0.842 | 44973 | DATA NOT AVAILABLE | N | DATA NOT AVAILABLE | DATA NOT AVAILABLE | DATA NOT AVAILABLE | DATA NOT AVAILABLE | DATA NOT AVAILABLE | 44993
DATA NOT AVAILABLE | [5 empty] | DATA NOT AVAILABLE | ALLINGTON LANE SOLAR AND ENERGY STORAGE | QC & AUTH 27MW PV AND BATTERY | DATA NOT AVAILABLE | ALLINGTON LANE SOLAR FARM | EASTLEIGH | HAMPSHIRE | SO50 7DD | ENGLAND | 448241 | 117667 | BOTLEY WOOD GSP | NETLEY COMMON | DATA NOT AVAILABLE | EHV | SOUTHERN ELECTRIC POWER DISTRIBUTION PLC | SOLAR | PHOTOVOLTAIC | NO | DATA NOT AVAILABLE | DATA NOT AVAILABLE | 27 | STORED ENERGY (ALL STORED ENERGY IRRESPECTVE OF THE ORIGINAL ENERGY SOURCE) | STORAGE - ELECTROCHEMICAL (BATTERIES) | DATA NOT AVAILABLE | DATA NOT AVAILABLE | DATA NOT AVAILABLE | 13.1579 | DATA NOT AVAILABLE | DATA NOT AVAILABLE | DATA NOT AVAILABLE | DATA NOT AVAILABLE | DATA NOT AVAILABLE | DATA NOT AVAILABLE | DATA NOT AVAILABLE | ACCEPTED TO CONNECT | DATA NOT AVAILABLE | DATA NOT AVAILABLE | DATA NOT AVAILABLE | DATA NOT AVAILABLE | DATA NOT AVAILABLE | DATA NOT AVAILABLE | 27 | 27 | 28.4211 | 13.1579 | 12.5 | 44992 | DATA NOT AVAILABLE | N | DATA NOT AVAILABLE | DATA NOT AVAILABLE | DATA NOT AVAILABLE | DATA NOT AVAILABLE | DATA NOT AVAILABLE | 45022
DATA NOT AVAILABLE | [5 empty] | DATA NOT AVAILABLE | LOWER PENNINGTON SOLAR FARM | READY 35.5MW PV | LAND NEAR, EFFORD HOUSEHOLD WASTE RECYCLING CENTRE | MILFORD ROAD WOODSIDE PENNINGTON | LYMINGTON | HAMPSHIRE | SO41 8DP | ENGLAND | 430950 | 94281 | MANNINGTON GSP | ARNEWOOD | DATA NOT AVAILABLE | EHV | SOUTHERN ELECTRIC POWER DISTRIBUTION PLC | SOLAR | PHOTOVOLTAIC | NO | DATA NOT AVAILABLE | DATA NOT AVAILABLE | 20.57 | DATA NOT AVAILABLE | DATA NOT AVAILABLE | DATA NOT AVAILABLE | DATA NOT AVAILABLE | DATA NOT AVAILABLE | DATA NOT AVAILABLE | DATA NOT AVAILABLE | DATA NOT AVAILABLE | DATA NOT AVAILABLE | DATA NOT AVAILABLE | DATA NOT AVAILABLE | DATA NOT AVAILABLE | DATA NOT AVAILABLE | ACCEPTED TO CONNECT | DATA NOT AVAILABLE | DATA NOT AVAILABLE | DATA NOT AVAILABLE | DATA NOT AVAILABLE | DATA NOT AVAILABLE | DATA NOT AVAILABLE | 20.57 | 20.57 | 21.6526 | 0.55158 | 0.524 | 45016 | DATA NOT AVAILABLE | N | DATA NOT AVAILABLE | DATA NOT AVAILABLE | DATA NOT AVAILABLE | DATA NOT AVAILABLE | DATA NOT AVAILABLE | 45057
DATA NOT AVAILABLE | [5 empty] | DATA NOT AVAILABLE | PEMBRIDGE FARM PV/BESS | 49.9MW EXPORT. 50MW PV U/K BATTERY | PEMBRIDGE FARM | POUNDON | BICESTER | OXFORDSHIRE | OX27 9AY | ENGLAND | 465012 | 225538 | EAST CLAYDON GSP | BICESTER NORTH | DATA NOT AVAILABLE | 132 | SOUTHERN ELECTRIC POWER DISTRIBUTION PLC | SOLAR | PHOTOVOLTAIC | NO | DATA NOT AVAILABLE | DATA NOT AVAILABLE | 100 | STORED ENERGY (ALL STORED ENERGY IRRESPECTVE OF THE ORIGINAL ENERGY SOURCE) | STORAGE - ELECTROCHEMICAL (BATTERIES) | DATA NOT AVAILABLE | DATA NOT AVAILABLE | DATA NOT AVAILABLE | 55.2905 | DATA NOT AVAILABLE | DATA NOT AVAILABLE | DATA NOT AVAILABLE | DATA NOT AVAILABLE | DATA NOT AVAILABLE | DATA NOT AVAILABLE | DATA NOT AVAILABLE | ACCEPTED TO CONNECT | DATA NOT AVAILABLE | DATA NOT AVAILABLE | DATA NOT AVAILABLE | DATA NOT AVAILABLE | DATA NOT AVAILABLE | DATA NOT AVAILABLE | 100 | 49.9 | 52.5263 | 55.2905 | 52.526 | 44963 | DATA NOT AVAILABLE | N | DATA NOT AVAILABLE | DATA NOT AVAILABLE | DATA NOT AVAILABLE | DATA NOT AVAILABLE | DATA NOT AVAILABLE | 44993
DATA NOT AVAILABLE | [5 empty] | DATA NOT AVAILABLE | FAIRHURST | ISSUED | SLACKBUIE AREA H & F, PLOTS 140 PLOTS IN TOTAL. PV & EV INCL. | EARLS GATE | INVERNESS | HIGHLAND | IV2 6FT | SCOTLAND | 267557 | 841899 | INVERNESS | DATA NOT APPLICABLE | HILTON | 11 | SCOTTISH HYDRO ELECTRIC POWER DISTRIBUTION PLC | SOLAR | PHOTOVOLTAIC | NO | DATA NOT AVAILABLE | DATA NOT AVAILABLE | 0.266 | DATA NOT AVAILABLE | DATA NOT AVAILABLE | DATA NOT AVAILABLE | DATA NOT AVAILABLE | DATA NOT AVAILABLE | DATA NOT AVAILABLE | DATA NOT AVAILABLE | DATA NOT AVAILABLE | DATA NOT AVAILABLE | DATA NOT AVAILABLE | DATA NOT AVAILABLE | DATA NOT AVAILABLE | DATA NOT AVAILABLE | ACCEPTED TO CONNECT | DATA NOT AVAILABLE | DATA NOT AVAILABLE | DATA NOT AVAILABLE | DATA NOT AVAILABLE | DATA NOT AVAILABLE | DATA NOT AVAILABLE | 0.266 | 0.266 | 0.28 | 1.5579 | 1.48 | 44945 | DATA NOT AVAILABLE | N | DATA NOT AVAILABLE | DATA NOT AVAILABLE | DATA NOT AVAILABLE | DATA NOT AVAILABLE | DATA NOT AVAILABLE | 44959
DATA NOT AVAILABLE | [5 empty] | DATA NOT AVAILABLE | RENEWABLE CONNECTIONS SOLAR HOLDINGS LIMITED | RY SOUTH PARK FARM | SOUTH PARK FARM | GREAT SHODDESDEN | ANDOVER | HAMPSHIRE | SP11 9LP | ENGLAND | 427637 | 149033 | BRAMLEY (FLEE) | DATA NOT APPLICABLE | DATA NOT AVAILABLE | EHV | SOUTHERN ELECTRIC POWER DISTRIBUTION PLC | SOLAR | PHOTOVOLTAIC | NO | DATA NOT AVAILABLE | DATA NOT AVAILABLE | 14.25 | DATA NOT AVAILABLE | DATA NOT AVAILABLE | DATA NOT AVAILABLE | DATA NOT AVAILABLE | DATA NOT AVAILABLE | DATA NOT AVAILABLE | DATA NOT AVAILABLE | DATA NOT AVAILABLE | DATA NOT AVAILABLE | DATA NOT AVAILABLE | DATA NOT AVAILABLE | DATA NOT AVAILABLE | DATA NOT AVAILABLE | ACCEPTED TO CONNECT | DATA NOT AVAILABLE | DATA NOT AVAILABLE | DATA NOT AVAILABLE | DATA NOT AVAILABLE | DATA NOT AVAILABLE | DATA NOT AVAILABLE | 14.25 | 14.25 | 15 | 15.7895 | 15 | 45009 | DATA NOT AVAILABLE | N | DATA NOT AVAILABLE | DATA NOT AVAILABLE | DATA NOT AVAILABLE | DATA NOT AVAILABLE | DATA NOT AVAILABLE | 45057
DATA NOT AVAILABLE | [5 empty] | DATA NOT AVAILABLE | DATA NOT AVAILABLE | 20MW PV | LITTLE HODGINGTON SOLAR | LAND AT MANOR FARM | BASINGSTOKE | HAMPSHIRE | RG25 2RQ | ENGLAND | 469817 | 148640 | BRAMLEY (BASI) | BASINGSTOKE | BASINGSTOKE | 11 | SOUTHERN ELECTRIC POWER DISTRIBUTION PLC | SOLAR | PHOTOVOLTAIC | NO | DATA NOT AVAILABLE | DATA NOT AVAILABLE | 20 | DATA NOT AVAILABLE | DATA NOT AVAILABLE | DATA NOT AVAILABLE | DATA NOT AVAILABLE | DATA NOT AVAILABLE | DATA NOT AVAILABLE | DATA NOT AVAILABLE | DATA NOT AVAILABLE | DATA NOT AVAILABLE | DATA NOT AVAILABLE | DATA NOT AVAILABLE | DATA NOT AVAILABLE | DATA NOT AVAILABLE | ACCEPTED TO CONNECT | DATA NOT AVAILABLE | DATA NOT AVAILABLE | DATA NOT AVAILABLE | DATA NOT AVAILABLE | DATA NOT AVAILABLE | DATA NOT AVAILABLE | 20 | 20 | 21.0526 | 0.52526 | 0.499 | 45070 | DATA NOT AVAILABLE | N | DATA NOT AVAILABLE | DATA NOT AVAILABLE | DATA NOT AVAILABLE | DATA NOT AVAILABLE | DATA NOT AVAILABLE | 45089
DATA NOT AVAILABLE | [5 empty] | DATA NOT AVAILABLE | DATA NOT AVAILABLE | DATA NOT AVAILABLE | DATA NOT AVAILABLE | LAND NEAR PO41 0SS | YARMOUTH | ISLE OF WIGHT | PO41 0SS | ENGLAND | 437486 | 88697 | FAWLEY GSP | COWES & WOOTTON COMMON | SHALFLEET | 11 | SOUTHERN ELECTRIC POWER DISTRIBUTION PLC | SOLAR | PHOTOVOLTAIC | NO | DATA NOT AVAILABLE | DATA NOT AVAILABLE | 5 | DATA NOT AVAILABLE | DATA NOT AVAILABLE | DATA NOT AVAILABLE | DATA NOT AVAILABLE | DATA NOT AVAILABLE | DATA NOT AVAILABLE | DATA NOT AVAILABLE | DATA NOT AVAILABLE | DATA NOT AVAILABLE | DATA NOT AVAILABLE | DATA NOT AVAILABLE | DATA NOT AVAILABLE | DATA NOT AVAILABLE | ACCEPTED TO CONNECT | DATA NOT AVAILABLE | DATA NOT AVAILABLE | DATA NOT AVAILABLE | DATA NOT AVAILABLE | DATA NOT AVAILABLE | DATA NOT AVAILABLE | 5 | 0 | 0 | 0 | 0 | 45019 | DATA NOT AVAILABLE | N | DATA NOT AVAILABLE | DATA NOT AVAILABLE | DATA NOT AVAILABLE | DATA NOT AVAILABLE | DATA NOT AVAILABLE | 45057
DATA NOT AVAILABLE | [5 empty] | DATA NOT AVAILABLE | DATA NOT AVAILABLE | CRAIGEND PV FARM | CRAIGEND | (NEAR): EASTER KNOX, ARBIRLOT | ANGUS | ANGUS | DD11 2PW | SCOTLAND | 356919 | 739714 | ARBROATH | DATA NOT APPLICABLE | ARBROATH GRID | 33 | SCOTTISH HYDRO ELECTRIC POWER DISTRIBUTION PLC | SOLAR | PHOTOVOLTAIC | NO | DATA NOT AVAILABLE | DATA NOT AVAILABLE | 72.42 | DATA NOT AVAILABLE | DATA NOT AVAILABLE | DATA NOT AVAILABLE | DATA NOT AVAILABLE | DATA NOT AVAILABLE | DATA NOT AVAILABLE | DATA NOT AVAILABLE | DATA NOT AVAILABLE | DATA NOT AVAILABLE | DATA NOT AVAILABLE | DATA NOT AVAILABLE | DATA NOT AVAILABLE | DATA NOT AVAILABLE | ACCEPTED TO CONNECT | DATA NOT AVAILABLE | DATA NOT AVAILABLE | DATA NOT AVAILABLE | DATA NOT AVAILABLE | DATA NOT AVAILABLE | DATA NOT AVAILABLE | 72.42 | 49.9 | 52.5263 | 0.010526 | 0.01 | 45019 | DATA NOT AVAILABLE | N | DATA NOT AVAILABLE | DATA NOT AVAILABLE | DATA NOT AVAILABLE | DATA NOT AVAILABLE | DATA NOT AVAILABLE | 45057
DATA NOT AVAILABLE | [5 empty] | DATA NOT AVAILABLE | TNEI SERVICES LTD | 9.49MW PV/BATTERY | LAND AT KINNELL SOLAR FARM | DATA NOT AVAILABLE | ARBROATH | ANGUS | DD11 4XB | SCOTLAND | 359934 | 749727 | BRIDGE OF DUN | DATA NOT APPLICABLE | BRIDGE OF DUN GRID | 33 | SCOTTISH HYDRO ELECTRIC POWER DISTRIBUTION PLC | SOLAR | PHOTOVOLTAIC | NO | DATA NOT AVAILABLE | DATA NOT AVAILABLE | 14.2 | DATA NOT AVAILABLE | DATA NOT AVAILABLE | DATA NOT AVAILABLE | DATA NOT AVAILABLE | DATA NOT AVAILABLE | DATA NOT AVAILABLE | DATA NOT AVAILABLE | DATA NOT AVAILABLE | DATA NOT AVAILABLE | DATA NOT AVAILABLE | DATA NOT AVAILABLE | DATA NOT AVAILABLE | DATA NOT AVAILABLE | ACCEPTED TO CONNECT | DATA NOT AVAILABLE | DATA NOT AVAILABLE | DATA NOT AVAILABLE | DATA NOT AVAILABLE | DATA NOT AVAILABLE | DATA NOT AVAILABLE | 14.2 | 9.49 | 9.9895 | 5 | 4.75 | 44986 | DATA NOT AVAILABLE | N | DATA NOT AVAILABLE | DATA NOT AVAILABLE | DATA NOT AVAILABLE | DATA NOT AVAILABLE | DATA NOT AVAILABLE | 45022
DATA NOT AVAILABLE | [5 empty] | DATA NOT AVAILABLE | DATA NOT AVAILABLE | CCM 1.05MW PV ADD CAP | NEW SITE | MACPHIE OF GLENBERVIE WIND & SOLAR PARK, GLENBERVIE | STONEHAVEN | ABERDEENSHIRE | AB39 3YG | SCOTLAND | 376663 | 780625 | FIDDES | DATA NOT APPLICABLE | FIDDES | 33 | SCOTTISH HYDRO ELECTRIC POWER DISTRIBUTION PLC | SOLAR | PHOTOVOLTAIC | NO | DATA NOT AVAILABLE | DATA NOT AVAILABLE | 1.05 | DATA NOT AVAILABLE | DATA NOT AVAILABLE | DATA NOT AVAILABLE | DATA NOT AVAILABLE | DATA NOT AVAILABLE | DATA NOT AVAILABLE | DATA NOT AVAILABLE | DATA NOT AVAILABLE | DATA NOT AVAILABLE | DATA NOT AVAILABLE | DATA NOT AVAILABLE | DATA NOT AVAILABLE | DATA NOT AVAILABLE | ACCEPTED TO CONNECT | DATA NOT AVAILABLE | DATA NOT AVAILABLE | DATA NOT AVAILABLE | DATA NOT AVAILABLE | DATA NOT AVAILABLE | DATA NOT AVAILABLE | 1.05 | 0 | 0 | 0 | 0 | 45069 | DATA NOT AVAILABLE | N | DATA NOT AVAILABLE | DATA NOT AVAILABLE | DATA NOT AVAILABLE | DATA NOT AVAILABLE | DATA NOT AVAILABLE | 45089
DATA NOT AVAILABLE | [5 empty] | DATA NOT AVAILABLE | DATA NOT AVAILABLE | BURNSIDE FARM PV | DATA NOT AVAILABLE | LAND ADJACENTS TO TARLAND SUBSTATION | TARLAND | ABERDEENSHIRE | AB33 8LQ | SCOTLAND | 351241 | 807731 | TARLAND | DATA NOT APPLICABLE | TARLAND GRID | 33 | SCOTTISH HYDRO ELECTRIC POWER DISTRIBUTION PLC | SOLAR | PHOTOVOLTAIC | NO | DATA NOT AVAILABLE | DATA NOT AVAILABLE | 32.58 | DATA NOT AVAILABLE | DATA NOT AVAILABLE | DATA NOT AVAILABLE | DATA NOT AVAILABLE | DATA NOT AVAILABLE | DATA NOT AVAILABLE | DATA NOT AVAILABLE | DATA NOT AVAILABLE | DATA NOT AVAILABLE | DATA NOT AVAILABLE | DATA NOT AVAILABLE | DATA NOT AVAILABLE | DATA NOT AVAILABLE | ACCEPTED TO CONNECT | DATA NOT AVAILABLE | DATA NOT AVAILABLE | DATA NOT AVAILABLE | DATA NOT AVAILABLE | DATA NOT AVAILABLE | DATA NOT AVAILABLE | 32.58 | 30 | 31.5789 | 0.44316 | 0.421 | 45037 | DATA NOT AVAILABLE | N | DATA NOT AVAILABLE | DATA NOT AVAILABLE | DATA NOT AVAILABLE | DATA NOT AVAILABLE | DATA NOT AVAILABLE | 45057
DATA NOT AVAILABLE | [5 empty] | DATA NOT AVAILABLE | HYPERION ZERO LTD | ADCAP - EVW836. NEW TOTAL 5.8MW | NEWFORDPARK HOUSE | GLAMIS ROAD | FORFAR | ANGUS | DD8 1FR | SCOTLAND | 344358 | 750039 | LUNANHEAD | DATA NOT APPLICABLE | LOCHSIDE | 11 | SCOTTISH HYDRO ELECTRIC POWER DISTRIBUTION PLC | SOLAR | PHOTOVOLTAIC | NO | DATA NOT AVAILABLE | DATA NOT AVAILABLE | 2.4 | DATA NOT AVAILABLE | DATA NOT AVAILABLE | DATA NOT AVAILABLE | DATA NOT AVAILABLE | DATA NOT AVAILABLE | DATA NOT AVAILABLE | DATA NOT AVAILABLE | DATA NOT AVAILABLE | DATA NOT AVAILABLE | DATA NOT AVAILABLE | DATA NOT AVAILABLE | DATA NOT AVAILABLE | DATA NOT AVAILABLE | ACCEPTED TO CONNECT | DATA NOT AVAILABLE | DATA NOT AVAILABLE | DATA NOT AVAILABLE | DATA NOT AVAILABLE | DATA NOT AVAILABLE | DATA NOT AVAILABLE | 2.4 | 2.4 | 2.5263 | 0 | 0 | 45009 | DATA NOT AVAILABLE | N | DATA NOT AVAILABLE | DATA NOT AVAILABLE | DATA NOT AVAILABLE | DATA NOT AVAILABLE | DATA NOT AVAILABLE | 45022
DATA NOT AVAILABLE | [5 empty] | DATA NOT AVAILABLE | LOW CARBON UK SOLAR INVESTMENT COMPANY LIMITED | 42.7MW EXPORT PV/BATTERY | KIMPTON WOOD SOLAR FARM | SHODDESDEN GRANGE GREAT SHODDESDEN | ANDOVER | HAMPSHIRE | SP11 9LP | ENGLAND | 427637 | 149033 | BRAMLEY (BASI) | DATA NOT AVAILABLE | DATA NOT AVAILABLE | LV | SOUTHERN ELECTRIC POWER DISTRIBUTION PLC | SOLAR | PHOTOVOLTAIC | NO | DATA NOT AVAILABLE | DATA NOT AVAILABLE | 42.7 | STORED ENERGY (ALL STORED ENERGY IRRESPECTVE OF THE ORIGINAL ENERGY SOURCE) | STORAGE - ELECTROCHEMICAL (BATTERIES) | DATA NOT AVAILABLE | DATA NOT AVAILABLE | DATA NOT AVAILABLE | 11.08 | DATA NOT AVAILABLE | DATA NOT AVAILABLE | DATA NOT AVAILABLE | DATA NOT AVAILABLE | DATA NOT AVAILABLE | DATA NOT AVAILABLE | DATA NOT AVAILABLE | ACCEPTED TO CONNECT | DATA NOT AVAILABLE | DATA NOT AVAILABLE | DATA NOT AVAILABLE | DATA NOT AVAILABLE | DATA NOT AVAILABLE | DATA NOT AVAILABLE | 42.7 | 42.7 | 44.9474 | 11.08 | 10.526 | 45055 | DATA NOT AVAILABLE | N | DATA NOT AVAILABLE | DATA NOT AVAILABLE | DATA NOT AVAILABLE | DATA NOT AVAILABLE | DATA NOT AVAILABLE | 45089
DATA NOT AVAILABLE | [5 empty] | DATA NOT AVAILABLE | DATA NOT AVAILABLE | READING | NEW SITE | JAMES SOLAR FARM, GOODBOYS LANE, GRAZELE | READING | BERKSHIRE | RG7 3AH | ENGLAND | 468156 | 166456 | BRAMLEY (FLEE) | BURGHFIELD RESERVE | TRASH GREEN | 33 | SOUTHERN ELECTRIC POWER DISTRIBUTION PLC | SOLAR | PHOTOVOLTAIC | NO | DATA NOT AVAILABLE | DATA NOT AVAILABLE | 12.5 | DATA NOT AVAILABLE | DATA NOT AVAILABLE | DATA NOT AVAILABLE | DATA NOT AVAILABLE | DATA NOT AVAILABLE | DATA NOT AVAILABLE | DATA NOT AVAILABLE | DATA NOT AVAILABLE | DATA NOT AVAILABLE | DATA NOT AVAILABLE | DATA NOT AVAILABLE | DATA NOT AVAILABLE | DATA NOT AVAILABLE | ACCEPTED TO CONNECT | DATA NOT AVAILABLE | DATA NOT AVAILABLE | DATA NOT AVAILABLE | DATA NOT AVAILABLE | DATA NOT AVAILABLE | DATA NOT AVAILABLE | 12.5 | 12.5 | 13.1579 | 0.054737 | 0.052 | 45128 | DATA NOT AVAILABLE | N | DATA NOT AVAILABLE | DATA NOT AVAILABLE | DATA NOT AVAILABLE | DATA NOT AVAILABLE | DATA NOT AVAILABLE | 45176
DATA NOT AVAILABLE | [5 empty] | DATA NOT AVAILABLE | DATA NOT AVAILABLE | ARDIMANNOCH FARM PV | ARDIEMANNOCH | U44H FROM EDINDIACH ROAD IN KEITH VIA AR | KEITH | MORAY | AB55 5NS | SCOTLAND | 344686 | 850116 | KEITH | DATA NOT APPLICABLE | KEITH GRID | 33 | SCOTTISH HYDRO ELECTRIC POWER DISTRIBUTION PLC | SOLAR | PHOTOVOLTAIC | NO | DATA NOT AVAILABLE | DATA NOT AVAILABLE | 21.72 | DATA NOT AVAILABLE | DATA NOT AVAILABLE | DATA NOT AVAILABLE | DATA NOT AVAILABLE | DATA NOT AVAILABLE | DATA NOT AVAILABLE | DATA NOT AVAILABLE | DATA NOT AVAILABLE | DATA NOT AVAILABLE | DATA NOT AVAILABLE | DATA NOT AVAILABLE | DATA NOT AVAILABLE | DATA NOT AVAILABLE | ACCEPTED TO CONNECT | DATA NOT AVAILABLE | DATA NOT AVAILABLE | DATA NOT AVAILABLE | DATA NOT AVAILABLE | DATA NOT AVAILABLE | DATA NOT AVAILABLE | 21.72 | 20 | 21.0526 | 0.42105 | 0.4 | 45118 | DATA NOT AVAILABLE | N | DATA NOT AVAILABLE | DATA NOT AVAILABLE | DATA NOT AVAILABLE | DATA NOT AVAILABLE | DATA NOT AVAILABLE | 45176
DATA NOT AVAILABLE | [5 empty] | DATA NOT AVAILABLE | DATA NOT AVAILABLE | 5MW PV BESS (DC COUPLED) | FLETCHWOOD SOLAR FARM | FLETCHWOOD LANE | SOUTHAMPTON | HAMPSHIRE | SO407DZ | ENGLAND | 433778 | 112071 | NURSLING GSP | ROWNHAMS | FLETCHWOOD | 11 | SOUTHERN ELECTRIC POWER DISTRIBUTION PLC | SOLAR | PHOTOVOLTAIC | NO | DATA NOT AVAILABLE | DATA NOT AVAILABLE | 5 | STORED ENERGY (ALL STORED ENERGY IRRESPECTVE OF THE ORIGINAL ENERGY SOURCE) | STORAGE - ELECTROCHEMICAL (BATTERIES) | DATA NOT AVAILABLE | DATA NOT AVAILABLE | DATA NOT AVAILABLE | 5.5368 | DATA NOT AVAILABLE | DATA NOT AVAILABLE | DATA NOT AVAILABLE | DATA NOT AVAILABLE | DATA NOT AVAILABLE | DATA NOT AVAILABLE | DATA NOT AVAILABLE | ACCEPTED TO CONNECT | DATA NOT AVAILABLE | DATA NOT AVAILABLE | DATA NOT AVAILABLE | DATA NOT AVAILABLE | DATA NOT AVAILABLE | DATA NOT AVAILABLE | 5 | 5 | 5.2632 | 5.5368 | 5.26 | 45133 | DATA NOT AVAILABLE | N | DATA NOT AVAILABLE | DATA NOT AVAILABLE | DATA NOT AVAILABLE | DATA NOT AVAILABLE | DATA NOT AVAILABLE | 45176
DATA NOT AVAILABLE | [5 empty] | DATA NOT AVAILABLE | DATA NOT AVAILABLE | LOCHABER FARM 50MW PV/BESS | NEW SITE | LOCHABER FARM ARBROATH | ARBROATH | ANGUS | DD11 2NS | SCOTLAND | 360487 | 741865 | ARBROATH | DATA NOT APPLICABLE | DATA NOT AVAILABLE | EHV | SCOTTISH HYDRO ELECTRIC POWER DISTRIBUTION PLC | SOLAR | PHOTOVOLTAIC | NO | DATA NOT AVAILABLE | DATA NOT AVAILABLE | 50 | STORED ENERGY (ALL STORED ENERGY IRRESPECTVE OF THE ORIGINAL ENERGY SOURCE) | STORAGE - ELECTROCHEMICAL (BATTERIES) | DATA NOT AVAILABLE | DATA NOT AVAILABLE | DATA NOT AVAILABLE | 52.6316 | DATA NOT AVAILABLE | DATA NOT AVAILABLE | DATA NOT AVAILABLE | DATA NOT AVAILABLE | DATA NOT AVAILABLE | DATA NOT AVAILABLE | DATA NOT AVAILABLE | ACCEPTED TO CONNECT | DATA NOT AVAILABLE | DATA NOT AVAILABLE | DATA NOT AVAILABLE | DATA NOT AVAILABLE | DATA NOT AVAILABLE | DATA NOT AVAILABLE | 50 | 50 | 52.6316 | 52.6316 | 50 | 45113 | DATA NOT AVAILABLE | N | DATA NOT AVAILABLE | DATA NOT AVAILABLE | DATA NOT AVAILABLE | DATA NOT AVAILABLE | DATA NOT AVAILABLE | 45176
DATA NOT AVAILABLE | [5 empty] | DATA NOT AVAILABLE | DATA NOT AVAILABLE | NEWTONHILL SOLAR FARM | NEW SITE | NEWTONHILL SOLAR FARM - UNNAMED ROAD, | NEWTONHILL | ABERDEENSHIRE | AB39 3PQ | SCOTLAND | 390155 | 793151 | REDMOSS | DATA NOT APPLICABLE | REDMOSS GRID | 33 | SCOTTISH HYDRO ELECTRIC POWER DISTRIBUTION PLC | SOLAR | PHOTOVOLTAIC | NO | DATA NOT AVAILABLE | DATA NOT AVAILABLE | 5 | DATA NOT AVAILABLE | DATA NOT AVAILABLE | DATA NOT AVAILABLE | DATA NOT AVAILABLE | DATA NOT AVAILABLE | DATA NOT AVAILABLE | DATA NOT AVAILABLE | DATA NOT AVAILABLE | DATA NOT AVAILABLE | DATA NOT AVAILABLE | DATA NOT AVAILABLE | DATA NOT AVAILABLE | DATA NOT AVAILABLE | ACCEPTED TO CONNECT | DATA NOT AVAILABLE | DATA NOT AVAILABLE | DATA NOT AVAILABLE | DATA NOT AVAILABLE | DATA NOT AVAILABLE | DATA NOT AVAILABLE | 5 | 5 | 5.2632 | 0.10526 | 0.1 | 45125 | DATA NOT AVAILABLE | N | DATA NOT AVAILABLE | DATA NOT AVAILABLE | DATA NOT AVAILABLE | DATA NOT AVAILABLE | DATA NOT AVAILABLE | 45176
DATA NOT AVAILABLE | [5 empty] | DATA NOT AVAILABLE | DATA NOT AVAILABLE | MACALLAN 1.75MW PV | NEW SITE | MACALLAN SOLAR PV FARM ABERLOUR | ABERLOUR | MORAY | AB38 9SA | SCOTLAND | 327119 | 845261 | KEITH | DATA NOT APPLICABLE | ROTHES | 11 | SCOTTISH HYDRO ELECTRIC POWER DISTRIBUTION PLC | SOLAR | PHOTOVOLTAIC | NO | DATA NOT AVAILABLE | DATA NOT AVAILABLE | 1.75 | DATA NOT AVAILABLE | DATA NOT AVAILABLE | DATA NOT AVAILABLE | DATA NOT AVAILABLE | DATA NOT AVAILABLE | DATA NOT AVAILABLE | DATA NOT AVAILABLE | DATA NOT AVAILABLE | DATA NOT AVAILABLE | DATA NOT AVAILABLE | DATA NOT AVAILABLE | DATA NOT AVAILABLE | DATA NOT AVAILABLE | ACCEPTED TO CONNECT | DATA NOT AVAILABLE | DATA NOT AVAILABLE | DATA NOT AVAILABLE | DATA NOT AVAILABLE | DATA NOT AVAILABLE | DATA NOT AVAILABLE | 1.75 | 0.05 | 0.052632 | 0 | 0 | 45155 | DATA NOT AVAILABLE | N | DATA NOT AVAILABLE | DATA NOT AVAILABLE | DATA NOT AVAILABLE | DATA NOT AVAILABLE | DATA NOT AVAILABLE | 45176
DATA NOT AVAILABLE | [5 empty] | DATA NOT AVAILABLE | DATA NOT AVAILABLE | 2MW PV | NEW SITE | ABURTHNOTT FOURDOUN | LAURENCEKIRK | ABERDEENSHIRE | AB30 1LQ | SCOTLAND | 381655 | 779139 | FIDDES | DATA NOT APPLICABLE | FIDDES | 33 | SCOTTISH HYDRO ELECTRIC POWER DISTRIBUTION PLC | SOLAR | PHOTOVOLTAIC | NO | DATA NOT AVAILABLE | DATA NOT AVAILABLE | 2 | DATA NOT AVAILABLE | DATA NOT AVAILABLE | DATA NOT AVAILABLE | DATA NOT AVAILABLE | DATA NOT AVAILABLE | DATA NOT AVAILABLE | DATA NOT AVAILABLE | DATA NOT AVAILABLE | DATA NOT AVAILABLE | DATA NOT AVAILABLE | DATA NOT AVAILABLE | DATA NOT AVAILABLE | DATA NOT AVAILABLE | ACCEPTED TO CONNECT | DATA NOT AVAILABLE | DATA NOT AVAILABLE | DATA NOT AVAILABLE | DATA NOT AVAILABLE | DATA NOT AVAILABLE | DATA NOT AVAILABLE | 2 | 2 | 2.1053 | 0 | 0 | 45139 | DATA NOT AVAILABLE | N | DATA NOT AVAILABLE | DATA NOT AVAILABLE | DATA NOT AVAILABLE | DATA NOT AVAILABLE | DATA NOT AVAILABLE | 45176
DATA NOT AVAILABLE | [5 empty] | DATA NOT AVAILABLE | DATA NOT AVAILABLE | 99.56MW PV/BESS | NEW SITE, WEST PITNACREE | LAND OFF A926 | ALYTH | PERTH AND KINROSS | PH11 8JF | SCOTLAND | 323612 | 747765 | COUPAR ANGUS | DATA NOT APPLICABLE | DATA NOT AVAILABLE | EHV | SCOTTISH HYDRO ELECTRIC POWER DISTRIBUTION PLC | SOLAR | PHOTOVOLTAIC | NO | DATA NOT AVAILABLE | DATA NOT AVAILABLE | 99.56 | STORED ENERGY (ALL STORED ENERGY IRRESPECTVE OF THE ORIGINAL ENERGY SOURCE) | STORAGE - ELECTROCHEMICAL (BATTERIES) | DATA NOT AVAILABLE | DATA NOT AVAILABLE | DATA NOT AVAILABLE | 52.4211 | DATA NOT AVAILABLE | DATA NOT AVAILABLE | DATA NOT AVAILABLE | DATA NOT AVAILABLE | DATA NOT AVAILABLE | DATA NOT AVAILABLE | DATA NOT AVAILABLE | ACCEPTED TO CONNECT | DATA NOT AVAILABLE | DATA NOT AVAILABLE | DATA NOT AVAILABLE | DATA NOT AVAILABLE | DATA NOT AVAILABLE | DATA NOT AVAILABLE | 99.56 | 49.8 | 52.4211 | 52.4211 | 49.8 | 45149 | DATA NOT AVAILABLE | N | DATA NOT AVAILABLE | DATA NOT AVAILABLE | DATA NOT AVAILABLE | DATA NOT AVAILABLE | DATA NOT AVAILABLE | 45176
DATA NOT AVAILABLE | [5 empty] | DATA NOT AVAILABLE | DATA NOT AVAILABLE | BOYNDIE SOLAR & BESS FARM | NEW SITE | LAND AT BOYNDIE | BANFF | ABERDEENSHIRE | AB45 2LR | SCOTLAND | 361646 | 863715 | MACDUFF | DATA NOT APPLICABLE | MACDUFF GRID | 33 | SCOTTISH HYDRO ELECTRIC POWER DISTRIBUTION PLC | SOLAR | PHOTOVOLTAIC | NO | DATA NOT AVAILABLE | DATA NOT AVAILABLE | 73.6 | STORED ENERGY (ALL STORED ENERGY IRRESPECTVE OF THE ORIGINAL ENERGY SOURCE) | STORAGE - ELECTROCHEMICAL (BATTERIES) | DATA NOT AVAILABLE | DATA NOT AVAILABLE | DATA NOT AVAILABLE | 73.5789 | DATA NOT AVAILABLE | DATA NOT AVAILABLE | DATA NOT AVAILABLE | DATA NOT AVAILABLE | DATA NOT AVAILABLE | DATA NOT AVAILABLE | DATA NOT AVAILABLE | ACCEPTED TO CONNECT | DATA NOT AVAILABLE | DATA NOT AVAILABLE | DATA NOT AVAILABLE | DATA NOT AVAILABLE | DATA NOT AVAILABLE | DATA NOT AVAILABLE | 73.6 | 69.9 | 73.5789 | 73.5789 | 69.9 | 45155 | DATA NOT AVAILABLE | N | DATA NOT AVAILABLE | DATA NOT AVAILABLE | DATA NOT AVAILABLE | DATA NOT AVAILABLE | DATA NOT AVAILABLE | 45176
DATA NOT AVAILABLE | [5 empty] | DATA NOT AVAILABLE | DATA NOT AVAILABLE | RDY 30MW PV & BESS | NEW SITE | STAUNTON ROAD | OXFORD | OXFORDSHIRE | OX33 1EH | ENGLAND | 458595 | 207897 | COWLEY GSP | HEADINGTON | DATA NOT AVAILABLE | EHV | SOUTHERN ELECTRIC POWER DISTRIBUTION PLC | SOLAR | PHOTOVOLTAIC | NO | DATA NOT AVAILABLE | DATA NOT AVAILABLE | 60 | STORED ENERGY (ALL STORED ENERGY IRRESPECTVE OF THE ORIGINAL ENERGY SOURCE) | STORAGE - ELECTROCHEMICAL (BATTERIES) | DATA NOT AVAILABLE | DATA NOT AVAILABLE | DATA NOT AVAILABLE | 1.0516 | DATA NOT AVAILABLE | DATA NOT AVAILABLE | DATA NOT AVAILABLE | DATA NOT AVAILABLE | DATA NOT AVAILABLE | DATA NOT AVAILABLE | DATA NOT AVAILABLE | ACCEPTED TO CONNECT | DATA NOT AVAILABLE | DATA NOT AVAILABLE | DATA NOT AVAILABLE | DATA NOT AVAILABLE | DATA NOT AVAILABLE | DATA NOT AVAILABLE | 60 | 30 | 31.5789 | 1.0516 | 0.999 | 45147 | DATA NOT AVAILABLE | N | DATA NOT AVAILABLE | DATA NOT AVAILABLE | DATA NOT AVAILABLE | DATA NOT AVAILABLE | DATA NOT AVAILABLE | 45176
DATA NOT AVAILABLE | [5 empty] | DATA NOT AVAILABLE | DATA NOT AVAILABLE | AUTH | BATTENS FARM | FOWLSWICK LANE | CHIPPENHAM | WILTSHIRE | SN14 6LT | ENGLAND | 388273 | 175770 | MELKSHAM GSP | CHIPPENHAM | YATTON KEYNELL | 11 | SOUTHERN ELECTRIC POWER DISTRIBUTION PLC | SOLAR | PHOTOVOLTAIC | NO | DATA NOT AVAILABLE | DATA NOT AVAILABLE | 10 | DATA NOT AVAILABLE | DATA NOT AVAILABLE | DATA NOT AVAILABLE | DATA NOT AVAILABLE | DATA NOT AVAILABLE | DATA NOT AVAILABLE | DATA NOT AVAILABLE | DATA NOT AVAILABLE | DATA NOT AVAILABLE | DATA NOT AVAILABLE | DATA NOT AVAILABLE | DATA NOT AVAILABLE | DATA NOT AVAILABLE | ACCEPTED TO CONNECT | DATA NOT AVAILABLE | DATA NOT AVAILABLE | DATA NOT AVAILABLE | DATA NOT AVAILABLE | DATA NOT AVAILABLE | DATA NOT AVAILABLE | 10 | 10 | 10.5263 | 0.16526 | 0.157 | 45148 | DATA NOT AVAILABLE | N | DATA NOT AVAILABLE | DATA NOT AVAILABLE | DATA NOT AVAILABLE | DATA NOT AVAILABLE | DATA NOT AVAILABLE | 45176
DATA NOT AVAILABLE | [5 empty] | DATA NOT AVAILABLE | BRAD HOLLERON | EAST END CAMPUS | NEW SITE | EAST END CAMPUS WHITFIELD | DUNDEE | DUNDEE CITY | DD4 0NY | SCOTLAND | 343890 | 733017 | MILTON OF CRAIGIE | DATA NOT APPLICABLE | MILTON OF CRAIGIE | 11 | SCOTTISH HYDRO ELECTRIC POWER DISTRIBUTION PLC | SOLAR | PHOTOVOLTAIC | NO | DATA NOT AVAILABLE | DATA NOT AVAILABLE | 0.245 | DATA NOT AVAILABLE | DATA NOT AVAILABLE | DATA NOT AVAILABLE | DATA NOT AVAILABLE | DATA NOT AVAILABLE | DATA NOT AVAILABLE | DATA NOT AVAILABLE | DATA NOT AVAILABLE | DATA NOT AVAILABLE | DATA NOT AVAILABLE | DATA NOT AVAILABLE | DATA NOT AVAILABLE | DATA NOT AVAILABLE | ACCEPTED TO CONNECT | DATA NOT AVAILABLE | DATA NOT AVAILABLE | DATA NOT AVAILABLE | DATA NOT AVAILABLE | DATA NOT AVAILABLE | DATA NOT AVAILABLE | 0.245 | 0.245 | 0.25789 | 2.9474 | 2.8 | 45169 | 45764 | N | DATA NOT AVAILABLE | DATA NOT AVAILABLE | DATA NOT AVAILABLE | DATA NOT AVAILABLE | DATA NOT AVAILABLE | 45176
DATA NOT AVAILABLE | [5 empty] | DATA NOT AVAILABLE | STEPHEN LAWSON | STORMONT PARK - PHASE 2 | NEW SITE | STORMONT PARK SPOUTWELLS DRIVE | PERTH | PERTHSHIRE AND KINROSS | PH2 6FJ | SCOTLAND | 312661 | 726911 | ABERNETHY | DATA NOT APPLICABLE | SCONE | 11 | SCOTTISH HYDRO ELECTRIC POWER DISTRIBUTION PLC | SOLAR | PHOTOVOLTAIC | NO | DATA NOT AVAILABLE | DATA NOT AVAILABLE | 1.156 | DATA NOT AVAILABLE | DATA NOT AVAILABLE | DATA NOT AVAILABLE | DATA NOT AVAILABLE | DATA NOT AVAILABLE | DATA NOT AVAILABLE | DATA NOT AVAILABLE | DATA NOT AVAILABLE | DATA NOT AVAILABLE | DATA NOT AVAILABLE | DATA NOT AVAILABLE | DATA NOT AVAILABLE | DATA NOT AVAILABLE | ACCEPTED TO CONNECT | DATA NOT AVAILABLE | DATA NOT AVAILABLE | DATA NOT AVAILABLE | DATA NOT AVAILABLE | DATA NOT AVAILABLE | DATA NOT AVAILABLE | 1.156 | 1.156 | 1.2168 | 2.8589 | 2.716 | 45166 | DATA NOT AVAILABLE | N | DATA NOT AVAILABLE | DATA NOT AVAILABLE | DATA NOT AVAILABLE | DATA NOT AVAILABLE | DATA NOT AVAILABLE | 45176
DATA NOT AVAILABLE | [5 empty] | DATA NOT AVAILABLE | AURA POWER DEVELOPMENTS LTD | CIRENCESTER SOLAR PARK - PV | CIRENCESTER SOLAR PARK, ESTATE OFFICE | BATHURST ESTATES CIRENCESTER PARK | CIRENCESTER | GLOUCESTERSHIRE | GL7 2BU | ENGLAND | 402020 | 202041 | MINETY GSP | CIRENCESTER | DATA NOT AVAILABLE | EHV | SOUTHERN ELECTRIC POWER DISTRIBUTION PLC | SOLAR | PHOTOVOLTAIC | NO | DATA NOT AVAILABLE | DATA NOT AVAILABLE | 49 | DATA NOT AVAILABLE | DATA NOT AVAILABLE | DATA NOT AVAILABLE | DATA NOT AVAILABLE | DATA NOT AVAILABLE | DATA NOT AVAILABLE | DATA NOT AVAILABLE | DATA NOT AVAILABLE | DATA NOT AVAILABLE | DATA NOT AVAILABLE | DATA NOT AVAILABLE | DATA NOT AVAILABLE | DATA NOT AVAILABLE | ACCEPTED TO CONNECT | DATA NOT AVAILABLE | DATA NOT AVAILABLE | DATA NOT AVAILABLE | DATA NOT AVAILABLE | DATA NOT AVAILABLE | DATA NOT AVAILABLE | 49 | 49 | 51.5789 | 0.33263 | 0.316 | 45149 | DATA NOT AVAILABLE | N | DATA NOT AVAILABLE | DATA NOT AVAILABLE | DATA NOT AVAILABLE | DATA NOT AVAILABLE | DATA NOT AVAILABLE | 45176
DATA NOT AVAILABLE | [5 empty] | DATA NOT AVAILABLE | SCOTIA HOMES | WESTFIELD POC | WESTFIELD | DATA NOT AVAILABLE | DUNDEE | ANGUS | DD8 1JN | SCOTLAND | 344906 | 749278 | LUNANHEAD | DATA NOT APPLICABLE | LOCHSIDE | 11 | SCOTTISH HYDRO ELECTRIC POWER DISTRIBUTION PLC | SOLAR | PHOTOVOLTAIC | NO | DATA NOT AVAILABLE | DATA NOT AVAILABLE | 0.353 | DATA NOT AVAILABLE | DATA NOT AVAILABLE | DATA NOT AVAILABLE | DATA NOT AVAILABLE | DATA NOT AVAILABLE | DATA NOT AVAILABLE | DATA NOT AVAILABLE | DATA NOT AVAILABLE | DATA NOT AVAILABLE | DATA NOT AVAILABLE | DATA NOT AVAILABLE | DATA NOT AVAILABLE | DATA NOT AVAILABLE | ACCEPTED TO CONNECT | DATA NOT AVAILABLE | DATA NOT AVAILABLE | DATA NOT AVAILABLE | DATA NOT AVAILABLE | DATA NOT AVAILABLE | DATA NOT AVAILABLE | 0.353 | 0.353 | 0.37158 | 1.4 | 1.4737 | 45222 | DATA NOT AVAILABLE | N | DATA NOT AVAILABLE | DATA NOT AVAILABLE | DATA NOT AVAILABLE | DATA NOT AVAILABLE | DATA NOT AVAILABLE | 45271
DATA NOT AVAILABLE | [5 empty] | DATA NOT AVAILABLE | DATA NOT AVAILABLE | STRICHEN SOLAR FARM | NEW SITE | FORMATINE AND BUCHAN WAY | STRICHEN | ABERDEENSHIRE | AB43 6RH | SCOTLAND | 396561 | 854772 | STRICHEN | DATA NOT APPLICABLE | STRICHEN GRID | 33 | SCOTTISH HYDRO ELECTRIC POWER DISTRIBUTION PLC | SOLAR | PHOTOVOLTAIC | NO | DATA NOT AVAILABLE | DATA NOT AVAILABLE | 5 | DATA NOT AVAILABLE | DATA NOT AVAILABLE | DATA NOT AVAILABLE | DATA NOT AVAILABLE | DATA NOT AVAILABLE | DATA NOT AVAILABLE | DATA NOT AVAILABLE | DATA NOT AVAILABLE | DATA NOT AVAILABLE | DATA NOT AVAILABLE | DATA NOT AVAILABLE | DATA NOT AVAILABLE | DATA NOT AVAILABLE | ACCEPTED TO CONNECT | DATA NOT AVAILABLE | DATA NOT AVAILABLE | DATA NOT AVAILABLE | DATA NOT AVAILABLE | DATA NOT AVAILABLE | DATA NOT AVAILABLE | 5 | 5 | 5.2632 | 0.1 | 0.10526 | 45201 | DATA NOT AVAILABLE | N | DATA NOT AVAILABLE | DATA NOT AVAILABLE | DATA NOT AVAILABLE | DATA NOT AVAILABLE | DATA NOT AVAILABLE | 45271
DATA NOT AVAILABLE | [5 empty] | DATA NOT AVAILABLE | DATA NOT AVAILABLE | BOORMALT 2.3MW PV | NEW SITE | BOORTMALT, 20 MARCH ROAD INDUSTRIAL ESTA | BUCKIE | MORAY | AB56 4BY | SCOTLAND | 343754 | 865784 | KEITH | DATA NOT APPLICABLE | BUCKIE | 11 | SCOTTISH HYDRO ELECTRIC POWER DISTRIBUTION PLC | SOLAR | PHOTOVOLTAIC | NO | DATA NOT AVAILABLE | DATA NOT AVAILABLE | 2.3 | DATA NOT AVAILABLE | DATA NOT AVAILABLE | DATA NOT AVAILABLE | DATA NOT AVAILABLE | DATA NOT AVAILABLE | DATA NOT AVAILABLE | DATA NOT AVAILABLE | DATA NOT AVAILABLE | DATA NOT AVAILABLE | DATA NOT AVAILABLE | DATA NOT AVAILABLE | DATA NOT AVAILABLE | DATA NOT AVAILABLE | ACCEPTED TO CONNECT | DATA NOT AVAILABLE | DATA NOT AVAILABLE | DATA NOT AVAILABLE | DATA NOT AVAILABLE | DATA NOT AVAILABLE | DATA NOT AVAILABLE | 2.3 | 2.3 | 2.4211 | 0 | 0 | 45216 | DATA NOT AVAILABLE | N | DATA NOT AVAILABLE | DATA NOT AVAILABLE | DATA NOT AVAILABLE | DATA NOT AVAILABLE | DATA NOT AVAILABLE | 45271
DATA NOT AVAILABLE | [5 empty] | DATA NOT AVAILABLE | DATA NOT AVAILABLE | READY 10MW PV AND BESS | GLEBE FARM | CURDRIDGE LANE | SOUTHAMPTON | HAMPSHIRE | SO32 2LQ | ENGLAND | 455483 | 115382 | BOTLEY WOOD GSP | NETLEY COMMON | BISHOPS WALTHAM | 11 | SOUTHERN ELECTRIC POWER DISTRIBUTION PLC | SOLAR | PHOTOVOLTAIC | NO | DATA NOT AVAILABLE | DATA NOT AVAILABLE | 10 | DATA NOT AVAILABLE | DATA NOT AVAILABLE | DATA NOT AVAILABLE | DATA NOT AVAILABLE | DATA NOT AVAILABLE | DATA NOT AVAILABLE | DATA NOT AVAILABLE | DATA NOT AVAILABLE | DATA NOT AVAILABLE | DATA NOT AVAILABLE | DATA NOT AVAILABLE | DATA NOT AVAILABLE | DATA NOT AVAILABLE | ACCEPTED TO CONNECT | DATA NOT AVAILABLE | DATA NOT AVAILABLE | DATA NOT AVAILABLE | DATA NOT AVAILABLE | DATA NOT AVAILABLE | DATA NOT AVAILABLE | 10 | 10 | 10.5263 | 10.526 | 11.08 | 45183 | DATA NOT AVAILABLE | N | DATA NOT AVAILABLE | DATA NOT AVAILABLE | DATA NOT AVAILABLE | DATA NOT AVAILABLE | DATA NOT AVAILABLE | 45271
DATA NOT AVAILABLE | [5 empty] | DATA NOT AVAILABLE | DATA NOT AVAILABLE | 49.9MW PV AND BESS | LODGE FARM | SWINDON ROAD | CHIPPENHAM | WILTSHIRE | SN15 5DD | ENGLAND | 399203 | 184832 | MINETY GSP | DATA NOT AVAILABLE | DATA NOT AVAILABLE | 132 | SOUTHERN ELECTRIC POWER DISTRIBUTION PLC | SOLAR | PHOTOVOLTAIC | NO | DATA NOT AVAILABLE | DATA NOT AVAILABLE | 59.691 | STORED ENERGY (ALL STORED ENERGY IRRESPECTVE OF THE ORIGINAL ENERGY SOURCE) | STORAGE - ELECTROCHEMICAL (BATTERIES) | DATA NOT AVAILABLE | DATA NOT AVAILABLE | DATA NOT AVAILABLE | 49.9 | DATA NOT AVAILABLE | DATA NOT AVAILABLE | DATA NOT AVAILABLE | DATA NOT AVAILABLE | DATA NOT AVAILABLE | DATA NOT AVAILABLE | DATA NOT AVAILABLE | ACCEPTED TO CONNECT | DATA NOT AVAILABLE | DATA NOT AVAILABLE | DATA NOT AVAILABLE | DATA NOT AVAILABLE | DATA NOT AVAILABLE | DATA NOT AVAILABLE | 59.691 | 49.9 | 52.5263 | 21.496 | 22.6274 | 45211 | DATA NOT AVAILABLE | N | DATA NOT AVAILABLE | DATA NOT AVAILABLE | DATA NOT AVAILABLE | DATA NOT AVAILABLE | DATA NOT AVAILABLE | 45271
DATA NOT AVAILABLE | [5 empty] | DATA NOT AVAILABLE | JBM SOLAR PROJECTS (UK) LTD | FASTTRACK*49.9MW PV & BATTERY | EWEN | WHITEHILL LANE ROYAL WOOTTON BASSETT | SWINDON | WILTSHIRE | SN15 5BG | ENGLAND | 404242 | 183149 | BRAMLEY (FLEE) | DATA NOT APPLICABLE | DATA NOT AVAILABLE | 132 | SOUTHERN ELECTRIC POWER DISTRIBUTION PLC | SOLAR | PHOTOVOLTAIC | NO | DATA NOT AVAILABLE | DATA NOT AVAILABLE | 49.9 | DATA NOT AVAILABLE | DATA NOT AVAILABLE | DATA NOT AVAILABLE | DATA NOT AVAILABLE | DATA NOT AVAILABLE | DATA NOT AVAILABLE | DATA NOT AVAILABLE | DATA NOT AVAILABLE | DATA NOT AVAILABLE | DATA NOT AVAILABLE | DATA NOT AVAILABLE | DATA NOT AVAILABLE | DATA NOT AVAILABLE | ACCEPTED TO CONNECT | DATA NOT AVAILABLE | DATA NOT AVAILABLE | DATA NOT AVAILABLE | DATA NOT AVAILABLE | DATA NOT AVAILABLE | DATA NOT AVAILABLE | 49.9 | 49.9 | 52.5263 | 52.526 | 55.2905 | 45205 | DATA NOT AVAILABLE | N | DATA NOT AVAILABLE | DATA NOT AVAILABLE | DATA NOT AVAILABLE | DATA NOT AVAILABLE | DATA NOT AVAILABLE | 45271
DATA NOT AVAILABLE | [5 empty] | DATA NOT AVAILABLE | ETHICAL POWER CONNECTIONS LTD | PV ADD 25MW | CIRENCESTER SOLAR PARK, ESTATE OFFICE | BATHURST ESTATES CIRENCESTER PARK CIRENCESTER | CIRENCESTER | GLOUCESTERSHIRE | GL7 2BU | ENGLAND | 402026 | 202037 | MINETY GSP | CIRENCESTER | DATA NOT AVAILABLE | EHV | SOUTHERN ELECTRIC POWER DISTRIBUTION PLC | SOLAR | PHOTOVOLTAIC | NO | DATA NOT AVAILABLE | DATA NOT AVAILABLE | 25 | DATA NOT AVAILABLE | DATA NOT AVAILABLE | DATA NOT AVAILABLE | DATA NOT AVAILABLE | DATA NOT AVAILABLE | DATA NOT AVAILABLE | DATA NOT AVAILABLE | DATA NOT AVAILABLE | DATA NOT AVAILABLE | DATA NOT AVAILABLE | DATA NOT AVAILABLE | DATA NOT AVAILABLE | DATA NOT AVAILABLE | ACCEPTED TO CONNECT | DATA NOT AVAILABLE | DATA NOT AVAILABLE | DATA NOT AVAILABLE | DATA NOT AVAILABLE | DATA NOT AVAILABLE | DATA NOT AVAILABLE | 25 | 25 | 26.3158 | 0 | 0 | 45212 | DATA NOT AVAILABLE | N | DATA NOT AVAILABLE | DATA NOT AVAILABLE | DATA NOT AVAILABLE | DATA NOT AVAILABLE | DATA NOT AVAILABLE | 45271
DATA NOT AVAILABLE | [5 empty] | DATA NOT AVAILABLE | DATA NOT AVAILABLE | 1MW PV WITH 650KW EXPORT | HOMEWOOD FARM | PIPEHOUSE | BATH | SOMERSET | BA2 7TD | ENGLAND | 378028 | 159418 | MELKSHAM GSP | NORRINGTON | BRADFORD ON AVON | 11 | SOUTHERN ELECTRIC POWER DISTRIBUTION PLC | SOLAR | PHOTOVOLTAIC | NO | DATA NOT AVAILABLE | DATA NOT AVAILABLE | 1 | DATA NOT AVAILABLE | DATA NOT AVAILABLE | DATA NOT AVAILABLE | DATA NOT AVAILABLE | DATA NOT AVAILABLE | DATA NOT AVAILABLE | DATA NOT AVAILABLE | DATA NOT AVAILABLE | DATA NOT AVAILABLE | DATA NOT AVAILABLE | DATA NOT AVAILABLE | DATA NOT AVAILABLE | DATA NOT AVAILABLE | ACCEPTED TO CONNECT | DATA NOT AVAILABLE | DATA NOT AVAILABLE | DATA NOT AVAILABLE | DATA NOT AVAILABLE | DATA NOT AVAILABLE | DATA NOT AVAILABLE | 1 | 0.65 | 0.68421 | 0.05 | 0.052632 | 45244 | DATA NOT AVAILABLE | N | DATA NOT AVAILABLE | DATA NOT AVAILABLE | DATA NOT AVAILABLE | DATA NOT AVAILABLE | DATA NOT AVAILABLE | 45271
DATA NOT AVAILABLE | [5 empty] | DATA NOT AVAILABLE | DATA NOT AVAILABLE | AM 10MVA MAJP | NEW SITE | VYNE ROAD SHERBORNE ST JOHN | BASINGSTOKE | HAMPSHIRE | RG24 9HX | ENGLAND | 462621 | 155536 | BRAMLEY (BASI) | BASINGSTOKE | BASINGSTOKE | 11 | SOUTHERN ELECTRIC POWER DISTRIBUTION PLC | SOLAR | PHOTOVOLTAIC | NO | DATA NOT AVAILABLE | DATA NOT AVAILABLE | 41.58 | DATA NOT AVAILABLE | DATA NOT AVAILABLE | DATA NOT AVAILABLE | DATA NOT AVAILABLE | DATA NOT AVAILABLE | DATA NOT AVAILABLE | DATA NOT AVAILABLE | DATA NOT AVAILABLE | DATA NOT AVAILABLE | DATA NOT AVAILABLE | DATA NOT AVAILABLE | DATA NOT AVAILABLE | DATA NOT AVAILABLE | ACCEPTED TO CONNECT | DATA NOT AVAILABLE | DATA NOT AVAILABLE | DATA NOT AVAILABLE | DATA NOT AVAILABLE | DATA NOT AVAILABLE | DATA NOT AVAILABLE | 41.58 | 31.58 | 33.2421 | 10.526 | 11.08 | 45240 | DATA NOT AVAILABLE | N | DATA NOT AVAILABLE | DATA NOT AVAILABLE | DATA NOT AVAILABLE | DATA NOT AVAILABLE | DATA NOT AVAILABLE | 45271
DATA NOT AVAILABLE | [5 empty] | DATA NOT AVAILABLE | DATA NOT AVAILABLE | 60MVA PV & 55MVA BESS | NEW SITE | LAND WEST TO COOMBE FARM COTTAGES WILSFORD | PEWSEY | WILTSHIRE | SN9 6HB | ENGLAND | 409982 | 157242 | MELKSHAM GSP | DATA NOT APPLICABLE | SANDRIDGE PV FARM | 132 | SOUTHERN ELECTRIC POWER DISTRIBUTION PLC | SOLAR | PHOTOVOLTAIC | NO | DATA NOT AVAILABLE | DATA NOT AVAILABLE | 114.74 | STORED ENERGY (ALL STORED ENERGY IRRESPECTVE OF THE ORIGINAL ENERGY SOURCE) | STORAGE - ELECTROCHEMICAL (BATTERIES) | DATA NOT AVAILABLE | DATA NOT AVAILABLE | DATA NOT AVAILABLE | 49.9 | DATA NOT AVAILABLE | DATA NOT AVAILABLE | DATA NOT AVAILABLE | DATA NOT AVAILABLE | DATA NOT AVAILABLE | DATA NOT AVAILABLE | DATA NOT AVAILABLE | ACCEPTED TO CONNECT | DATA NOT AVAILABLE | DATA NOT AVAILABLE | DATA NOT AVAILABLE | DATA NOT AVAILABLE | DATA NOT AVAILABLE | DATA NOT AVAILABLE | 114.74 | 49.9 | 52.5263 | 25 | 26.3158 | 45240 | DATA NOT AVAILABLE | N | DATA NOT AVAILABLE | DATA NOT AVAILABLE | DATA NOT AVAILABLE | DATA NOT AVAILABLE | DATA NOT AVAILABLE | 45271
DATA NOT AVAILABLE | [5 empty] | DATA NOT AVAILABLE | DATA NOT AVAILABLE | FAA419 REPLACEMENT | PEMBRIDGE FARM | TWYFORD TO MARSH GIBBON ROAD | BICESTER | OXFORDSHIRE | OX27 9AY | ENGLAND | 465014 | 225539 | EAST CLAYDON GSP | BICESTER NORTH | DATA NOT AVAILABLE | 132 | SOUTHERN ELECTRIC POWER DISTRIBUTION PLC | SOLAR | PHOTOVOLTAIC | NO | DATA NOT AVAILABLE | DATA NOT AVAILABLE | 131.4 | DATA NOT AVAILABLE | DATA NOT AVAILABLE | DATA NOT AVAILABLE | DATA NOT AVAILABLE | DATA NOT AVAILABLE | DATA NOT AVAILABLE | DATA NOT AVAILABLE | DATA NOT AVAILABLE | DATA NOT AVAILABLE | DATA NOT AVAILABLE | DATA NOT AVAILABLE | DATA NOT AVAILABLE | DATA NOT AVAILABLE | ACCEPTED TO CONNECT | DATA NOT AVAILABLE | DATA NOT AVAILABLE | DATA NOT AVAILABLE | DATA NOT AVAILABLE | DATA NOT AVAILABLE | DATA NOT AVAILABLE | 131.4 | 80 | 84.2105 | 84.21 | 88.6421 | 45156 | DATA NOT AVAILABLE | N | DATA NOT AVAILABLE | DATA NOT AVAILABLE | DATA NOT AVAILABLE | DATA NOT AVAILABLE | DATA NOT AVAILABLE | 45271
DATA NOT AVAILABLE | [5 empty] | DATA NOT AVAILABLE | DATA NOT AVAILABLE | 30MW PV & BATTERIES | NEW SITE | LAND AT BAKERS FARM, WATERPERRY COMMON, | OXFORD | OXFORDSHIRE | OX33 1LQ | ENGLAND | 461776 | 208215 | COWLEY GSP | HEADINGTON | WHEATLEY | 11 | SOUTHERN ELECTRIC POWER DISTRIBUTION PLC | SOLAR | PHOTOVOLTAIC | NO | DATA NOT AVAILABLE | DATA NOT AVAILABLE | 30 | STORED ENERGY (ALL STORED ENERGY IRRESPECTVE OF THE ORIGINAL ENERGY SOURCE) | STORAGE - ELECTROCHEMICAL (BATTERIES) | DATA NOT AVAILABLE | DATA NOT AVAILABLE | DATA NOT AVAILABLE | 30 | DATA NOT AVAILABLE | DATA NOT AVAILABLE | DATA NOT AVAILABLE | DATA NOT AVAILABLE | DATA NOT AVAILABLE | DATA NOT AVAILABLE | DATA NOT AVAILABLE | ACCEPTED TO CONNECT | DATA NOT AVAILABLE | DATA NOT AVAILABLE | DATA NOT AVAILABLE | DATA NOT AVAILABLE | DATA NOT AVAILABLE | DATA NOT AVAILABLE | 30 | 30 | 31.5789 | 31.579 | 33.2411 | 45252 | DATA NOT AVAILABLE | N | DATA NOT AVAILABLE | DATA NOT AVAILABLE | DATA NOT AVAILABLE | DATA NOT AVAILABLE | DATA NOT AVAILABLE | 45271
DATA NOT AVAILABLE | [5 empty] | DATA NOT AVAILABLE | DATA NOT AVAILABLE | 1267KVA DEM, 3.19MW INST, 2MW EXP | SIMON HOWIE BUTCHERS | B934 FROM MUCKHART ROAD DUNNING TO THE N | PERTH | PERTHSHIRE AND KINROSS | PH2 0RA | SCOTLAND | 302060 | 713284 | BRACO | DATA NOT APPLICABLE | FORTEVIOT | 11 | SCOTTISH HYDRO ELECTRIC POWER DISTRIBUTION PLC | SOLAR | PHOTOVOLTAIC | NO | DATA NOT AVAILABLE | DATA NOT AVAILABLE | 3.04 | DATA NOT AVAILABLE | DATA NOT AVAILABLE | DATA NOT AVAILABLE | DATA NOT AVAILABLE | DATA NOT AVAILABLE | DATA NOT AVAILABLE | DATA NOT AVAILABLE | DATA NOT AVAILABLE | DATA NOT AVAILABLE | DATA NOT AVAILABLE | DATA NOT AVAILABLE | DATA NOT AVAILABLE | DATA NOT AVAILABLE | ACCEPTED TO CONNECT | DATA NOT AVAILABLE | DATA NOT AVAILABLE | DATA NOT AVAILABLE | DATA NOT AVAILABLE | DATA NOT AVAILABLE | DATA NOT AVAILABLE | 3.04 | 1.796 | 1.8905 | 0.732 | 0.77053 | 45196 | DATA NOT AVAILABLE | N | DATA NOT AVAILABLE | DATA NOT AVAILABLE | DATA NOT AVAILABLE | DATA NOT AVAILABLE | DATA NOT AVAILABLE | 45271
DATA NOT AVAILABLE | [5 empty] | DATA NOT AVAILABLE | DATA NOT AVAILABLE | EHV+ 30MW BESS & PV | HOOPERS POOL | DATA NOT AVAILABLE | SOUTHWICK | WILTSHIRE | BA14 9NG | ENGLAND | 382804 | 154494 | MELKSHAM GSP | NORRINGTON | DATA NOT AVAILABLE | 132 | SOUTHERN ELECTRIC POWER DISTRIBUTION PLC | SOLAR | PHOTOVOLTAIC | NO | DATA NOT AVAILABLE | DATA NOT AVAILABLE | 30 | STORED ENERGY (ALL STORED ENERGY IRRESPECTVE OF THE ORIGINAL ENERGY SOURCE) | STORAGE - ELECTROCHEMICAL (BATTERIES) | DATA NOT AVAILABLE | DATA NOT AVAILABLE | DATA NOT AVAILABLE | 30 | DATA NOT AVAILABLE | DATA NOT AVAILABLE | DATA NOT AVAILABLE | DATA NOT AVAILABLE | DATA NOT AVAILABLE | DATA NOT AVAILABLE | DATA NOT AVAILABLE | ACCEPTED TO CONNECT | DATA NOT AVAILABLE | DATA NOT AVAILABLE | DATA NOT AVAILABLE | DATA NOT AVAILABLE | DATA NOT AVAILABLE | DATA NOT AVAILABLE | 30 | 30 | 31.5789 | 0.415 | 0.43684 | 45209 | DATA NOT AVAILABLE | N | DATA NOT AVAILABLE | DATA NOT AVAILABLE | DATA NOT AVAILABLE | DATA NOT AVAILABLE | DATA NOT AVAILABLE | 45271
DATA NOT AVAILABLE | [5 empty] | DATA NOT AVAILABLE | BSR APPLICATIONS LIMITED | RY PRESTON FARM - SOLAR PV | PRESTON FARM | PRESTON CANDOVER | BASINGSTOKE | HAMPSHIRE | RG25 2DS | ENGLAND | 460862 | 142227 | BRAMLEY (FLEE) | FERNHURST | PRESTON CANDOVER | 11 | SOUTHERN ELECTRIC POWER DISTRIBUTION PLC | SOLAR | PHOTOVOLTAIC | NO | DATA NOT AVAILABLE | DATA NOT AVAILABLE | 20 | DATA NOT AVAILABLE | DATA NOT AVAILABLE | DATA NOT AVAILABLE | DATA NOT AVAILABLE | DATA NOT AVAILABLE | DATA NOT AVAILABLE | DATA NOT AVAILABLE | DATA NOT AVAILABLE | DATA NOT AVAILABLE | DATA NOT AVAILABLE | DATA NOT AVAILABLE | DATA NOT AVAILABLE | DATA NOT AVAILABLE | ACCEPTED TO CONNECT | DATA NOT AVAILABLE | DATA NOT AVAILABLE | DATA NOT AVAILABLE | DATA NOT AVAILABLE | DATA NOT AVAILABLE | DATA NOT AVAILABLE | 20 | 20 | 21.0526 | 0.45 | 0.47368 | 45268 | DATA NOT AVAILABLE | N | DATA NOT AVAILABLE | DATA NOT AVAILABLE | DATA NOT AVAILABLE | DATA NOT AVAILABLE | DATA NOT AVAILABLE | 45302
DATA NOT AVAILABLE | [5 empty] | DATA NOT AVAILABLE | DATA NOT AVAILABLE | (AM) INTERACTIVE 1MVA | DATA NOT AVAILABLE | MEREOAK PARK AND RIDE, | READING | WOKINGHAM | RG7 1JY | ENGLAND | 469946 | 166791 | BRAMLEY (FLEE) | BURGHFIELD MAIN | WHITLEY WOOD | 11 | SOUTHERN ELECTRIC POWER DISTRIBUTION PLC | SOLAR | PHOTOVOLTAIC | NO | DATA NOT AVAILABLE | DATA NOT AVAILABLE | 1 | DATA NOT AVAILABLE | DATA NOT AVAILABLE | DATA NOT AVAILABLE | DATA NOT AVAILABLE | DATA NOT AVAILABLE | DATA NOT AVAILABLE | DATA NOT AVAILABLE | DATA NOT AVAILABLE | DATA NOT AVAILABLE | DATA NOT AVAILABLE | DATA NOT AVAILABLE | DATA NOT AVAILABLE | DATA NOT AVAILABLE | ACCEPTED TO CONNECT | DATA NOT AVAILABLE | DATA NOT AVAILABLE | DATA NOT AVAILABLE | DATA NOT AVAILABLE | DATA NOT AVAILABLE | DATA NOT AVAILABLE | 1 | 1 | 1.0526 | 0.053 | 0.055789 | 45278 | DATA NOT AVAILABLE | N | DATA NOT AVAILABLE | DATA NOT AVAILABLE | DATA NOT AVAILABLE | DATA NOT AVAILABLE | DATA NOT AVAILABLE | 45302
DATA NOT AVAILABLE | [5 empty] | DATA NOT AVAILABLE | DATA NOT AVAILABLE | DATA NOT AVAILABLE | DATA NOT AVAILABLE | LAND NEAR CHURCH HILL, ST. NICHOLAS, HURST | WOKINGHAM | WOKINGHAM | RG10 0RX | ENGLAND | 480055 | 172852 | BRAMLEY (FLEE) | READING | TWYFORD | 11 | SOUTHERN ELECTRIC POWER DISTRIBUTION PLC | SOLAR | PHOTOVOLTAIC | NO | DATA NOT AVAILABLE | DATA NOT AVAILABLE | 20 | DATA NOT AVAILABLE | DATA NOT AVAILABLE | DATA NOT AVAILABLE | DATA NOT AVAILABLE | DATA NOT AVAILABLE | DATA NOT AVAILABLE | DATA NOT AVAILABLE | DATA NOT AVAILABLE | DATA NOT AVAILABLE | DATA NOT AVAILABLE | DATA NOT AVAILABLE | DATA NOT AVAILABLE | DATA NOT AVAILABLE | ACCEPTED TO CONNECT | DATA NOT AVAILABLE | DATA NOT AVAILABLE | DATA NOT AVAILABLE | DATA NOT AVAILABLE | DATA NOT AVAILABLE | DATA NOT AVAILABLE | 20 | 20 | 21.0526 | 0.158 | 0.16632 | 45274 | DATA NOT AVAILABLE | N | DATA NOT AVAILABLE | DATA NOT AVAILABLE | DATA NOT AVAILABLE | DATA NOT AVAILABLE | DATA NOT AVAILABLE | 45302
DATA NOT AVAILABLE | [5 empty] | DATA NOT AVAILABLE | DATA NOT AVAILABLE | SPA - 30MW PV | DATA NOT AVAILABLE | NEWFIELD | PETERHEAD | ABERDEENSHIRE | AB42 3JP | SCOTLAND | 409237 | 842741 | PETERHEAD GRANGE | DATA NOT APPLICABLE | PETERHEAD GRANGE 33KV | 33 | SCOTTISH HYDRO ELECTRIC POWER DISTRIBUTION PLC | SOLAR | PHOTOVOLTAIC | NO | DATA NOT AVAILABLE | DATA NOT AVAILABLE | 31.608 | DATA NOT AVAILABLE | DATA NOT AVAILABLE | DATA NOT AVAILABLE | DATA NOT AVAILABLE | DATA NOT AVAILABLE | DATA NOT AVAILABLE | DATA NOT AVAILABLE | DATA NOT AVAILABLE | DATA NOT AVAILABLE | DATA NOT AVAILABLE | DATA NOT AVAILABLE | DATA NOT AVAILABLE | DATA NOT AVAILABLE | ACCEPTED TO CONNECT | DATA NOT AVAILABLE | DATA NOT AVAILABLE | DATA NOT AVAILABLE | DATA NOT AVAILABLE | DATA NOT AVAILABLE | DATA NOT AVAILABLE | 31.608 | 30 | 31.5789 | 0.05 | 0.052632 | 45281 | DATA NOT AVAILABLE | N | DATA NOT AVAILABLE | DATA NOT AVAILABLE | DATA NOT AVAILABLE | DATA NOT AVAILABLE | DATA NOT AVAILABLE | 45302
DATA NOT AVAILABLE | [5 empty] | DATA NOT AVAILABLE | DATA NOT AVAILABLE | DATA NOT AVAILABLE | DATA NOT AVAILABLE | DATA NOT AVAILABLE | DATA NOT AVAILABLE | HAMPSHIRE | DATA NOT AVAILABLE | ENGLAND | DATA NOT AVAILABLE | DATA NOT AVAILABLE | BOTLEY WOOD GSP | NETLEY COMMON | OLD NETLEY PV GENERATION | 33 | SOUTHERN ELECTRIC POWER DISTRIBUTION PLC | SOLAR | PHOTOVOLTAIC | NO | DATA NOT AVAILABLE | DATA NOT AVAILABLE | 1.575 | DATA NOT AVAILABLE | DATA NOT AVAILABLE | DATA NOT AVAILABLE | DATA NOT AVAILABLE | DATA NOT AVAILABLE | DATA NOT AVAILABLE | DATA NOT AVAILABLE | DATA NOT AVAILABLE | DATA NOT AVAILABLE | DATA NOT AVAILABLE | DATA NOT AVAILABLE | DATA NOT AVAILABLE | DATA NOT AVAILABLE | ACCEPTED TO CONNECT | DATA NOT AVAILABLE | DATA NOT AVAILABLE | DATA NOT AVAILABLE | DATA NOT AVAILABLE | DATA NOT AVAILABLE | DATA NOT AVAILABLE | 1.575 | 1.415 | 1.4895 | 0 | 0 | 45505 | DATA NOT AVAILABLE | N | DATA NOT AVAILABLE | DATA NOT AVAILABLE | DATA NOT AVAILABLE | DATA NOT AVAILABLE | DATA NOT AVAILABLE | 45302
DATA NOT AVAILABLE | [5 empty] | DATA NOT AVAILABLE | DATA NOT AVAILABLE | SUPERCEDING OF ERM169 | DATA NOT AVAILABLE | LAIRD SOLAR FARM, LAIRD'S FARM LOCHHEAD QUARRY | FORFAR | ANGUS | DD8 2HX | SCOTLAND | 346597 | 750946 | DATA NOT AVAILABLE | DATA NOT APPLICABLE | DATA NOT AVAILABLE | EHV | SCOTTISH HYDRO ELECTRIC POWER DISTRIBUTION PLC | SOLAR | PHOTOVOLTAIC | NO | DATA NOT AVAILABLE | DATA NOT AVAILABLE | 31.4 | DATA NOT AVAILABLE | DATA NOT AVAILABLE | DATA NOT AVAILABLE | DATA NOT AVAILABLE | DATA NOT AVAILABLE | DATA NOT AVAILABLE | DATA NOT AVAILABLE | DATA NOT AVAILABLE | DATA NOT AVAILABLE | DATA NOT AVAILABLE | DATA NOT AVAILABLE | DATA NOT AVAILABLE | DATA NOT AVAILABLE | ACCEPTED TO CONNECT | DATA NOT AVAILABLE | DATA NOT AVAILABLE | DATA NOT AVAILABLE | DATA NOT AVAILABLE | DATA NOT AVAILABLE | DATA NOT AVAILABLE | 31.4 | 29.8 | 31.3684 | 1.7 | 1.7895 | 45280 | DATA NOT AVAILABLE | N | DATA NOT AVAILABLE | DATA NOT AVAILABLE | DATA NOT AVAILABLE | DATA NOT AVAILABLE | DATA NOT AVAILABLE | 45302
DATA NOT AVAILABLE | [5 empty] | DATA NOT AVAILABLE | DATA NOT AVAILABLE | MANOR FARM PV | LAND AT MANOR FARM 1 |  | BOGNOR REGIS | WEST SUSSEX | PO22 9UP | ENGLAND | 493499 | 102153 | LOVEDEAN GSP | CHICHESTER | CHICHESTER | 11 | SOUTHERN ELECTRIC POWER DISTRIBUTION PLC | SOLAR | PHOTOVOLTAIC | NO | DATA NOT AVAILABLE | DATA NOT AVAILABLE | 15 | DATA NOT AVAILABLE | DATA NOT AVAILABLE | DATA NOT AVAILABLE | DATA NOT AVAILABLE | DATA NOT AVAILABLE | DATA NOT AVAILABLE | DATA NOT AVAILABLE | DATA NOT AVAILABLE | DATA NOT AVAILABLE | DATA NOT AVAILABLE | DATA NOT AVAILABLE | DATA NOT AVAILABLE | DATA NOT AVAILABLE | ACCEPTED TO CONNECT | DATA NOT AVAILABLE | DATA NOT AVAILABLE | DATA NOT AVAILABLE | DATA NOT AVAILABLE | DATA NOT AVAILABLE | DATA NOT AVAILABLE | 15 | 15 | 15.7895 | 0.09 | 0.094737 | 45265 | DATA NOT AVAILABLE | N | DATA NOT AVAILABLE | DATA NOT AVAILABLE | DATA NOT AVAILABLE | DATA NOT AVAILABLE | DATA NOT AVAILABLE | 45302
DATA NOT AVAILABLE | [5 empty] | DATA NOT AVAILABLE | DATA NOT AVAILABLE | DATA NOT AVAILABLE | DATA NOT AVAILABLE | MUNDAN SOLAR FARM, CHURCH LANE HUNSTON | CHICHESTER | WEST SUSSEX | PO20 1AJ | ENGLAND | 486375 | 101630 | LOVEDEAN GSP | HUNSTON | ROSE GREEN | 11 | SOUTHERN ELECTRIC POWER DISTRIBUTION PLC | SOLAR | PHOTOVOLTAIC | NO | DATA NOT AVAILABLE | DATA NOT AVAILABLE | 32 | DATA NOT AVAILABLE | DATA NOT AVAILABLE | DATA NOT AVAILABLE | DATA NOT AVAILABLE | DATA NOT AVAILABLE | DATA NOT AVAILABLE | DATA NOT AVAILABLE | DATA NOT AVAILABLE | DATA NOT AVAILABLE | DATA NOT AVAILABLE | DATA NOT AVAILABLE | DATA NOT AVAILABLE | DATA NOT AVAILABLE | ACCEPTED TO CONNECT | DATA NOT AVAILABLE | DATA NOT AVAILABLE | DATA NOT AVAILABLE | DATA NOT AVAILABLE | DATA NOT AVAILABLE | DATA NOT AVAILABLE | 32 | 30 | 31.5789 | 0.204 | 0.21474 | 45264 | DATA NOT AVAILABLE | N | DATA NOT AVAILABLE | DATA NOT AVAILABLE | DATA NOT AVAILABLE | DATA NOT AVAILABLE | DATA NOT AVAILABLE | 45302
DATA NOT AVAILABLE | [5 empty] | DATA NOT AVAILABLE | DATA NOT AVAILABLE | BANKHEAD PV & WIND | NEW SITE | BANKHEAD RENEWABLE ENERGY PARK BANKHEAD | PORTLETHEN | ABERDEENSHIRE | AB12 4RX | SCOTLAND | 392096 | 799363 | REDMOSS | DATA NOT APPLICABLE | REDMOSS GRID | 33 | SCOTTISH HYDRO ELECTRIC POWER DISTRIBUTION PLC | SOLAR | PHOTOVOLTAIC | NO | DATA NOT AVAILABLE | DATA NOT AVAILABLE | 3.5 | WIND | ONSHORE WIND TURBINES | DATA NOT AVAILABLE | DATA NOT AVAILABLE | DATA NOT AVAILABLE | 2.8 | DATA NOT AVAILABLE | DATA NOT AVAILABLE | DATA NOT AVAILABLE | DATA NOT AVAILABLE | DATA NOT AVAILABLE | DATA NOT AVAILABLE | DATA NOT AVAILABLE | ACCEPTED TO CONNECT | DATA NOT AVAILABLE | DATA NOT AVAILABLE | DATA NOT AVAILABLE | DATA NOT AVAILABLE | DATA NOT AVAILABLE | DATA NOT AVAILABLE | 3.5 | 2.8 | 2.9474 | 2.8 | 2.9474 | 45324 | DATA NOT AVAILABLE | N | DATA NOT AVAILABLE | DATA NOT AVAILABLE | DATA NOT AVAILABLE | DATA NOT AVAILABLE | DATA NOT AVAILABLE | 45331
DATA NOT AVAILABLE | [5 empty] | DATA NOT AVAILABLE | DATA NOT AVAILABLE | SIMON MADDAMS | DATA NOT AVAILABLE | WAPSEYS WOOD LANDFILL SITE OXFORD ROAD | GERRARDS CROSS | BUCKINGHAMSHIRE | SL9 8TE | ENGLAND | 497315 | 188634 | IVER 132KV | DENHAM | DATA NOT AVAILABLE | HV | SOUTHERN ELECTRIC POWER DISTRIBUTION PLC | SOLAR | PHOTOVOLTAIC | NO | DATA NOT AVAILABLE | DATA NOT AVAILABLE | 8 | DATA NOT AVAILABLE | DATA NOT AVAILABLE | DATA NOT AVAILABLE | DATA NOT AVAILABLE | DATA NOT AVAILABLE | DATA NOT AVAILABLE | DATA NOT AVAILABLE | DATA NOT AVAILABLE | DATA NOT AVAILABLE | DATA NOT AVAILABLE | DATA NOT AVAILABLE | DATA NOT AVAILABLE | DATA NOT AVAILABLE | ACCEPTED TO CONNECT | DATA NOT AVAILABLE | DATA NOT AVAILABLE | DATA NOT AVAILABLE | DATA NOT AVAILABLE | DATA NOT AVAILABLE | DATA NOT AVAILABLE | 8 | 8 | 8.4211 | 0.05 | 0.052632 | 45295 | DATA NOT AVAILABLE | N | DATA NOT AVAILABLE | DATA NOT AVAILABLE | DATA NOT AVAILABLE | DATA NOT AVAILABLE | DATA NOT AVAILABLE | 45331
DATA NOT AVAILABLE | [5 empty] | DATA NOT AVAILABLE | GREEN ENERGY INTERNATIONAL | TTQ - DG - PATRICKSTON FARM - PV + BATTERY | PATRICKSTON FARM | KIPPENROSS | DUNBLANE | STIRLING | FK8 3JJ | SCOTLAND | 270074 | 695823 | BRACO WEST GRID | DATA NOT APPLICABLE | BRACO WEST GRID | 33 | SCOTTISH HYDRO ELECTRIC POWER DISTRIBUTION PLC | SOLAR | PHOTOVOLTAIC | NO | DATA NOT AVAILABLE | DATA NOT AVAILABLE | 15.9 | DATA NOT AVAILABLE | DATA NOT AVAILABLE | DATA NOT AVAILABLE | DATA NOT AVAILABLE | DATA NOT AVAILABLE | DATA NOT AVAILABLE | DATA NOT AVAILABLE | DATA NOT AVAILABLE | DATA NOT AVAILABLE | DATA NOT AVAILABLE | DATA NOT AVAILABLE | DATA NOT AVAILABLE | DATA NOT AVAILABLE | ACCEPTED TO CONNECT | DATA NOT AVAILABLE | DATA NOT AVAILABLE | DATA NOT AVAILABLE | DATA NOT AVAILABLE | DATA NOT AVAILABLE | DATA NOT AVAILABLE | 15.9 | 9.9 | 10.4211 | 6 | 6.3158 | 45322 | DATA NOT AVAILABLE | N | DATA NOT AVAILABLE | DATA NOT AVAILABLE | DATA NOT AVAILABLE | DATA NOT AVAILABLE | DATA NOT AVAILABLE | 45331
DATA NOT AVAILABLE | [5 empty] | DATA NOT AVAILABLE | LAKINI LTD | CARSEBANK PV (REQUOTE) | CARSEBANK PV | DATA NOT AVAILABLE | FORFAR | ANGUS | DD8 3NP | SCOTLAND | 347514 | 753339 | LUNANHEAD | DATA NOT APPLICABLE | LUNANHEAD GRID | EHV | SCOTTISH HYDRO ELECTRIC POWER DISTRIBUTION PLC | SOLAR | PHOTOVOLTAIC | NO | DATA NOT AVAILABLE | DATA NOT AVAILABLE | 5 | DATA NOT AVAILABLE | DATA NOT AVAILABLE | DATA NOT AVAILABLE | DATA NOT AVAILABLE | DATA NOT AVAILABLE | DATA NOT AVAILABLE | DATA NOT AVAILABLE | DATA NOT AVAILABLE | DATA NOT AVAILABLE | DATA NOT AVAILABLE | DATA NOT AVAILABLE | DATA NOT AVAILABLE | DATA NOT AVAILABLE | ACCEPTED TO CONNECT | DATA NOT AVAILABLE | DATA NOT AVAILABLE | DATA NOT AVAILABLE | DATA NOT AVAILABLE | DATA NOT AVAILABLE | DATA NOT AVAILABLE | 5 | 5 | 5.2632 | 0.04 | 0.042105 | 43762 | DATA NOT AVAILABLE | N | DATA NOT AVAILABLE | DATA NOT AVAILABLE | DATA NOT AVAILABLE | DATA NOT AVAILABLE | DATA NOT AVAILABLE | 45362
DATA NOT AVAILABLE | [5 empty] | DATA NOT AVAILABLE | LAKINI LTD | HOWMUIR FARM PV - (REQUOTE) | HOWMUIR FARM PV | DATA NOT AVAILABLE | FORFAR | ANGUS | DD8 3PA | SCOTLAND | 349435 | 753942 | LUNANHEAD | DATA NOT APPLICABLE | LUNANHEAD GRID | EHV | SCOTTISH HYDRO ELECTRIC POWER DISTRIBUTION PLC | SOLAR | PHOTOVOLTAIC | NO | DATA NOT AVAILABLE | DATA NOT AVAILABLE | 5 | DATA NOT AVAILABLE | DATA NOT AVAILABLE | DATA NOT AVAILABLE | DATA NOT AVAILABLE | DATA NOT AVAILABLE | DATA NOT AVAILABLE | DATA NOT AVAILABLE | DATA NOT AVAILABLE | DATA NOT AVAILABLE | DATA NOT AVAILABLE | DATA NOT AVAILABLE | DATA NOT AVAILABLE | DATA NOT AVAILABLE | ACCEPTED TO CONNECT | DATA NOT AVAILABLE | DATA NOT AVAILABLE | DATA NOT AVAILABLE | DATA NOT AVAILABLE | DATA NOT AVAILABLE | DATA NOT AVAILABLE | 5 | 5 | 5.2632 | 0.04 | 0.042105 | 43762 | DATA NOT AVAILABLE | N | DATA NOT AVAILABLE | DATA NOT AVAILABLE | DATA NOT AVAILABLE | DATA NOT AVAILABLE | DATA NOT AVAILABLE | 45362
DATA NOT AVAILABLE | [5 empty] | DATA NOT AVAILABLE | YETIGEN SOLAR HOLDINGS LIMITED | DSO CHARLTON PARK PV - 30MW | LAND ON THE NORTH SIDE | FLISTRIDGE ROAD MINETY MALMESBURY | MALMESBURY | WILTSHIRE | SN16 9PS | ENGLAND | 400174 | 191122 | MINETY GSP | DATA NOT APPLICABLE | DATA NOT AVAILABLE | 132 | SOUTHERN ELECTRIC POWER DISTRIBUTION PLC | SOLAR | PHOTOVOLTAIC | NO | DATA NOT AVAILABLE | DATA NOT AVAILABLE | 30 | DATA NOT AVAILABLE | DATA NOT AVAILABLE | DATA NOT AVAILABLE | DATA NOT AVAILABLE | DATA NOT AVAILABLE | DATA NOT AVAILABLE | DATA NOT AVAILABLE | DATA NOT AVAILABLE | DATA NOT AVAILABLE | DATA NOT AVAILABLE | DATA NOT AVAILABLE | DATA NOT AVAILABLE | DATA NOT AVAILABLE | ACCEPTED TO CONNECT | DATA NOT AVAILABLE | DATA NOT AVAILABLE | DATA NOT AVAILABLE | DATA NOT AVAILABLE | DATA NOT AVAILABLE | DATA NOT AVAILABLE | 30 | 30 | 31.5789 | 0.369 | 0.38842 | 45324 | DATA NOT AVAILABLE | N | DATA NOT AVAILABLE | DATA NOT AVAILABLE | DATA NOT AVAILABLE | DATA NOT AVAILABLE | DATA NOT AVAILABLE | 45362
DATA NOT AVAILABLE | [5 empty] | DATA NOT AVAILABLE | DATA NOT AVAILABLE | SP 25MW EXPORT | NEW SITE | AIRFIELD PADDOCKS, KINNABER FARM, CHARLE | MONTROSE | ANGUS | DD10 9XA | SCOTLAND | 371890 | 759944 | BRIDGE OF DUN | DATA NOT APPLICABLE | DATA NOT AVAILABLE | EHV | SCOTTISH HYDRO ELECTRIC POWER DISTRIBUTION PLC | SOLAR | PHOTOVOLTAIC | NO | DATA NOT AVAILABLE | DATA NOT AVAILABLE | 25 | DATA NOT AVAILABLE | DATA NOT AVAILABLE | DATA NOT AVAILABLE | DATA NOT AVAILABLE | DATA NOT AVAILABLE | DATA NOT AVAILABLE | DATA NOT AVAILABLE | DATA NOT AVAILABLE | DATA NOT AVAILABLE | DATA NOT AVAILABLE | DATA NOT AVAILABLE | DATA NOT AVAILABLE | DATA NOT AVAILABLE | ACCEPTED TO CONNECT | DATA NOT AVAILABLE | DATA NOT AVAILABLE | DATA NOT AVAILABLE | DATA NOT AVAILABLE | DATA NOT AVAILABLE | DATA NOT AVAILABLE | 25 | 25 | 26.3158 | 1.25 | 1.3158 | 45343 | DATA NOT AVAILABLE | N | DATA NOT AVAILABLE | DATA NOT AVAILABLE | DATA NOT AVAILABLE | DATA NOT AVAILABLE | DATA NOT AVAILABLE | 45362
DATA NOT AVAILABLE | [5 empty] | DATA NOT AVAILABLE | DATA NOT AVAILABLE | DATA NOT AVAILABLE | DATA NOT AVAILABLE | WOODS FARM ROAD | WANTAGE | OXFORDSHIRE | OX12 8JB | ENGLAND | 445365 | 190309 | COWLEY GSP | DRAYTON BSP | DATA NOT AVAILABLE | 132 | SOUTHERN ELECTRIC POWER DISTRIBUTION PLC | SOLAR | PHOTOVOLTAIC | NO | DATA NOT AVAILABLE | DATA NOT AVAILABLE | 52 | DATA NOT AVAILABLE | DATA NOT AVAILABLE | DATA NOT AVAILABLE | DATA NOT AVAILABLE | DATA NOT AVAILABLE | DATA NOT AVAILABLE | DATA NOT AVAILABLE | DATA NOT AVAILABLE | DATA NOT AVAILABLE | DATA NOT AVAILABLE | DATA NOT AVAILABLE | DATA NOT AVAILABLE | DATA NOT AVAILABLE | ACCEPTED TO CONNECT | DATA NOT AVAILABLE | DATA NOT AVAILABLE | DATA NOT AVAILABLE | DATA NOT AVAILABLE | DATA NOT AVAILABLE | DATA NOT AVAILABLE | 52 | 49.9 | 52.5263 | 2.631 | 2.7695 | 45334 | DATA NOT AVAILABLE | N | DATA NOT AVAILABLE | DATA NOT AVAILABLE | DATA NOT AVAILABLE | DATA NOT AVAILABLE | DATA NOT AVAILABLE | 45362
DATA NOT AVAILABLE | [5 empty] | DATA NOT AVAILABLE | DATA NOT AVAILABLE | DOCO 9.9MW KINTORE SOLAR FARM | DATA NOT AVAILABLE | LAND AT NORTH COTTOWN KINTORE | INVERURIE | ABERDEENSHIRE | AB51 0XR | SCOTLAND | 377137 | 815251 | KINTORE | DATA NOT APPLICABLE | DATA NOT AVAILABLE | EHV | SCOTTISH HYDRO ELECTRIC POWER DISTRIBUTION PLC | SOLAR | PHOTOVOLTAIC | NO | DATA NOT AVAILABLE | DATA NOT AVAILABLE | 23.856 | DATA NOT AVAILABLE | DATA NOT AVAILABLE | DATA NOT AVAILABLE | DATA NOT AVAILABLE | DATA NOT AVAILABLE | DATA NOT AVAILABLE | DATA NOT AVAILABLE | DATA NOT AVAILABLE | DATA NOT AVAILABLE | DATA NOT AVAILABLE | DATA NOT AVAILABLE | DATA NOT AVAILABLE | DATA NOT AVAILABLE | ACCEPTED TO CONNECT | DATA NOT AVAILABLE | DATA NOT AVAILABLE | DATA NOT AVAILABLE | DATA NOT AVAILABLE | DATA NOT AVAILABLE | DATA NOT AVAILABLE | 23.856 | 9.9 | 10.4211 | 9.9 | 10.4211 | 45331 | DATA NOT AVAILABLE | N | DATA NOT AVAILABLE | DATA NOT AVAILABLE | DATA NOT AVAILABLE | DATA NOT AVAILABLE | DATA NOT AVAILABLE | 45362
DATA NOT AVAILABLE | [5 empty] | DATA NOT AVAILABLE | DNO CONSULTING LTD | AM 30MW PV | PIPPLEPEN FARM SOLAR PV | LANDS AT PIPPLEPEN FARM | BEAMINSTER | DORSET | DT8 3HS | ENGLAND | 347256 | 106836 | AXMINSTER | DATA NOT AVAILABLE | DATA NOT AVAILABLE | 132 | SOUTHERN ELECTRIC POWER DISTRIBUTION PLC | SOLAR | PHOTOVOLTAIC | NO | DATA NOT AVAILABLE | DATA NOT AVAILABLE | 32.6 | DATA NOT AVAILABLE | DATA NOT AVAILABLE | DATA NOT AVAILABLE | DATA NOT AVAILABLE | DATA NOT AVAILABLE | DATA NOT AVAILABLE | DATA NOT AVAILABLE | DATA NOT AVAILABLE | DATA NOT AVAILABLE | DATA NOT AVAILABLE | DATA NOT AVAILABLE | DATA NOT AVAILABLE | DATA NOT AVAILABLE | ACCEPTED TO CONNECT | DATA NOT AVAILABLE | DATA NOT AVAILABLE | DATA NOT AVAILABLE | DATA NOT AVAILABLE | DATA NOT AVAILABLE | DATA NOT AVAILABLE | 32.6 | 30 | 31.5789 | 0.09 | 0.094737 | 45351 | DATA NOT AVAILABLE | N | DATA NOT AVAILABLE | DATA NOT AVAILABLE | DATA NOT AVAILABLE | DATA NOT AVAILABLE | DATA NOT AVAILABLE | 45362
DATA NOT AVAILABLE | [5 empty] | DATA NOT AVAILABLE | DATA NOT AVAILABLE | DATA NOT AVAILABLE | PERSIMMON HOMES | EXHIBITION AVE BRIDGE OF DON INDL ESTATE | ABERDEEN | ABERDEENSHIRE | AB23 8AJ | SCOTLAND | 394851 | 810642 | PERSLEY | DATA NOT APPLICABLE | BRIDGE OF DON | HV | SCOTTISH HYDRO ELECTRIC POWER DISTRIBUTION PLC | SOLAR | PHOTOVOLTAIC | NO | DATA NOT AVAILABLE | DATA NOT AVAILABLE | 0.078 | DATA NOT AVAILABLE | DATA NOT AVAILABLE | DATA NOT AVAILABLE | DATA NOT AVAILABLE | DATA NOT AVAILABLE | DATA NOT AVAILABLE | DATA NOT AVAILABLE | DATA NOT AVAILABLE | DATA NOT AVAILABLE | DATA NOT AVAILABLE | DATA NOT AVAILABLE | DATA NOT AVAILABLE | DATA NOT AVAILABLE | ACCEPTED TO CONNECT | DATA NOT AVAILABLE | DATA NOT AVAILABLE | DATA NOT AVAILABLE | DATA NOT AVAILABLE | DATA NOT AVAILABLE | DATA NOT AVAILABLE | 0.078 | 0.078 | 0.082105 | 1.155 | 1.2158 | 45342 | DATA NOT AVAILABLE | N | DATA NOT AVAILABLE | DATA NOT AVAILABLE | DATA NOT AVAILABLE | DATA NOT AVAILABLE | DATA NOT AVAILABLE | 45362
DATA NOT AVAILABLE | [5 empty] | DATA NOT AVAILABLE | WESSEX SOLAR POWER LIMITED | AM REQUOTE LAND AT WINDMILL FARM - SOLAR | LAND AT WINDMILL FARM | COMMON HILL CRICKLADE | SWINDON | WILTSHIRE | SN6 6HA | ENGLAND | 408490 | 193344 | MINETY GSP | CIRENCESTER | CIRENCESTER TOWN | EHV | SOUTHERN ELECTRIC POWER DISTRIBUTION PLC | SOLAR | PHOTOVOLTAIC | NO | DATA NOT AVAILABLE | DATA NOT AVAILABLE | 13 | DATA NOT AVAILABLE | DATA NOT AVAILABLE | DATA NOT AVAILABLE | DATA NOT AVAILABLE | DATA NOT AVAILABLE | DATA NOT AVAILABLE | DATA NOT AVAILABLE | DATA NOT AVAILABLE | DATA NOT AVAILABLE | DATA NOT AVAILABLE | DATA NOT AVAILABLE | DATA NOT AVAILABLE | DATA NOT AVAILABLE | ACCEPTED TO CONNECT | DATA NOT AVAILABLE | DATA NOT AVAILABLE | DATA NOT AVAILABLE | DATA NOT AVAILABLE | DATA NOT AVAILABLE | DATA NOT AVAILABLE | 13 | 13 | 13.6842 | 0.43 | 0.45263 | 45343 | DATA NOT AVAILABLE | N | DATA NOT AVAILABLE | DATA NOT AVAILABLE | DATA NOT AVAILABLE | DATA NOT AVAILABLE | DATA NOT AVAILABLE | 45362
DATA NOT AVAILABLE | [5 empty] | DATA NOT AVAILABLE | INTELLIGENT ALTERNATIVES LIMITED | 40MW SOLAR PV | DATA NOT AVAILABLE | LAND AT BARNSTAPLES FARM EAST HANNEY GROVE | WANTAGE | OXFORDSHIRE | OX13 5PA | ENGLAND | 443014 | 194932 | COWLEY GSP | DRAYTON | DATA NOT AVAILABLE | EHV | SOUTHERN ELECTRIC POWER DISTRIBUTION PLC | SOLAR | PHOTOVOLTAIC | NO | DATA NOT AVAILABLE | DATA NOT AVAILABLE | 40 | DATA NOT AVAILABLE | DATA NOT AVAILABLE | DATA NOT AVAILABLE | DATA NOT AVAILABLE | DATA NOT AVAILABLE | DATA NOT AVAILABLE | DATA NOT AVAILABLE | DATA NOT AVAILABLE | DATA NOT AVAILABLE | DATA NOT AVAILABLE | DATA NOT AVAILABLE | DATA NOT AVAILABLE | DATA NOT AVAILABLE | ACCEPTED TO CONNECT | DATA NOT AVAILABLE | DATA NOT AVAILABLE | DATA NOT AVAILABLE | DATA NOT AVAILABLE | DATA NOT AVAILABLE | DATA NOT AVAILABLE | 40 | 40 | 42.1053 | 0.2 | 0.21053 | 45362 | DATA NOT AVAILABLE | N | DATA NOT AVAILABLE | DATA NOT AVAILABLE | DATA NOT AVAILABLE | DATA NOT AVAILABLE | DATA NOT AVAILABLE | 45390
DATA NOT AVAILABLE | [5 empty] | DATA NOT AVAILABLE | DNO CONSULTING LTD | 10MW CRUXTON FARM PV | DATA NOT AVAILABLE | CRUXTON FARM MAIDEN NEWTON | DORCHESTER | DORSET | DT2 0EB | ENGLAND | 360190 | 96475 | CHICKERELL GSP | CHICKERELL | MAIDEN NEWTON | EHV | SOUTHERN ELECTRIC POWER DISTRIBUTION PLC | SOLAR | PHOTOVOLTAIC | NO | DATA NOT AVAILABLE | DATA NOT AVAILABLE | 20 | DATA NOT AVAILABLE | DATA NOT AVAILABLE | DATA NOT AVAILABLE | DATA NOT AVAILABLE | DATA NOT AVAILABLE | DATA NOT AVAILABLE | DATA NOT AVAILABLE | DATA NOT AVAILABLE | DATA NOT AVAILABLE | DATA NOT AVAILABLE | DATA NOT AVAILABLE | DATA NOT AVAILABLE | DATA NOT AVAILABLE | ACCEPTED TO CONNECT | DATA NOT AVAILABLE | DATA NOT AVAILABLE | DATA NOT AVAILABLE | DATA NOT AVAILABLE | DATA NOT AVAILABLE | DATA NOT AVAILABLE | 20 | 10 | 10.5263 | 10.53 | 11.0842 | 45384 | DATA NOT AVAILABLE | N | DATA NOT AVAILABLE | DATA NOT AVAILABLE | DATA NOT AVAILABLE | DATA NOT AVAILABLE | DATA NOT AVAILABLE | 45390
DATA NOT AVAILABLE | [5 empty] | DATA NOT AVAILABLE | ROADNIGHT TAYLOR LTD | DUCKLINGTON SOLAR | DUCKLINGTON FARM | DATA NOT AVAILABLE | WITNEY | OXFORDSHIRE | OX29 7YL | ENGLAND | 433971 | 207425 | COWLEY GSP | WITNEY | DATA NOT AVAILABLE | EHV | SOUTHERN ELECTRIC POWER DISTRIBUTION PLC | SOLAR | PHOTOVOLTAIC | NO | DATA NOT AVAILABLE | DATA NOT AVAILABLE | 18 | DATA NOT AVAILABLE | DATA NOT AVAILABLE | DATA NOT AVAILABLE | DATA NOT AVAILABLE | DATA NOT AVAILABLE | DATA NOT AVAILABLE | DATA NOT AVAILABLE | DATA NOT AVAILABLE | DATA NOT AVAILABLE | DATA NOT AVAILABLE | DATA NOT AVAILABLE | DATA NOT AVAILABLE | DATA NOT AVAILABLE | ACCEPTED TO CONNECT | DATA NOT AVAILABLE | DATA NOT AVAILABLE | DATA NOT AVAILABLE | DATA NOT AVAILABLE | DATA NOT AVAILABLE | DATA NOT AVAILABLE | 18 | 18 | 18.9474 | 0.1 | 0.10526 | 45497 | DATA NOT AVAILABLE | N | DATA NOT AVAILABLE | DATA NOT AVAILABLE | DATA NOT AVAILABLE | DATA NOT AVAILABLE | DATA NOT AVAILABLE | 45390
DATA NOT AVAILABLE | [5 empty] | DATA NOT AVAILABLE | DATA NOT AVAILABLE | 30.155MW BESS | DATA NOT AVAILABLE | JAMESFIELD ABERNETHY | PERTH | PERTHSHIRE AND KINROSS | KY14 6EW | SCOTLAND | 319852 | 718014 | ABERNETHY | DATA NOT APPLICABLE | ABERNETHY GRID | EHV | SCOTTISH HYDRO ELECTRIC POWER DISTRIBUTION PLC | SOLAR | PHOTOVOLTAIC | NO | DATA NOT AVAILABLE | DATA NOT AVAILABLE | 31.635 | DATA NOT AVAILABLE | DATA NOT AVAILABLE | DATA NOT AVAILABLE | DATA NOT AVAILABLE | DATA NOT AVAILABLE | DATA NOT AVAILABLE | DATA NOT AVAILABLE | DATA NOT AVAILABLE | DATA NOT AVAILABLE | DATA NOT AVAILABLE | DATA NOT AVAILABLE | DATA NOT AVAILABLE | DATA NOT AVAILABLE | ACCEPTED TO CONNECT | DATA NOT AVAILABLE | DATA NOT AVAILABLE | DATA NOT AVAILABLE | DATA NOT AVAILABLE | DATA NOT AVAILABLE | DATA NOT AVAILABLE | 31.635 | 30 | 31.5789 | 30 | 31.5789 | 45378 | DATA NOT AVAILABLE | N | DATA NOT AVAILABLE | DATA NOT AVAILABLE | DATA NOT AVAILABLE | DATA NOT AVAILABLE | DATA NOT AVAILABLE | 45390
DATA NOT AVAILABLE | [5 empty] | DATA NOT AVAILABLE | DATA NOT AVAILABLE | #RETURNED 2MVA PLUS 240KW PV | UNITS 1-6 | COTY DISTRIBUTION | BOURNEMOUTH | DORSET | BH11 8PL | ENGLAND | 405365 | 94780 | MANNINGTON GSP | REDHILL | EAST HOWE | HV | SOUTHERN ELECTRIC POWER DISTRIBUTION PLC | SOLAR | PHOTOVOLTAIC | NO | DATA NOT AVAILABLE | DATA NOT AVAILABLE | 0.24 | DATA NOT AVAILABLE | DATA NOT AVAILABLE | DATA NOT AVAILABLE | DATA NOT AVAILABLE | DATA NOT AVAILABLE | DATA NOT AVAILABLE | DATA NOT AVAILABLE | DATA NOT AVAILABLE | DATA NOT AVAILABLE | DATA NOT AVAILABLE | DATA NOT AVAILABLE | DATA NOT AVAILABLE | DATA NOT AVAILABLE | ACCEPTED TO CONNECT | DATA NOT AVAILABLE | DATA NOT AVAILABLE | DATA NOT AVAILABLE | DATA NOT AVAILABLE | DATA NOT AVAILABLE | DATA NOT AVAILABLE | 0.24 | 0.24 | 0.25263 | 2 | 2.1053 | 45356 | DATA NOT AVAILABLE | N | DATA NOT AVAILABLE | DATA NOT AVAILABLE | DATA NOT AVAILABLE | DATA NOT AVAILABLE | DATA NOT AVAILABLE | 45390
DATA NOT AVAILABLE | [5 empty] | DATA NOT AVAILABLE | LOW CARBON UK SOLAR INVESTMENT COMPANY LIMITED | HARLESFORD SOLAR FARM | HARLESFORD SOLAR FARM | GREAT HASELEY | OXFORD | OXFORDSHIRE | OX44 7LF | ENGLAND | 464994 | 201159 | COWLEY GSP | DATA NOT AVAILABLE | DATA NOT AVAILABLE | 132 | SOUTHERN ELECTRIC POWER DISTRIBUTION PLC | SOLAR | PHOTOVOLTAIC | NO | DATA NOT AVAILABLE | DATA NOT AVAILABLE | 20 | DATA NOT AVAILABLE | DATA NOT AVAILABLE | DATA NOT AVAILABLE | DATA NOT AVAILABLE | DATA NOT AVAILABLE | DATA NOT AVAILABLE | DATA NOT AVAILABLE | DATA NOT AVAILABLE | DATA NOT AVAILABLE | DATA NOT AVAILABLE | DATA NOT AVAILABLE | DATA NOT AVAILABLE | DATA NOT AVAILABLE | ACCEPTED TO CONNECT | DATA NOT AVAILABLE | DATA NOT AVAILABLE | DATA NOT AVAILABLE | DATA NOT AVAILABLE | DATA NOT AVAILABLE | DATA NOT AVAILABLE | 20 | 20 | 21.0526 | 0.053 | 0.055789 | 45366 | DATA NOT AVAILABLE | N | DATA NOT AVAILABLE | DATA NOT AVAILABLE | DATA NOT AVAILABLE | DATA NOT AVAILABLE | DATA NOT AVAILABLE | 45390
DATA NOT AVAILABLE | [5 empty] | DATA NOT AVAILABLE | LOW CARBON UK SOLAR INVESTMENT COMPANY LIMITED | (PC) HASELEY SOLAR FARM - SOLAR PV | PEGGS FARM | GREAT HASELEY | OXFORD | OXFORDSHIRE | OX44 7LF | ENGLAND | 464994 | 201159 | COWLEY GSP | DATA NOT AVAILABLE | DATA NOT AVAILABLE | 132 | SOUTHERN ELECTRIC POWER DISTRIBUTION PLC | SOLAR | PHOTOVOLTAIC | NO | DATA NOT AVAILABLE | DATA NOT AVAILABLE | 50 | DATA NOT AVAILABLE | DATA NOT AVAILABLE | DATA NOT AVAILABLE | DATA NOT AVAILABLE | DATA NOT AVAILABLE | DATA NOT AVAILABLE | DATA NOT AVAILABLE | DATA NOT AVAILABLE | DATA NOT AVAILABLE | DATA NOT AVAILABLE | DATA NOT AVAILABLE | DATA NOT AVAILABLE | DATA NOT AVAILABLE | ACCEPTED TO CONNECT | DATA NOT AVAILABLE | DATA NOT AVAILABLE | DATA NOT AVAILABLE | DATA NOT AVAILABLE | DATA NOT AVAILABLE | DATA NOT AVAILABLE | 50 | 50 | 52.6316 | 0.05 | 0.052632 | 45366 | DATA NOT AVAILABLE | N | DATA NOT AVAILABLE | DATA NOT AVAILABLE | DATA NOT AVAILABLE | DATA NOT AVAILABLE | DATA NOT AVAILABLE | 45390
DATA NOT AVAILABLE | [5 empty] | DATA NOT AVAILABLE | ECOTRICITY GENERATION LIMITED | TINSLEY FARM | TINSLEY FARM | A40 SWINBROOK | BURFORD | OXFORDSHIRE | OX18 4EX | ENGLAND | 426820 | 211040 | COWLEY GSP | WITNEY | CARTERTON | EHV | SOUTHERN ELECTRIC POWER DISTRIBUTION PLC | SOLAR | PHOTOVOLTAIC | NO | DATA NOT AVAILABLE | DATA NOT AVAILABLE | 5 | DATA NOT AVAILABLE | DATA NOT AVAILABLE | DATA NOT AVAILABLE | DATA NOT AVAILABLE | DATA NOT AVAILABLE | DATA NOT AVAILABLE | DATA NOT AVAILABLE | DATA NOT AVAILABLE | DATA NOT AVAILABLE | DATA NOT AVAILABLE | DATA NOT AVAILABLE | DATA NOT AVAILABLE | DATA NOT AVAILABLE | ACCEPTED TO CONNECT | DATA NOT AVAILABLE | DATA NOT AVAILABLE | DATA NOT AVAILABLE | DATA NOT AVAILABLE | DATA NOT AVAILABLE | DATA NOT AVAILABLE | 5 | 5 | 5.2632 | 0.1 | 0.10526 | 45371 | DATA NOT AVAILABLE | N | DATA NOT AVAILABLE | DATA NOT AVAILABLE | DATA NOT AVAILABLE | DATA NOT AVAILABLE | DATA NOT AVAILABLE | 45390
DATA NOT AVAILABLE | [5 empty] | DATA NOT AVAILABLE | DATA NOT AVAILABLE | 5MW GREENSIDE WIND FARM | GREENWELL HEADS - OVERSIDE | ST FERGUS | PETERHEAD | ABERDEENSHIRE | AB42 3HJ | SCOTLAND | 406562 | 855935 | ST FERGUS GAS | DATA NOT APPLICABLE | ST FERGUS GAS TERM | HV | SCOTTISH HYDRO ELECTRIC POWER DISTRIBUTION PLC | SOLAR | PHOTOVOLTAIC | NO | DATA NOT AVAILABLE | DATA NOT AVAILABLE | 5 | DATA NOT AVAILABLE | DATA NOT AVAILABLE | DATA NOT AVAILABLE | DATA NOT AVAILABLE | DATA NOT AVAILABLE | DATA NOT AVAILABLE | DATA NOT AVAILABLE | DATA NOT AVAILABLE | DATA NOT AVAILABLE | DATA NOT AVAILABLE | DATA NOT AVAILABLE | DATA NOT AVAILABLE | DATA NOT AVAILABLE | ACCEPTED TO CONNECT | DATA NOT AVAILABLE | DATA NOT AVAILABLE | DATA NOT AVAILABLE | DATA NOT AVAILABLE | DATA NOT AVAILABLE | DATA NOT AVAILABLE | 5 | 0 | 0 | 0 | 0 | 45370 | DATA NOT AVAILABLE | N | DATA NOT AVAILABLE | DATA NOT AVAILABLE | DATA NOT AVAILABLE | DATA NOT AVAILABLE | DATA NOT AVAILABLE | 45390
DATA NOT AVAILABLE | [5 empty] | DATA NOT AVAILABLE | INTELLIGENT ALTERNATIVES LIMITED | DATA NOT AVAILABLE | LAND AT LOCKS FARM | BOTLEY ROAD BISHOPS WALTHAM | SOUTHAMPTON | HAMPSHIRE | SO32 1DR | ENGLAND | 454655 | 116565 | BOTLEY WOOD GSP | BOTLEY WOOD | DATA NOT AVAILABLE | EHV | SOUTHERN ELECTRIC POWER DISTRIBUTION PLC | SOLAR | PHOTOVOLTAIC | NO | DATA NOT AVAILABLE | DATA NOT AVAILABLE | 12 | DATA NOT AVAILABLE | DATA NOT AVAILABLE | DATA NOT AVAILABLE | DATA NOT AVAILABLE | DATA NOT AVAILABLE | DATA NOT AVAILABLE | DATA NOT AVAILABLE | DATA NOT AVAILABLE | DATA NOT AVAILABLE | DATA NOT AVAILABLE | DATA NOT AVAILABLE | DATA NOT AVAILABLE | DATA NOT AVAILABLE | ACCEPTED TO CONNECT | DATA NOT AVAILABLE | DATA NOT AVAILABLE | DATA NOT AVAILABLE | DATA NOT AVAILABLE | DATA NOT AVAILABLE | DATA NOT AVAILABLE | 12 | 12 | 12.6316 | 0.211 | 0.22211 | 45355 | DATA NOT AVAILABLE | N | DATA NOT AVAILABLE | DATA NOT AVAILABLE | DATA NOT AVAILABLE | DATA NOT AVAILABLE | DATA NOT AVAILABLE | 45390
DATA NOT AVAILABLE | [5 empty] | DATA NOT AVAILABLE | DATA NOT AVAILABLE | FAST TRACK 1.7MW PV | ASHFORD COMMON WORKS | STAINES ROAD WEST | ASHFORD | SURREY | TW15 1RU | ENGLAND | 508689 | 170119 | LALEHAM | EAST BEDFONT A | DATA NOT AVAILABLE | HV | SOUTHERN ELECTRIC POWER DISTRIBUTION PLC | SOLAR | PHOTOVOLTAIC | NO | DATA NOT AVAILABLE | DATA NOT AVAILABLE | 1.7 | DATA NOT AVAILABLE | DATA NOT AVAILABLE | DATA NOT AVAILABLE | DATA NOT AVAILABLE | DATA NOT AVAILABLE | DATA NOT AVAILABLE | DATA NOT AVAILABLE | DATA NOT AVAILABLE | DATA NOT AVAILABLE | DATA NOT AVAILABLE | DATA NOT AVAILABLE | DATA NOT AVAILABLE | DATA NOT AVAILABLE | ACCEPTED TO CONNECT | DATA NOT AVAILABLE | DATA NOT AVAILABLE | DATA NOT AVAILABLE | DATA NOT AVAILABLE | DATA NOT AVAILABLE | DATA NOT AVAILABLE | 1.7 | 1.7 | 1.7895 | 0 | 0 | 45407 | DATA NOT AVAILABLE | N | DATA NOT AVAILABLE | DATA NOT AVAILABLE | DATA NOT AVAILABLE | DATA NOT AVAILABLE | DATA NOT AVAILABLE | 45420
DATA NOT AVAILABLE | [5 empty] | DATA NOT AVAILABLE | GEORGE BARRON | DATA NOT AVAILABLE | RED BARN SOLAR FARM | LAND AROUND FOREST GATE LONDON ROAD | CHIPPENHAM | WILTSHIRE | SN15 3RS | ENGLAND | 394762 | 171550 | MELKSHAM GSP | CHIPPENHAM | DATA NOT AVAILABLE | EHV | SOUTHERN ELECTRIC POWER DISTRIBUTION PLC | SOLAR | PHOTOVOLTAIC | NO | DATA NOT AVAILABLE | DATA NOT AVAILABLE | 0.001 | STORED ENERGY (ALL STORED ENERGY IRRESPECTVE OF THE ORIGINAL ENERGY SOURCE) | STORAGE - ELECTROCHEMICAL (BATTERIES) | DATA NOT AVAILABLE | DATA NOT AVAILABLE | DATA NOT AVAILABLE | 0.001 | DATA NOT AVAILABLE | DATA NOT AVAILABLE | DATA NOT AVAILABLE | DATA NOT AVAILABLE | DATA NOT AVAILABLE | DATA NOT AVAILABLE | DATA NOT AVAILABLE | ACCEPTED TO CONNECT | DATA NOT AVAILABLE | DATA NOT AVAILABLE | DATA NOT AVAILABLE | DATA NOT AVAILABLE | DATA NOT AVAILABLE | DATA NOT AVAILABLE | 0.001 | 0.001 | 0.0010526 | 42.105 | 44.3211 | 45408 | DATA NOT AVAILABLE | N | DATA NOT AVAILABLE | DATA NOT AVAILABLE | DATA NOT AVAILABLE | DATA NOT AVAILABLE | DATA NOT AVAILABLE | 45420
DATA NOT AVAILABLE | [5 empty] | DATA NOT AVAILABLE | DATA NOT AVAILABLE | 29.9MW EHV PV & BESS | DATA NOT AVAILABLE | LAND ON THE NORTH SIDE OF WITNEY ROAD, | BRIZE NORTON | OXFORDSHIRE | OX18 3NJ | ENGLAND | 432054 | 208230 | COWLEY GSP | WITNEY | WITNEY | HV | SOUTHERN ELECTRIC POWER DISTRIBUTION PLC | SOLAR | PHOTOVOLTAIC | NO | DATA NOT AVAILABLE | DATA NOT AVAILABLE | 62.4 | STORED ENERGY (ALL STORED ENERGY IRRESPECTVE OF THE ORIGINAL ENERGY SOURCE) | STORAGE - ELECTROCHEMICAL (BATTERIES) | DATA NOT AVAILABLE | DATA NOT AVAILABLE | DATA NOT AVAILABLE | 29.9 | DATA NOT AVAILABLE | DATA NOT AVAILABLE | DATA NOT AVAILABLE | DATA NOT AVAILABLE | DATA NOT AVAILABLE | DATA NOT AVAILABLE | DATA NOT AVAILABLE | ACCEPTED TO CONNECT | DATA NOT AVAILABLE | DATA NOT AVAILABLE | DATA NOT AVAILABLE | DATA NOT AVAILABLE | DATA NOT AVAILABLE | DATA NOT AVAILABLE | 62.4 | 29.9 | 31.4737 | 32.5 | 34.2105 | 45397 | DATA NOT AVAILABLE | N | DATA NOT AVAILABLE | DATA NOT AVAILABLE | DATA NOT AVAILABLE | DATA NOT AVAILABLE | DATA NOT AVAILABLE | 45420
DATA NOT AVAILABLE | [5 empty] | DATA NOT AVAILABLE | DATA NOT AVAILABLE | 35MW | DATA NOT AVAILABLE | CROSS HOUSE KIRKTON OF TEALING | DUNDEE | DUNDEE CITY | DD3 0RF | SCOTLAND | 334645 | 738556 | LYNDHURST | DATA NOT APPLICABLE | DATA NOT AVAILABLE | EHV | SCOTTISH HYDRO ELECTRIC POWER DISTRIBUTION PLC | SOLAR | PHOTOVOLTAIC | NO | DATA NOT AVAILABLE | DATA NOT AVAILABLE | 35.52 | DATA NOT AVAILABLE | DATA NOT AVAILABLE | DATA NOT AVAILABLE | DATA NOT AVAILABLE | DATA NOT AVAILABLE | DATA NOT AVAILABLE | DATA NOT AVAILABLE | DATA NOT AVAILABLE | DATA NOT AVAILABLE | DATA NOT AVAILABLE | DATA NOT AVAILABLE | DATA NOT AVAILABLE | DATA NOT AVAILABLE | ACCEPTED TO CONNECT | DATA NOT AVAILABLE | DATA NOT AVAILABLE | DATA NOT AVAILABLE | DATA NOT AVAILABLE | DATA NOT AVAILABLE | DATA NOT AVAILABLE | 35.52 | 35 | 36.8421 | 0.5 | 0.52632 | 45394 | DATA NOT AVAILABLE | N | DATA NOT AVAILABLE | DATA NOT AVAILABLE | DATA NOT AVAILABLE | DATA NOT AVAILABLE | DATA NOT AVAILABLE | 45420
DATA NOT AVAILABLE | [5 empty] | DATA NOT AVAILABLE | DATA NOT AVAILABLE | ANGUS 30MW EXPORT | DATA NOT AVAILABLE | LAND AT NEWTON OF ARBIRLOT ARBROATH | ARBROATH | ANGUS | DD11 2NT | SCOTLAND | 359990 | 741591 | ARBROATH GRID | DATA NOT APPLICABLE | DATA NOT AVAILABLE | EHV | SCOTTISH HYDRO ELECTRIC POWER DISTRIBUTION PLC | SOLAR | PHOTOVOLTAIC | NO | DATA NOT AVAILABLE | DATA NOT AVAILABLE | 37.5 | DATA NOT AVAILABLE | DATA NOT AVAILABLE | DATA NOT AVAILABLE | DATA NOT AVAILABLE | DATA NOT AVAILABLE | DATA NOT AVAILABLE | DATA NOT AVAILABLE | DATA NOT AVAILABLE | DATA NOT AVAILABLE | DATA NOT AVAILABLE | DATA NOT AVAILABLE | DATA NOT AVAILABLE | DATA NOT AVAILABLE | ACCEPTED TO CONNECT | DATA NOT AVAILABLE | DATA NOT AVAILABLE | DATA NOT AVAILABLE | DATA NOT AVAILABLE | DATA NOT AVAILABLE | DATA NOT AVAILABLE | 37.5 | 30 | 31.5789 | 30.5 | 32.1053 | 45384 | DATA NOT AVAILABLE | N | DATA NOT AVAILABLE | DATA NOT AVAILABLE | DATA NOT AVAILABLE | DATA NOT AVAILABLE | DATA NOT AVAILABLE | 45420
DATA NOT AVAILABLE | [5 empty] | DATA NOT AVAILABLE | DATA NOT AVAILABLE | 49.9MW PV & BESS | DATA NOT AVAILABLE | EASTFIELD FIELDS | NORTH PERROTT | SOMERSET | TA18 7SW | ENGLAND | 347563 | 109583 | AXMINSTER | DATA NOT APPLICABLE | AXMINSTER | 132 | SOUTHERN ELECTRIC POWER DISTRIBUTION PLC | SOLAR | PHOTOVOLTAIC | NO | DATA NOT AVAILABLE | DATA NOT AVAILABLE | 99.35 | STORED ENERGY (ALL STORED ENERGY IRRESPECTVE OF THE ORIGINAL ENERGY SOURCE) | STORAGE - ELECTROCHEMICAL (BATTERIES) | DATA NOT AVAILABLE | DATA NOT AVAILABLE | DATA NOT AVAILABLE | 49.9 | DATA NOT AVAILABLE | DATA NOT AVAILABLE | DATA NOT AVAILABLE | DATA NOT AVAILABLE | DATA NOT AVAILABLE | DATA NOT AVAILABLE | DATA NOT AVAILABLE | ACCEPTED TO CONNECT | DATA NOT AVAILABLE | DATA NOT AVAILABLE | DATA NOT AVAILABLE | DATA NOT AVAILABLE | DATA NOT AVAILABLE | DATA NOT AVAILABLE | 99.35 | 49.9 | 52.5263 | 52.526 | 55.2905 | 45414 | DATA NOT AVAILABLE | N | DATA NOT AVAILABLE | DATA NOT AVAILABLE | DATA NOT AVAILABLE | DATA NOT AVAILABLE | DATA NOT AVAILABLE | 45420
DATA NOT AVAILABLE | [5 empty] | DATA NOT AVAILABLE | CUSTOM SOLAR | 4.75MW EXP PV & BATTERY | LAKESIDE 1000 NORTH HARBOUR | WESTERN ROAD COSHAM | PORTSMOUTH | PORTSMOUTH | PO6 3EN | ENGLAND | 464680 | 104981 | LOVEDEAN GSP | WYMERING | WYMERING | HV | SOUTHERN ELECTRIC POWER DISTRIBUTION PLC | SOLAR | PHOTOVOLTAIC | NO | DATA NOT AVAILABLE | DATA NOT AVAILABLE | 5.07 | DATA NOT AVAILABLE | DATA NOT AVAILABLE | DATA NOT AVAILABLE | DATA NOT AVAILABLE | DATA NOT AVAILABLE | DATA NOT AVAILABLE | DATA NOT AVAILABLE | DATA NOT AVAILABLE | DATA NOT AVAILABLE | DATA NOT AVAILABLE | DATA NOT AVAILABLE | DATA NOT AVAILABLE | DATA NOT AVAILABLE | ACCEPTED TO CONNECT | DATA NOT AVAILABLE | DATA NOT AVAILABLE | DATA NOT AVAILABLE | DATA NOT AVAILABLE | DATA NOT AVAILABLE | DATA NOT AVAILABLE | 5.07 | 4.54 | 4.7789 | 0.75 | 0.78947 | 45422 | DATA NOT AVAILABLE | N | DATA NOT AVAILABLE | DATA NOT AVAILABLE | DATA NOT AVAILABLE | DATA NOT AVAILABLE | DATA NOT AVAILABLE | 45448
DATA NOT AVAILABLE | [5 empty] | DATA NOT AVAILABLE | DATA NOT AVAILABLE | 20MVA PV - CHARLESTON GSP | STONEYGROVES FARM | BIRKHILL | DUNDEE | DUNDEE CITY | DD2 5NG | SCOTLAND | 334338 | 733533 | CHARLESTON | DATA NOT APPLICABLE | CHARLESTON GRID | EHV | SCOTTISH HYDRO ELECTRIC POWER DISTRIBUTION PLC | SOLAR | PHOTOVOLTAIC | NO | DATA NOT AVAILABLE | DATA NOT AVAILABLE | 20 | DATA NOT AVAILABLE | DATA NOT AVAILABLE | DATA NOT AVAILABLE | DATA NOT AVAILABLE | DATA NOT AVAILABLE | DATA NOT AVAILABLE | DATA NOT AVAILABLE | DATA NOT AVAILABLE | DATA NOT AVAILABLE | DATA NOT AVAILABLE | DATA NOT AVAILABLE | DATA NOT AVAILABLE | DATA NOT AVAILABLE | ACCEPTED TO CONNECT | DATA NOT AVAILABLE | DATA NOT AVAILABLE | DATA NOT AVAILABLE | DATA NOT AVAILABLE | DATA NOT AVAILABLE | DATA NOT AVAILABLE | 20 | 20 | 21.0526 | 0.1 | 0.10526 | 45440 | DATA NOT AVAILABLE | N | DATA NOT AVAILABLE | DATA NOT AVAILABLE | DATA NOT AVAILABLE | DATA NOT AVAILABLE | DATA NOT AVAILABLE | 45448
DATA NOT AVAILABLE | [5 empty] | DATA NOT AVAILABLE | DATA NOT AVAILABLE | 132KV 99.9MW PV & BESS | LAND EAST AND WEST OF | LEE LANE NURSLING | SOUTHAMPTON | HAMPSHIRE | SO16 0AD | ENGLAND | 436121 | 116727 | NURSLING GSP | ROWNHAMS | DATA NOT AVAILABLE | 132 | SOUTHERN ELECTRIC POWER DISTRIBUTION PLC | SOLAR | PHOTOVOLTAIC | NO | DATA NOT AVAILABLE | DATA NOT AVAILABLE | 199.8 | STORED ENERGY (ALL STORED ENERGY IRRESPECTVE OF THE ORIGINAL ENERGY SOURCE) | STORAGE - ELECTROCHEMICAL (BATTERIES) | DATA NOT AVAILABLE | DATA NOT AVAILABLE | DATA NOT AVAILABLE | 99.9 | DATA NOT AVAILABLE | DATA NOT AVAILABLE | DATA NOT AVAILABLE | DATA NOT AVAILABLE | DATA NOT AVAILABLE | DATA NOT AVAILABLE | DATA NOT AVAILABLE | ACCEPTED TO CONNECT | DATA NOT AVAILABLE | DATA NOT AVAILABLE | DATA NOT AVAILABLE | DATA NOT AVAILABLE | DATA NOT AVAILABLE | DATA NOT AVAILABLE | 199.8 | 99.9 | 105.1579 | 105.158 | 110.6926 | 45429 | DATA NOT AVAILABLE | N | DATA NOT AVAILABLE | DATA NOT AVAILABLE | DATA NOT AVAILABLE | DATA NOT AVAILABLE | DATA NOT AVAILABLE | 45448
DATA NOT AVAILABLE | [5 empty] | DATA NOT AVAILABLE | DATA NOT AVAILABLE | 99.8MW PV/BESS. 49.9MW IMP/EXP | BALGOWAN SOLAR & BESS | BALGOWAN METHVEN | PERTH | PERTHSHIRE AND KINROSS | PH1 3RQ | SCOTLAND | 298996 | 722662 | BURGHMUIR GRID | DATA NOT APPLICABLE | DATA NOT AVAILABLE | EHV | SCOTTISH HYDRO ELECTRIC POWER DISTRIBUTION PLC | SOLAR | PHOTOVOLTAIC | NO | DATA NOT AVAILABLE | DATA NOT AVAILABLE | 99.8 | DATA NOT AVAILABLE | DATA NOT AVAILABLE | DATA NOT AVAILABLE | DATA NOT AVAILABLE | DATA NOT AVAILABLE | DATA NOT AVAILABLE | DATA NOT AVAILABLE | DATA NOT AVAILABLE | DATA NOT AVAILABLE | DATA NOT AVAILABLE | DATA NOT AVAILABLE | DATA NOT AVAILABLE | DATA NOT AVAILABLE | ACCEPTED TO CONNECT | DATA NOT AVAILABLE | DATA NOT AVAILABLE | DATA NOT AVAILABLE | DATA NOT AVAILABLE | DATA NOT AVAILABLE | DATA NOT AVAILABLE | 99.8 | 49.9 | 52.5263 | 49.9 | 52.5263 | 45425 | DATA NOT AVAILABLE | N | DATA NOT AVAILABLE | DATA NOT AVAILABLE | DATA NOT AVAILABLE | DATA NOT AVAILABLE | DATA NOT AVAILABLE | 45448
DATA NOT AVAILABLE | [5 empty] | DATA NOT AVAILABLE | LOW CARBON UK SOLAR INVESTMENT COMPANY LIMITED | HASELEY SOLAR FARM - SOLAR PV | PEGGS FARM | GREAT HASELEY | OXFORD | OXFORDSHIRE | OX44 7LF | ENGLAND | 464994 | 201159 | COWLEY GSP | COWLEY LOCAL | DATA NOT AVAILABLE | 132 | SOUTHERN ELECTRIC POWER DISTRIBUTION PLC | SOLAR | PHOTOVOLTAIC | NO | DATA NOT AVAILABLE | DATA NOT AVAILABLE | 50 | DATA NOT AVAILABLE | DATA NOT AVAILABLE | DATA NOT AVAILABLE | DATA NOT AVAILABLE | DATA NOT AVAILABLE | DATA NOT AVAILABLE | DATA NOT AVAILABLE | DATA NOT AVAILABLE | DATA NOT AVAILABLE | DATA NOT AVAILABLE | DATA NOT AVAILABLE | DATA NOT AVAILABLE | DATA NOT AVAILABLE | ACCEPTED TO CONNECT | DATA NOT AVAILABLE | DATA NOT AVAILABLE | DATA NOT AVAILABLE | DATA NOT AVAILABLE | DATA NOT AVAILABLE | DATA NOT AVAILABLE | 50 | 50 | 52.6316 | 0.05 | 0.052632 | 43718 | DATA NOT AVAILABLE | N | DATA NOT AVAILABLE | DATA NOT AVAILABLE | DATA NOT AVAILABLE | DATA NOT AVAILABLE | DATA NOT AVAILABLE | 45475
DATA NOT AVAILABLE | [5 empty] | DATA NOT AVAILABLE | LOW CARBON UK SOLAR INVESTMENT COMPANY LIMITED | FT HARLESFORD FARM | HARLESFORD SOLAR FARM, HARLESFORD FARM | TETSWORTH | THAME | OXFORDSHIRE | OX9 7BT | ENGLAND | 467961 | 201463 | COWLEY GSP | COWLEY LOCAL | DATA NOT AVAILABLE | 132 | SOUTHERN ELECTRIC POWER DISTRIBUTION PLC | SOLAR | PHOTOVOLTAIC | NO | DATA NOT AVAILABLE | DATA NOT AVAILABLE | 20 | DATA NOT AVAILABLE | DATA NOT AVAILABLE | DATA NOT AVAILABLE | DATA NOT AVAILABLE | DATA NOT AVAILABLE | DATA NOT AVAILABLE | DATA NOT AVAILABLE | DATA NOT AVAILABLE | DATA NOT AVAILABLE | DATA NOT AVAILABLE | DATA NOT AVAILABLE | DATA NOT AVAILABLE | DATA NOT AVAILABLE | ACCEPTED TO CONNECT | DATA NOT AVAILABLE | DATA NOT AVAILABLE | DATA NOT AVAILABLE | DATA NOT AVAILABLE | DATA NOT AVAILABLE | DATA NOT AVAILABLE | 20 | 20 | 21.0526 | 0.053 | 0.055789 | 44172 | DATA NOT AVAILABLE | N | DATA NOT AVAILABLE | DATA NOT AVAILABLE | DATA NOT AVAILABLE | DATA NOT AVAILABLE | DATA NOT AVAILABLE | 45475
DATA NOT AVAILABLE | [5 empty] | DATA NOT AVAILABLE | CERTUS UTILITY CONSULTING LTD | 6.32MW PV | DUNS TEW SOLAR FARM | HILL FARM LANE DUNS TEW | OXFORD | OXFORDSHIRE | OX25 6JJ | ENGLAND | 445913 | 229500 | COWLEY GSP | YARNTON | DATA NOT AVAILABLE | EHV | SOUTHERN ELECTRIC POWER DISTRIBUTION PLC | SOLAR | PHOTOVOLTAIC | NO | DATA NOT AVAILABLE | DATA NOT AVAILABLE | 6 | DATA NOT AVAILABLE | DATA NOT AVAILABLE | DATA NOT AVAILABLE | DATA NOT AVAILABLE | DATA NOT AVAILABLE | DATA NOT AVAILABLE | DATA NOT AVAILABLE | DATA NOT AVAILABLE | DATA NOT AVAILABLE | DATA NOT AVAILABLE | DATA NOT AVAILABLE | DATA NOT AVAILABLE | DATA NOT AVAILABLE | ACCEPTED TO CONNECT | DATA NOT AVAILABLE | DATA NOT AVAILABLE | DATA NOT AVAILABLE | DATA NOT AVAILABLE | DATA NOT AVAILABLE | DATA NOT AVAILABLE | 6 | 6 | 6.3158 | 0.749 | 0.78842 | 45457 | DATA NOT AVAILABLE | N | DATA NOT AVAILABLE | DATA NOT AVAILABLE | DATA NOT AVAILABLE | DATA NOT AVAILABLE | DATA NOT AVAILABLE | 45475
DATA NOT AVAILABLE | [5 empty] | DATA NOT AVAILABLE | DATA NOT AVAILABLE | DOCO GLENKILN FARM | NEW SITE | GLENKILN FARM | BRODICK | NORTH AYRSHIRE | KA27 8NT | SCOTLAND | 201447 | 630540 | CARRADALE | DATA NOT APPLICABLE | CARRADALE GRID | EHV | SCOTTISH HYDRO ELECTRIC POWER DISTRIBUTION PLC | SOLAR | PHOTOVOLTAIC | NO | DATA NOT AVAILABLE | DATA NOT AVAILABLE | 4 | DATA NOT AVAILABLE | DATA NOT AVAILABLE | DATA NOT AVAILABLE | DATA NOT AVAILABLE | DATA NOT AVAILABLE | DATA NOT AVAILABLE | DATA NOT AVAILABLE | DATA NOT AVAILABLE | DATA NOT AVAILABLE | DATA NOT AVAILABLE | DATA NOT AVAILABLE | DATA NOT AVAILABLE | DATA NOT AVAILABLE | ACCEPTED TO CONNECT | DATA NOT AVAILABLE | DATA NOT AVAILABLE | DATA NOT AVAILABLE | DATA NOT AVAILABLE | DATA NOT AVAILABLE | DATA NOT AVAILABLE | 4 | 4 | 4.2105 | 0.1 | 0.10526 | 45457 | DATA NOT AVAILABLE | N | DATA NOT AVAILABLE | DATA NOT AVAILABLE | DATA NOT AVAILABLE | DATA NOT AVAILABLE | DATA NOT AVAILABLE | 45475
DATA NOT AVAILABLE | [5 empty] | DATA NOT AVAILABLE | DATA NOT AVAILABLE | DATA NOT AVAILABLE | BREACH FARM | POLECAT END LANE FOREST HILL | OXFORD | OXFORDSHIRE | OX33 1FG | ENGLAND | 458587 | 208400 | COWLEY GSP | HEADINGTON | HEADINGTON | EHV | SOUTHERN ELECTRIC POWER DISTRIBUTION PLC | SOLAR | PHOTOVOLTAIC | NO | DATA NOT AVAILABLE | DATA NOT AVAILABLE | 43.2 | DATA NOT AVAILABLE | DATA NOT AVAILABLE | DATA NOT AVAILABLE | DATA NOT AVAILABLE | DATA NOT AVAILABLE | DATA NOT AVAILABLE | DATA NOT AVAILABLE | DATA NOT AVAILABLE | DATA NOT AVAILABLE | DATA NOT AVAILABLE | DATA NOT AVAILABLE | DATA NOT AVAILABLE | DATA NOT AVAILABLE | ACCEPTED TO CONNECT | DATA NOT AVAILABLE | DATA NOT AVAILABLE | DATA NOT AVAILABLE | DATA NOT AVAILABLE | DATA NOT AVAILABLE | DATA NOT AVAILABLE | 43.2 | 42 | 44.2105 | 0.158 | 0.16632 | 45467 | DATA NOT AVAILABLE | N | DATA NOT AVAILABLE | DATA NOT AVAILABLE | DATA NOT AVAILABLE | DATA NOT AVAILABLE | DATA NOT AVAILABLE | 45475
DATA NOT AVAILABLE | [5 empty] | DATA NOT AVAILABLE | INVER HYDRO LIMITED | DOCO INVER HYDRO - 2.1MW PV ADD CAP | INVER HYDRO GENERATING STATION | INVER ESTATE | ISLE OF JURA | ARGYLL AND BUTE | PA60 7XX | SCOTLAND | 150542 | 664414 | PORT ANN | DATA NOT APPLICABLE | LOCHGILPHEAD | LV | SCOTTISH HYDRO ELECTRIC POWER DISTRIBUTION PLC | SOLAR | PHOTOVOLTAIC | NO | DATA NOT AVAILABLE | DATA NOT AVAILABLE | 2.1 | DATA NOT AVAILABLE | DATA NOT AVAILABLE | DATA NOT AVAILABLE | DATA NOT AVAILABLE | DATA NOT AVAILABLE | DATA NOT AVAILABLE | DATA NOT AVAILABLE | DATA NOT AVAILABLE | DATA NOT AVAILABLE | DATA NOT AVAILABLE | DATA NOT AVAILABLE | DATA NOT AVAILABLE | DATA NOT AVAILABLE | ACCEPTED TO CONNECT | DATA NOT AVAILABLE | DATA NOT AVAILABLE | DATA NOT AVAILABLE | DATA NOT AVAILABLE | DATA NOT AVAILABLE | DATA NOT AVAILABLE | 2.1 | 0 | 0 | 0 | 0 | 45456 | DATA NOT AVAILABLE | N | DATA NOT AVAILABLE | DATA NOT AVAILABLE | DATA NOT AVAILABLE | DATA NOT AVAILABLE | DATA NOT AVAILABLE | 45475
DATA NOT AVAILABLE | [5 empty] | DATA NOT AVAILABLE | DATA NOT AVAILABLE | 6MW PV | THE OLD AIRFIELD | CITY FIELDS WAY TANGMERE | CHICHESTER | WEST SUSSEX | PO20 2FT | ENGLAND | 491200 | 106618 | LOVEDEAN GSP | CHICHESTER | CHICHESTER | HV | SOUTHERN ELECTRIC POWER DISTRIBUTION PLC | SOLAR | PHOTOVOLTAIC | NO | DATA NOT AVAILABLE | DATA NOT AVAILABLE | 6 | DATA NOT AVAILABLE | DATA NOT AVAILABLE | DATA NOT AVAILABLE | DATA NOT AVAILABLE | DATA NOT AVAILABLE | DATA NOT AVAILABLE | DATA NOT AVAILABLE | DATA NOT AVAILABLE | DATA NOT AVAILABLE | DATA NOT AVAILABLE | DATA NOT AVAILABLE | DATA NOT AVAILABLE | DATA NOT AVAILABLE | ACCEPTED TO CONNECT | DATA NOT AVAILABLE | DATA NOT AVAILABLE | DATA NOT AVAILABLE | DATA NOT AVAILABLE | DATA NOT AVAILABLE | DATA NOT AVAILABLE | 6 | 6 | 6.3158 | 0.25 | 0.26316 | 45455 | DATA NOT AVAILABLE | N | DATA NOT AVAILABLE | DATA NOT AVAILABLE | DATA NOT AVAILABLE | DATA NOT AVAILABLE | DATA NOT AVAILABLE | 45475
DATA NOT AVAILABLE | [5 empty] | DATA NOT AVAILABLE | DATA NOT AVAILABLE | PV 12MW EXP 15/12MW IMP | FAMILY FARMHOUSE | WESTON-ON-THE-GREEN | BICESTER | OXFORDSHIRE | OX25 3QQ | ENGLAND | 453170 | 217105 | EAST CLAYDON GSP | BICESTER NORTH | DATA NOT AVAILABLE | EHV | SOUTHERN ELECTRIC POWER DISTRIBUTION PLC | SOLAR | PHOTOVOLTAIC | NO | DATA NOT AVAILABLE | DATA NOT AVAILABLE | 12.6 | DATA NOT AVAILABLE | DATA NOT AVAILABLE | DATA NOT AVAILABLE | DATA NOT AVAILABLE | DATA NOT AVAILABLE | DATA NOT AVAILABLE | DATA NOT AVAILABLE | DATA NOT AVAILABLE | DATA NOT AVAILABLE | DATA NOT AVAILABLE | DATA NOT AVAILABLE | DATA NOT AVAILABLE | DATA NOT AVAILABLE | ACCEPTED TO CONNECT | DATA NOT AVAILABLE | DATA NOT AVAILABLE | DATA NOT AVAILABLE | DATA NOT AVAILABLE | DATA NOT AVAILABLE | DATA NOT AVAILABLE | 12.6 | 12 | 12.6316 | 15 | 15.7895 | 45447 | DATA NOT AVAILABLE | N | DATA NOT AVAILABLE | DATA NOT AVAILABLE | DATA NOT AVAILABLE | DATA NOT AVAILABLE | DATA NOT AVAILABLE | 45475
DATA NOT AVAILABLE | [5 empty] | DATA NOT AVAILABLE | DATA NOT AVAILABLE | 49MW PV | MATRONS COLLEGE FARM | CASTLE LANE WHADDON | SALISBURY | WILTSHIRE | SP5 3EQ | ENGLAND | 419524 | 126289 | MANNINGTON GSP | SALISBURY | DATA NOT AVAILABLE | EHV | SOUTHERN ELECTRIC POWER DISTRIBUTION PLC | SOLAR | PHOTOVOLTAIC | NO | DATA NOT AVAILABLE | DATA NOT AVAILABLE | 49.9 | DATA NOT AVAILABLE | DATA NOT AVAILABLE | DATA NOT AVAILABLE | DATA NOT AVAILABLE | DATA NOT AVAILABLE | DATA NOT AVAILABLE | DATA NOT AVAILABLE | DATA NOT AVAILABLE | DATA NOT AVAILABLE | DATA NOT AVAILABLE | DATA NOT AVAILABLE | DATA NOT AVAILABLE | DATA NOT AVAILABLE | ACCEPTED TO CONNECT | DATA NOT AVAILABLE | DATA NOT AVAILABLE | DATA NOT AVAILABLE | DATA NOT AVAILABLE | DATA NOT AVAILABLE | DATA NOT AVAILABLE | 49.9 | 49.9 | 52.5263 | 0.105 | 0.11053 | 45623 | DATA NOT AVAILABLE | N | DATA NOT AVAILABLE | DATA NOT AVAILABLE | DATA NOT AVAILABLE | DATA NOT AVAILABLE | DATA NOT AVAILABLE | 45475
DATA NOT AVAILABLE | [5 empty] | DATA NOT AVAILABLE | DATA NOT AVAILABLE | 7.2MW PV | BRANSBURY MANOR FARM | BRANSBURY LANE | ANDOVER | HAMPSHIRE | SO21 3QJ | ENGLAND | 442220 | 142323 | MELKSHAM GSP | ANDOVER | BARTON STACEY | HV | SOUTHERN ELECTRIC POWER DISTRIBUTION PLC | SOLAR | PHOTOVOLTAIC | NO | DATA NOT AVAILABLE | DATA NOT AVAILABLE | 7.2 | DATA NOT AVAILABLE | DATA NOT AVAILABLE | DATA NOT AVAILABLE | DATA NOT AVAILABLE | DATA NOT AVAILABLE | DATA NOT AVAILABLE | DATA NOT AVAILABLE | DATA NOT AVAILABLE | DATA NOT AVAILABLE | DATA NOT AVAILABLE | DATA NOT AVAILABLE | DATA NOT AVAILABLE | DATA NOT AVAILABLE | ACCEPTED TO CONNECT | DATA NOT AVAILABLE | DATA NOT AVAILABLE | DATA NOT AVAILABLE | DATA NOT AVAILABLE | DATA NOT AVAILABLE | DATA NOT AVAILABLE | 7.2 | 7.2 | 7.5789 | 0.1 | 0.10526 | 45481 | DATA NOT AVAILABLE | N | DATA NOT AVAILABLE | DATA NOT AVAILABLE | DATA NOT AVAILABLE | DATA NOT AVAILABLE | DATA NOT AVAILABLE | 45510
DATA NOT AVAILABLE | [5 empty] | DATA NOT AVAILABLE | DATA NOT AVAILABLE | 132KV 20MW PV | LAND SOUTH OF THE VALENTINES | SHURLOCK ROW | READING | BERKSHIRE | RG10 0PU | ENGLAND | 483277 | 174315 | BRAMLEY (FLEE) | MAIDENHEAD | KNOWL HILL | EHV | SOUTHERN ELECTRIC POWER DISTRIBUTION PLC | SOLAR | PHOTOVOLTAIC | NO | DATA NOT AVAILABLE | DATA NOT AVAILABLE | 17.85 | DATA NOT AVAILABLE | DATA NOT AVAILABLE | DATA NOT AVAILABLE | DATA NOT AVAILABLE | DATA NOT AVAILABLE | DATA NOT AVAILABLE | DATA NOT AVAILABLE | DATA NOT AVAILABLE | DATA NOT AVAILABLE | DATA NOT AVAILABLE | DATA NOT AVAILABLE | DATA NOT AVAILABLE | DATA NOT AVAILABLE | ACCEPTED TO CONNECT | DATA NOT AVAILABLE | DATA NOT AVAILABLE | DATA NOT AVAILABLE | DATA NOT AVAILABLE | DATA NOT AVAILABLE | DATA NOT AVAILABLE | 17.85 | 17.85 | 18.7895 | 0.1 | 0.10526 | 45468 | DATA NOT AVAILABLE | N | DATA NOT AVAILABLE | DATA NOT AVAILABLE | DATA NOT AVAILABLE | DATA NOT AVAILABLE | DATA NOT AVAILABLE | 45510
DATA NOT AVAILABLE | [5 empty] | DATA NOT AVAILABLE | DATA NOT AVAILABLE | 5.5MW PV, 2MW EXPORT | HIGHLAND SPRING GROUP | BLACKFORD | AUCHTERARDER | PERTHSHIRE AND KINROSS | PH4 1QA | SCOTLAND | 289903 | 708993 | BRACO | DATA NOT APPLICABLE | GLENEAGLES | HV | SCOTTISH HYDRO ELECTRIC POWER DISTRIBUTION PLC | SOLAR | PHOTOVOLTAIC | NO | DATA NOT AVAILABLE | DATA NOT AVAILABLE | 5.5 | DATA NOT AVAILABLE | DATA NOT AVAILABLE | DATA NOT AVAILABLE | DATA NOT AVAILABLE | DATA NOT AVAILABLE | DATA NOT AVAILABLE | DATA NOT AVAILABLE | DATA NOT AVAILABLE | DATA NOT AVAILABLE | DATA NOT AVAILABLE | DATA NOT AVAILABLE | DATA NOT AVAILABLE | DATA NOT AVAILABLE | ACCEPTED TO CONNECT | DATA NOT AVAILABLE | DATA NOT AVAILABLE | DATA NOT AVAILABLE | DATA NOT AVAILABLE | DATA NOT AVAILABLE | DATA NOT AVAILABLE | 5.5 | 2 | 2.1053 | 0 | 0 | 45478 | DATA NOT AVAILABLE | N | DATA NOT AVAILABLE | DATA NOT AVAILABLE | DATA NOT AVAILABLE | DATA NOT AVAILABLE | DATA NOT AVAILABLE | 45510
DATA NOT AVAILABLE | [5 empty] | DATA NOT AVAILABLE | DATA NOT AVAILABLE | 49.9MW - PETERHEAD GRANGE | MONYRUY | LONGSIDE | PETERHEAD | ABERDEENSHIRE | AB42 4XT | SCOTLAND | 405518 | 847085 | PETERHEAD GRANGE | DATA NOT APPLICABLE | PETERHEAD GRANGE 33KV | EHV | SCOTTISH HYDRO ELECTRIC POWER DISTRIBUTION PLC | SOLAR | PHOTOVOLTAIC | NO | DATA NOT AVAILABLE | DATA NOT AVAILABLE | 113.176 | DATA NOT AVAILABLE | DATA NOT AVAILABLE | DATA NOT AVAILABLE | DATA NOT AVAILABLE | DATA NOT AVAILABLE | DATA NOT AVAILABLE | DATA NOT AVAILABLE | DATA NOT AVAILABLE | DATA NOT AVAILABLE | DATA NOT AVAILABLE | DATA NOT AVAILABLE | DATA NOT AVAILABLE | DATA NOT AVAILABLE | ACCEPTED TO CONNECT | DATA NOT AVAILABLE | DATA NOT AVAILABLE | DATA NOT AVAILABLE | DATA NOT AVAILABLE | DATA NOT AVAILABLE | DATA NOT AVAILABLE | 113.176 | 49.9 | 52.5263 | 49.9 | 52.5263 | 45477 | DATA NOT AVAILABLE | N | DATA NOT AVAILABLE | DATA NOT AVAILABLE | DATA NOT AVAILABLE | DATA NOT AVAILABLE | DATA NOT AVAILABLE | 45510
DATA NOT AVAILABLE | [5 empty] | DATA NOT AVAILABLE | DATA NOT AVAILABLE | DG - TAYC - ARBROATH GSP - FAULDIELAW | EAST BALMIRMER FARM | ARBROATH | ARBROATH | ANGUS | DD11 2PN | SCOTLAND | 358118 | 738916 | ARBROATH | DATA NOT APPLICABLE | ARBROATH GRID | EHV | SCOTTISH HYDRO ELECTRIC POWER DISTRIBUTION PLC | SOLAR | PHOTOVOLTAIC | NO | DATA NOT AVAILABLE | DATA NOT AVAILABLE | 57.47 | DATA NOT AVAILABLE | DATA NOT AVAILABLE | DATA NOT AVAILABLE | DATA NOT AVAILABLE | DATA NOT AVAILABLE | DATA NOT AVAILABLE | DATA NOT AVAILABLE | DATA NOT AVAILABLE | DATA NOT AVAILABLE | DATA NOT AVAILABLE | DATA NOT AVAILABLE | DATA NOT AVAILABLE | DATA NOT AVAILABLE | ACCEPTED TO CONNECT | DATA NOT AVAILABLE | DATA NOT AVAILABLE | DATA NOT AVAILABLE | DATA NOT AVAILABLE | DATA NOT AVAILABLE | DATA NOT AVAILABLE | 57.47 | 49.9 | 52.5263 | 0.1 | 0.10526 | 45475 | DATA NOT AVAILABLE | N | DATA NOT AVAILABLE | DATA NOT AVAILABLE | DATA NOT AVAILABLE | DATA NOT AVAILABLE | DATA NOT AVAILABLE | 45510
DATA NOT AVAILABLE | [5 empty] | DATA NOT AVAILABLE | IG RENEWABLES LTD | DAVIDSON FARM PV AND BESS | LAND SITUATED AT BONNETHILL FARM | MOSS-SIDE OLD SCHOOL AMD CLAYPOTS NEWMILL | KEITH | MORAY | AB55 6LD | SCOTLAND | 345394 | 853084 | KEITH | DATA NOT APPLICABLE | KEITH GRID | EHV | SCOTTISH HYDRO ELECTRIC POWER DISTRIBUTION PLC | SOLAR | PHOTOVOLTAIC | NO | DATA NOT AVAILABLE | DATA NOT AVAILABLE | 45.1 | STORED ENERGY (ALL STORED ENERGY IRRESPECTVE OF THE ORIGINAL ENERGY SOURCE) | STORAGE - ELECTROCHEMICAL (BATTERIES) | DATA NOT AVAILABLE | DATA NOT AVAILABLE | DATA NOT AVAILABLE | 45 | DATA NOT AVAILABLE | DATA NOT AVAILABLE | DATA NOT AVAILABLE | DATA NOT AVAILABLE | DATA NOT AVAILABLE | DATA NOT AVAILABLE | DATA NOT AVAILABLE | ACCEPTED TO CONNECT | DATA NOT AVAILABLE | DATA NOT AVAILABLE | DATA NOT AVAILABLE | DATA NOT AVAILABLE | DATA NOT AVAILABLE | DATA NOT AVAILABLE | 45.1 | 45 | 47.3684 | 47.439 | 49.9358 | 45489 | DATA NOT AVAILABLE | N | DATA NOT AVAILABLE | DATA NOT AVAILABLE | DATA NOT AVAILABLE | DATA NOT AVAILABLE | DATA NOT AVAILABLE | 45510
DATA NOT AVAILABLE | [5 empty] | DATA NOT AVAILABLE | IG RENEWABLES LTD | DAVIDSON FARM PV AND BESS | DAVIDSON FARM PV AND BESS | LAND SITUATED AT BONNETHILL FARM MOSS-SIDE, HOWEMOOR | KEITH | MORAY | AB55 6LD | SCOTLAND | 345394 | 853084 | KEITH | DATA NOT APPLICABLE | KEITH GRID | EHV | SCOTTISH HYDRO ELECTRIC POWER DISTRIBUTION PLC | SOLAR | PHOTOVOLTAIC | NO | DATA NOT AVAILABLE | DATA NOT AVAILABLE | 45.1 | STORED ENERGY (ALL STORED ENERGY IRRESPECTVE OF THE ORIGINAL ENERGY SOURCE) | STORAGE - ELECTROCHEMICAL (BATTERIES) | DATA NOT AVAILABLE | DATA NOT AVAILABLE | DATA NOT AVAILABLE | 45 | DATA NOT AVAILABLE | DATA NOT AVAILABLE | DATA NOT AVAILABLE | DATA NOT AVAILABLE | DATA NOT AVAILABLE | DATA NOT AVAILABLE | DATA NOT AVAILABLE | ACCEPTED TO CONNECT | DATA NOT AVAILABLE | DATA NOT AVAILABLE | DATA NOT AVAILABLE | DATA NOT AVAILABLE | DATA NOT AVAILABLE | DATA NOT AVAILABLE | 45.1 | 45 | 47.3684 | 47.369 | 49.8621 | 45491 | DATA NOT AVAILABLE | N | DATA NOT AVAILABLE | DATA NOT AVAILABLE | DATA NOT AVAILABLE | DATA NOT AVAILABLE | DATA NOT AVAILABLE | 45510
DATA NOT AVAILABLE | [5 empty] | DATA NOT AVAILABLE | DATA NOT AVAILABLE | 1264KVA & 618KW PV (G98) | TERRIERS FARM | KINGSHILL ROAD | HIGH WYCOMBE | BUCKINGHAMSHIRE | HP13 5BB | ENGLAND | 487770 | 195041 | AMERSHAM | LOUDWATER | BOWERDEAN | HV | SOUTHERN ELECTRIC POWER DISTRIBUTION PLC | SOLAR | PHOTOVOLTAIC | NO | DATA NOT AVAILABLE | DATA NOT AVAILABLE | 0.618 | DATA NOT AVAILABLE | DATA NOT AVAILABLE | DATA NOT AVAILABLE | DATA NOT AVAILABLE | DATA NOT AVAILABLE | DATA NOT AVAILABLE | DATA NOT AVAILABLE | DATA NOT AVAILABLE | DATA NOT AVAILABLE | DATA NOT AVAILABLE | DATA NOT AVAILABLE | DATA NOT AVAILABLE | DATA NOT AVAILABLE | ACCEPTED TO CONNECT | DATA NOT AVAILABLE | DATA NOT AVAILABLE | DATA NOT AVAILABLE | DATA NOT AVAILABLE | DATA NOT AVAILABLE | DATA NOT AVAILABLE | 0.618 | 0.618 | 0.65053 | 1.264 | 1.3305 | 45489 | DATA NOT AVAILABLE | N | DATA NOT AVAILABLE | DATA NOT AVAILABLE | DATA NOT AVAILABLE | DATA NOT AVAILABLE | DATA NOT AVAILABLE | 45510
DATA NOT AVAILABLE | [5 empty] | DATA NOT AVAILABLE | GREENTECH PROJECTS HOLDING UK LIMITED | REQUOTE 19MW PV | SHEEPBRIDGE COURT FARM COTTAGES | BASINGSTOKE ROAD SWALLOWFIELD | READING | BERKSHIRE | RG7 1PT | ENGLAND | 472076 | 165355 | BRAMLEY (FLEE) | READING | READING | EHV | SOUTHERN ELECTRIC POWER DISTRIBUTION PLC | SOLAR | PHOTOVOLTAIC | NO | DATA NOT AVAILABLE | DATA NOT AVAILABLE | 19 | DATA NOT AVAILABLE | DATA NOT AVAILABLE | DATA NOT AVAILABLE | DATA NOT AVAILABLE | DATA NOT AVAILABLE | DATA NOT AVAILABLE | DATA NOT AVAILABLE | DATA NOT AVAILABLE | DATA NOT AVAILABLE | DATA NOT AVAILABLE | DATA NOT AVAILABLE | DATA NOT AVAILABLE | DATA NOT AVAILABLE | ACCEPTED TO CONNECT | DATA NOT AVAILABLE | DATA NOT AVAILABLE | DATA NOT AVAILABLE | DATA NOT AVAILABLE | DATA NOT AVAILABLE | DATA NOT AVAILABLE | 19 | 19 | 20 | 0.526 | 0.55368 | 45394 | DATA NOT AVAILABLE | N | DATA NOT AVAILABLE | DATA NOT AVAILABLE | DATA NOT AVAILABLE | DATA NOT AVAILABLE | DATA NOT AVAILABLE | 45538
DATA NOT AVAILABLE | [5 empty] | DATA NOT AVAILABLE | DATA NOT AVAILABLE | 49.9MW PV & BESS | PENNYMOOR PIT FARMHOUSE | FERN HILL EAST STOUR | GILLINGHAM | DORSET | SP8 5ND | ENGLAND | 382240 | 123484 | MANNINGTON GSP | SHAFTESBURY | DATA NOT AVAILABLE | 132 | SOUTHERN ELECTRIC POWER DISTRIBUTION PLC | SOLAR | PHOTOVOLTAIC | NO | DATA NOT AVAILABLE | DATA NOT AVAILABLE | 114.74 | STORED ENERGY (ALL STORED ENERGY IRRESPECTVE OF THE ORIGINAL ENERGY SOURCE) | STORAGE - ELECTROCHEMICAL (BATTERIES) | DATA NOT AVAILABLE | DATA NOT AVAILABLE | DATA NOT AVAILABLE | 49.9 | DATA NOT AVAILABLE | DATA NOT AVAILABLE | DATA NOT AVAILABLE | DATA NOT AVAILABLE | DATA NOT AVAILABLE | DATA NOT AVAILABLE | DATA NOT AVAILABLE | ACCEPTED TO CONNECT | DATA NOT AVAILABLE | DATA NOT AVAILABLE | DATA NOT AVAILABLE | DATA NOT AVAILABLE | DATA NOT AVAILABLE | DATA NOT AVAILABLE | 114.74 | 49.9 | 52.5263 | 53.053 | 55.8453 | 45525 | DATA NOT AVAILABLE | N | DATA NOT AVAILABLE | DATA NOT AVAILABLE | DATA NOT AVAILABLE | DATA NOT AVAILABLE | DATA NOT AVAILABLE | 45538
DATA NOT AVAILABLE | [5 empty] | DATA NOT AVAILABLE | DATA NOT AVAILABLE | 2,900KW PV & BESS (999KW EXP) | RADLEY COLLEGE | RADLEY | ABINGDON | OXFORDSHIRE | OX14 2HR | ENGLAND | 451949 | 199681 | COWLEY GSP | COWLEY LOCAL | KENNINGTON | HV | SOUTHERN ELECTRIC POWER DISTRIBUTION PLC | SOLAR | PHOTOVOLTAIC | NO | DATA NOT AVAILABLE | DATA NOT AVAILABLE | 2.9 | DATA NOT AVAILABLE | DATA NOT AVAILABLE | DATA NOT AVAILABLE | DATA NOT AVAILABLE | DATA NOT AVAILABLE | DATA NOT AVAILABLE | DATA NOT AVAILABLE | DATA NOT AVAILABLE | DATA NOT AVAILABLE | DATA NOT AVAILABLE | DATA NOT AVAILABLE | DATA NOT AVAILABLE | DATA NOT AVAILABLE | ACCEPTED TO CONNECT | DATA NOT AVAILABLE | DATA NOT AVAILABLE | DATA NOT AVAILABLE | DATA NOT AVAILABLE | DATA NOT AVAILABLE | DATA NOT AVAILABLE | 2.9 | 0.999 | 1.0516 | 0.35 | 0.36842 | 45510 | DATA NOT AVAILABLE | N | DATA NOT AVAILABLE | DATA NOT AVAILABLE | DATA NOT AVAILABLE | DATA NOT AVAILABLE | DATA NOT AVAILABLE | 45538
DATA NOT AVAILABLE | [5 empty] | DATA NOT AVAILABLE | DATA NOT AVAILABLE | 2MW IMPORT, 700KW DG | BELL STREET CAR PARK | CONSTITUTION ROAD | DUNDEE | DUNDEE CITY | DD1 1AD | SCOTLAND | 339879 | 730456 | DUDHOPE | DATA NOT APPLICABLE | ROSEBANK STREET | HV | SCOTTISH HYDRO ELECTRIC POWER DISTRIBUTION PLC | SOLAR | PHOTOVOLTAIC | NO | DATA NOT AVAILABLE | DATA NOT AVAILABLE | 0.7 | DATA NOT AVAILABLE | DATA NOT AVAILABLE | DATA NOT AVAILABLE | DATA NOT AVAILABLE | DATA NOT AVAILABLE | DATA NOT AVAILABLE | DATA NOT AVAILABLE | DATA NOT AVAILABLE | DATA NOT AVAILABLE | DATA NOT AVAILABLE | DATA NOT AVAILABLE | DATA NOT AVAILABLE | DATA NOT AVAILABLE | ACCEPTED TO CONNECT | DATA NOT AVAILABLE | DATA NOT AVAILABLE | DATA NOT AVAILABLE | DATA NOT AVAILABLE | DATA NOT AVAILABLE | DATA NOT AVAILABLE | 0.7 | 0.4 | 0.42105 | 1.862 | 1.96 | 45505 | DATA NOT AVAILABLE | N | DATA NOT AVAILABLE | DATA NOT AVAILABLE | DATA NOT AVAILABLE | DATA NOT AVAILABLE | DATA NOT AVAILABLE | 45538
DATA NOT AVAILABLE | [5 empty] | DATA NOT AVAILABLE | DATA NOT AVAILABLE | BALLOCHMARTIN 3.5MW PV AND 3.5MW BESS | BALLOCHMARTIN FARM | MILLPORT | ISLE OF CUMBRAE | NORTH AYRSHIRE | KA28 0HQ | SCOTLAND | 217747 | 657202 | DUNOON | DATA NOT APPLICABLE | BRUCHAG | HV | SCOTTISH HYDRO ELECTRIC POWER DISTRIBUTION PLC | SOLAR | PHOTOVOLTAIC | NO | DATA NOT AVAILABLE | DATA NOT AVAILABLE | 3.5 | STORED ENERGY (ALL STORED ENERGY IRRESPECTVE OF THE ORIGINAL ENERGY SOURCE) | STORAGE - ELECTROCHEMICAL (BATTERIES) | DATA NOT AVAILABLE | DATA NOT AVAILABLE | DATA NOT AVAILABLE | 3.5 | DATA NOT AVAILABLE | DATA NOT AVAILABLE | DATA NOT AVAILABLE | DATA NOT AVAILABLE | DATA NOT AVAILABLE | DATA NOT AVAILABLE | DATA NOT AVAILABLE | ACCEPTED TO CONNECT | DATA NOT AVAILABLE | DATA NOT AVAILABLE | DATA NOT AVAILABLE | DATA NOT AVAILABLE | DATA NOT AVAILABLE | DATA NOT AVAILABLE | 3.5 | 3.5 | 3.6842 | 2.75 | 2.8947 | 45534 | DATA NOT AVAILABLE | N | DATA NOT AVAILABLE | DATA NOT AVAILABLE | DATA NOT AVAILABLE | DATA NOT AVAILABLE | DATA NOT AVAILABLE | 45538
DATA NOT AVAILABLE | [5 empty] | DATA NOT AVAILABLE | DATA NOT AVAILABLE | 40MW PV / BESS | MOUNT OWEN FARM | LEW | BAMPTON | OXFORDSHIRE | OX18 2BE | ENGLAND | 432457 | 204727 | COWLEY GSP | WITNEY | DATA NOT AVAILABLE | EHV | SOUTHERN ELECTRIC POWER DISTRIBUTION PLC | SOLAR | PHOTOVOLTAIC | NO | DATA NOT AVAILABLE | DATA NOT AVAILABLE | 81.9 | STORED ENERGY (ALL STORED ENERGY IRRESPECTVE OF THE ORIGINAL ENERGY SOURCE) | STORAGE - ELECTROCHEMICAL (BATTERIES) | DATA NOT AVAILABLE | DATA NOT AVAILABLE | DATA NOT AVAILABLE | 40 | DATA NOT AVAILABLE | DATA NOT AVAILABLE | DATA NOT AVAILABLE | DATA NOT AVAILABLE | DATA NOT AVAILABLE | DATA NOT AVAILABLE | DATA NOT AVAILABLE | ACCEPTED TO CONNECT | DATA NOT AVAILABLE | DATA NOT AVAILABLE | DATA NOT AVAILABLE | DATA NOT AVAILABLE | DATA NOT AVAILABLE | DATA NOT AVAILABLE | 81.9 | 40 | 42.1053 | 40.5 | 42.6316 | 45523 | DATA NOT AVAILABLE | N | DATA NOT AVAILABLE | DATA NOT AVAILABLE | DATA NOT AVAILABLE | DATA NOT AVAILABLE | DATA NOT AVAILABLE | 45538
DATA NOT AVAILABLE | [5 empty] | DATA NOT AVAILABLE | DATA NOT AVAILABLE | 1000KVA + 100KW PV | TROWBRIDGE LEISURE CENTRE | BYTHESEA ROAD | TROWBRIDGE | WILTSHIRE | BA14 8TH | ENGLAND | 385640 | 158240 | MELKSHAM GSP | NORRINGTON | TROWBRIDGE TOWN | HV | SOUTHERN ELECTRIC POWER DISTRIBUTION PLC | SOLAR | PHOTOVOLTAIC | NO | DATA NOT AVAILABLE | DATA NOT AVAILABLE | 0.1 | DATA NOT AVAILABLE | DATA NOT AVAILABLE | DATA NOT AVAILABLE | DATA NOT AVAILABLE | DATA NOT AVAILABLE | DATA NOT AVAILABLE | DATA NOT AVAILABLE | DATA NOT AVAILABLE | DATA NOT AVAILABLE | DATA NOT AVAILABLE | DATA NOT AVAILABLE | DATA NOT AVAILABLE | DATA NOT AVAILABLE | ACCEPTED TO CONNECT | DATA NOT AVAILABLE | DATA NOT AVAILABLE | DATA NOT AVAILABLE | DATA NOT AVAILABLE | DATA NOT AVAILABLE | DATA NOT AVAILABLE | 0.1 | 0.1 | 0.10526 | 1 | 1.0526 | 45552 | DATA NOT AVAILABLE | N | DATA NOT AVAILABLE | DATA NOT AVAILABLE | DATA NOT AVAILABLE | DATA NOT AVAILABLE | DATA NOT AVAILABLE | 45575
DATA NOT AVAILABLE | [5 empty] | DATA NOT AVAILABLE | DATA NOT AVAILABLE | PV & BESS | WARREN FARM | HIGHWOOD LANE | ROMSEY | HAMPSHIRE | SO51 9AG | ENGLAND | 437906 | 121342 | NURSLING GSP | WINCHESTER | DATA NOT AVAILABLE | 132 | SOUTHERN ELECTRIC POWER DISTRIBUTION PLC | SOLAR | PHOTOVOLTAIC | NO | DATA NOT AVAILABLE | DATA NOT AVAILABLE | 50 | STORED ENERGY (ALL STORED ENERGY IRRESPECTVE OF THE ORIGINAL ENERGY SOURCE) | STORAGE - ELECTROCHEMICAL (BATTERIES) | DATA NOT AVAILABLE | DATA NOT AVAILABLE | DATA NOT AVAILABLE | 49.9 | DATA NOT AVAILABLE | DATA NOT AVAILABLE | DATA NOT AVAILABLE | DATA NOT AVAILABLE | DATA NOT AVAILABLE | DATA NOT AVAILABLE | DATA NOT AVAILABLE | ACCEPTED TO CONNECT | DATA NOT AVAILABLE | DATA NOT AVAILABLE | DATA NOT AVAILABLE | DATA NOT AVAILABLE | DATA NOT AVAILABLE | DATA NOT AVAILABLE | 50 | 49.9 | 52.5263 | 52.526 | 55.2905 | 45545 | DATA NOT AVAILABLE | N | DATA NOT AVAILABLE | DATA NOT AVAILABLE | DATA NOT AVAILABLE | DATA NOT AVAILABLE | DATA NOT AVAILABLE | 45575
DATA NOT AVAILABLE | [5 empty] | DATA NOT AVAILABLE | DATA NOT AVAILABLE | PV/BESS - 50MW | DATA NOT AVAILABLE | BURY ROAD MARCHWOOD | SOUTHAMPTON | HAMPSHIRE | SO40 4UD | ENGLAND | 437807 | 111387 | NURSLING GSP | DATA NOT APPLICABLE | DATA NOT AVAILABLE | 132 | SOUTHERN ELECTRIC POWER DISTRIBUTION PLC | SOLAR | PHOTOVOLTAIC | NO | DATA NOT AVAILABLE | DATA NOT AVAILABLE | 49.9 | STORED ENERGY (ALL STORED ENERGY IRRESPECTVE OF THE ORIGINAL ENERGY SOURCE) | STORAGE - ELECTROCHEMICAL (BATTERIES) | DATA NOT AVAILABLE | DATA NOT AVAILABLE | DATA NOT AVAILABLE | 49.9 | DATA NOT AVAILABLE | DATA NOT AVAILABLE | DATA NOT AVAILABLE | DATA NOT AVAILABLE | DATA NOT AVAILABLE | DATA NOT AVAILABLE | DATA NOT AVAILABLE | ACCEPTED TO CONNECT | DATA NOT AVAILABLE | DATA NOT AVAILABLE | DATA NOT AVAILABLE | DATA NOT AVAILABLE | DATA NOT AVAILABLE | DATA NOT AVAILABLE | 49.9 | 49.9 | 52.5263 | 52.526 | 55.2905 | 45534 | DATA NOT AVAILABLE | N | DATA NOT AVAILABLE | DATA NOT AVAILABLE | DATA NOT AVAILABLE | DATA NOT AVAILABLE | DATA NOT AVAILABLE | 45575
DATA NOT AVAILABLE | [5 empty] | DATA NOT AVAILABLE | DATA NOT AVAILABLE | KIERALLAN FARM SOLAR & STORAGE 50MW | DATA NOT AVAILABLE | KIERALLAN FARM BRACO | DUNBLANE | PERTH AND KINROSS | FK15 9PR | SCOTLAND | 283444 | 708855 | BRACO | DATA NOT APPLICABLE | BRACO GRID | EHV | SCOTTISH HYDRO ELECTRIC POWER DISTRIBUTION PLC | SOLAR | PHOTOVOLTAIC | NO | DATA NOT AVAILABLE | DATA NOT AVAILABLE | 50 | STORED ENERGY (ALL STORED ENERGY IRRESPECTVE OF THE ORIGINAL ENERGY SOURCE) | STORAGE - ELECTROCHEMICAL (BATTERIES) | DATA NOT AVAILABLE | DATA NOT AVAILABLE | DATA NOT AVAILABLE | 50 | DATA NOT AVAILABLE | DATA NOT AVAILABLE | DATA NOT AVAILABLE | DATA NOT AVAILABLE | DATA NOT AVAILABLE | DATA NOT AVAILABLE | DATA NOT AVAILABLE | ACCEPTED TO CONNECT | DATA NOT AVAILABLE | DATA NOT AVAILABLE | DATA NOT AVAILABLE | DATA NOT AVAILABLE | DATA NOT AVAILABLE | DATA NOT AVAILABLE | 50 | 50 | 52.6316 | 50 | 52.6316 | 45539 | DATA NOT AVAILABLE | N | DATA NOT AVAILABLE | DATA NOT AVAILABLE | DATA NOT AVAILABLE | DATA NOT AVAILABLE | DATA NOT AVAILABLE | 45575
DATA NOT AVAILABLE | [5 empty] | DATA NOT AVAILABLE | DATA NOT AVAILABLE | CRAIGNATHRO FARM PV VARIATION | CRAIGNATHRO FARM | ZU366 FROM THE ZC55 AT ACCESS TO MAINS O | FORFAR | ANGUS | DD8 2LE | SCOTLAND | 346134 | 748908 | LUNANHEAD | DATA NOT APPLICABLE | LUNANHEAD GRID | EHV | SCOTTISH HYDRO ELECTRIC POWER DISTRIBUTION PLC | SOLAR | PHOTOVOLTAIC | NO | DATA NOT AVAILABLE | DATA NOT AVAILABLE | 5.6 | DATA NOT AVAILABLE | DATA NOT AVAILABLE | DATA NOT AVAILABLE | DATA NOT AVAILABLE | DATA NOT AVAILABLE | DATA NOT AVAILABLE | DATA NOT AVAILABLE | DATA NOT AVAILABLE | DATA NOT AVAILABLE | DATA NOT AVAILABLE | DATA NOT AVAILABLE | DATA NOT AVAILABLE | DATA NOT AVAILABLE | ACCEPTED TO CONNECT | DATA NOT AVAILABLE | DATA NOT AVAILABLE | DATA NOT AVAILABLE | DATA NOT AVAILABLE | DATA NOT AVAILABLE | DATA NOT AVAILABLE | 5.6 | 5 | 5.2632 | 0.05 | 0.052632 | 45629 | DATA NOT AVAILABLE | N | DATA NOT AVAILABLE | DATA NOT AVAILABLE | DATA NOT AVAILABLE | DATA NOT AVAILABLE | DATA NOT AVAILABLE | 45632
DATA NOT AVAILABLE | [5 empty] | DATA NOT AVAILABLE | DATA NOT AVAILABLE | 40MW KINTORE | DATA NOT AVAILABLE | KINTORE KINTORE | INVERURIE | ABERDEENSHIRE | AB51 0XH | SCOTLAND | 378420 | 812515 | KINTORE | DATA NOT APPLICABLE | KINTORE SUPERGRID | EHV | SCOTTISH HYDRO ELECTRIC POWER DISTRIBUTION PLC | SOLAR | PHOTOVOLTAIC | NO | DATA NOT AVAILABLE | DATA NOT AVAILABLE | 40 | DATA NOT AVAILABLE | DATA NOT AVAILABLE | DATA NOT AVAILABLE | DATA NOT AVAILABLE | DATA NOT AVAILABLE | DATA NOT AVAILABLE | DATA NOT AVAILABLE | DATA NOT AVAILABLE | DATA NOT AVAILABLE | DATA NOT AVAILABLE | DATA NOT AVAILABLE | DATA NOT AVAILABLE | DATA NOT AVAILABLE | ACCEPTED TO CONNECT | DATA NOT AVAILABLE | DATA NOT AVAILABLE | DATA NOT AVAILABLE | DATA NOT AVAILABLE | DATA NOT AVAILABLE | DATA NOT AVAILABLE | 40 | 40 | 42.1053 | 40 | 42.1053 | 45601 | DATA NOT AVAILABLE | N | DATA NOT AVAILABLE | DATA NOT AVAILABLE | DATA NOT AVAILABLE | DATA NOT AVAILABLE | DATA NOT AVAILABLE | 45632
DATA NOT AVAILABLE | [5 empty] | DATA NOT AVAILABLE | A & W BROCK LTD | 43.975MW - PV & BATTERY | MANOR FARM | WEST WORLDHAM | ALTON | HAMPSHIRE | GU34 3BD | ENGLAND | 474092 | 137006 | BRAMLEY (FLEE) | DATA NOT AVAILABLE | DATA NOT AVAILABLE | EHV | SOUTHERN ELECTRIC POWER DISTRIBUTION PLC | SOLAR | PHOTOVOLTAIC | NO | DATA NOT AVAILABLE | DATA NOT AVAILABLE | 63.975 | STORED ENERGY (ALL STORED ENERGY IRRESPECTVE OF THE ORIGINAL ENERGY SOURCE) | STORAGE - ELECTROCHEMICAL (BATTERIES) | DATA NOT AVAILABLE | DATA NOT AVAILABLE | DATA NOT AVAILABLE | 44 | DATA NOT AVAILABLE | DATA NOT AVAILABLE | DATA NOT AVAILABLE | DATA NOT AVAILABLE | DATA NOT AVAILABLE | DATA NOT AVAILABLE | DATA NOT AVAILABLE | ACCEPTED TO CONNECT | DATA NOT AVAILABLE | DATA NOT AVAILABLE | DATA NOT AVAILABLE | DATA NOT AVAILABLE | DATA NOT AVAILABLE | DATA NOT AVAILABLE | 63.975 | 44 | 46.3158 | 21.053 | 22.1611 | 45597 | DATA NOT AVAILABLE | N | DATA NOT AVAILABLE | DATA NOT AVAILABLE | DATA NOT AVAILABLE | DATA NOT AVAILABLE | DATA NOT AVAILABLE | 45632
DATA NOT AVAILABLE | [5 empty] | DATA NOT AVAILABLE | DEFENCE INFASTRUCTURE ORGANISATION | RAF LOSSIEMOUTH ADDCAP | ROYAL AIR FORCE | DATA NOT AVAILABLE | LOSSIEMOUTH | MORAY | IV31 6SD | SCOTLAND | 322168 | 869702 | ELGIN | DATA NOT APPLICABLE | ELGIN GRID | EHV | SCOTTISH HYDRO ELECTRIC POWER DISTRIBUTION PLC | SOLAR | PHOTOVOLTAIC | NO | DATA NOT AVAILABLE | DATA NOT AVAILABLE | 4.95 | DATA NOT AVAILABLE | DATA NOT AVAILABLE | DATA NOT AVAILABLE | DATA NOT AVAILABLE | DATA NOT AVAILABLE | DATA NOT AVAILABLE | DATA NOT AVAILABLE | DATA NOT AVAILABLE | DATA NOT AVAILABLE | DATA NOT AVAILABLE | DATA NOT AVAILABLE | DATA NOT AVAILABLE | DATA NOT AVAILABLE | ACCEPTED TO CONNECT | DATA NOT AVAILABLE | DATA NOT AVAILABLE | DATA NOT AVAILABLE | DATA NOT AVAILABLE | DATA NOT AVAILABLE | DATA NOT AVAILABLE | 4.95 | 0 | 0 | 0 | 0 | 45581 | DATA NOT AVAILABLE | N | DATA NOT AVAILABLE | DATA NOT AVAILABLE | DATA NOT AVAILABLE | DATA NOT AVAILABLE | DATA NOT AVAILABLE | 45632
DATA NOT AVAILABLE | [5 empty] | DATA NOT AVAILABLE | DATA NOT AVAILABLE | WITH CCM - 30MW EXPORT- 60MW INSTALLED | RACECOURSE FARM, BALMACHIE FARM | BALMACHIE ROAD | CARNOUSTIE | ANGUS | DD7 6LB | SCOTLAND | 354618 | 736932 | ARBROATH | DATA NOT APPLICABLE | ARBROATH GRID | EHV | SCOTTISH HYDRO ELECTRIC POWER DISTRIBUTION PLC | SOLAR | PHOTOVOLTAIC | NO | DATA NOT AVAILABLE | DATA NOT AVAILABLE | 60 | STORED ENERGY (ALL STORED ENERGY IRRESPECTVE OF THE ORIGINAL ENERGY SOURCE) | STORAGE - ELECTROCHEMICAL (BATTERIES) | DATA NOT AVAILABLE | DATA NOT AVAILABLE | DATA NOT AVAILABLE | 30 | DATA NOT AVAILABLE | DATA NOT AVAILABLE | DATA NOT AVAILABLE | DATA NOT AVAILABLE | DATA NOT AVAILABLE | DATA NOT AVAILABLE | DATA NOT AVAILABLE | ACCEPTED TO CONNECT | DATA NOT AVAILABLE | DATA NOT AVAILABLE | DATA NOT AVAILABLE | DATA NOT AVAILABLE | DATA NOT AVAILABLE | DATA NOT AVAILABLE | 60 | 30 | 31.5789 | 30 | 31.5789 | 45595 | DATA NOT AVAILABLE | N | DATA NOT AVAILABLE | DATA NOT AVAILABLE | DATA NOT AVAILABLE | DATA NOT AVAILABLE | DATA NOT AVAILABLE | 45632
DATA NOT AVAILABLE | [5 empty] | DATA NOT AVAILABLE | MELVICH WIND ENERGY HUB LIMITED | MELVICH WIND ENERGY HUB | MELVICH WIND ENERGY HUB | MELVICH MELVICH | THURSO | HIGHLAND | KW14 7RZ | SCOTLAND | 284210 | 964807 | DOUNREAY | DATA NOT APPLICABLE | DOUNREAY | EHV | SCOTTISH HYDRO ELECTRIC POWER DISTRIBUTION PLC | SOLAR | PHOTOVOLTAIC | NO | DATA NOT AVAILABLE | DATA NOT AVAILABLE | 115.2 | STORED ENERGY (ALL STORED ENERGY IRRESPECTVE OF THE ORIGINAL ENERGY SOURCE) | STORAGE - ELECTROCHEMICAL (BATTERIES) | DATA NOT AVAILABLE | DATA NOT AVAILABLE | DATA NOT AVAILABLE | 57.6 | DATA NOT AVAILABLE | DATA NOT AVAILABLE | DATA NOT AVAILABLE | DATA NOT AVAILABLE | DATA NOT AVAILABLE | DATA NOT AVAILABLE | DATA NOT AVAILABLE | ACCEPTED TO CONNECT | DATA NOT AVAILABLE | DATA NOT AVAILABLE | DATA NOT AVAILABLE | DATA NOT AVAILABLE | DATA NOT AVAILABLE | DATA NOT AVAILABLE | 115.2 | 57.6 | 60.6316 | 60.631 | 63.8221 | 45590 | DATA NOT AVAILABLE | N | DATA NOT AVAILABLE | DATA NOT AVAILABLE | DATA NOT AVAILABLE | DATA NOT AVAILABLE | DATA NOT AVAILABLE | 45632
DATA NOT AVAILABLE | [5 empty] | DATA NOT AVAILABLE | DATA NOT AVAILABLE | DATA NOT AVAILABLE | DATA NOT AVAILABLE | LEE LANE NURSLING | SOUTHAMPTON | HAMPSHIRE | SO16 0AD | ENGLAND | 436121 | 116727 | NURSLING GSP | DATA NOT APPLICABLE | NURSLING | 132 | SOUTHERN ELECTRIC POWER DISTRIBUTION PLC | SOLAR | PHOTOVOLTAIC | NO | DATA NOT AVAILABLE | DATA NOT AVAILABLE | 300 | STORED ENERGY (ALL STORED ENERGY IRRESPECTVE OF THE ORIGINAL ENERGY SOURCE) | STORAGE - ELECTROCHEMICAL (BATTERIES) | DATA NOT AVAILABLE | DATA NOT AVAILABLE | DATA NOT AVAILABLE | 200 | DATA NOT AVAILABLE | DATA NOT AVAILABLE | DATA NOT AVAILABLE | DATA NOT AVAILABLE | DATA NOT AVAILABLE | DATA NOT AVAILABLE | DATA NOT AVAILABLE | ACCEPTED TO CONNECT | DATA NOT AVAILABLE | DATA NOT AVAILABLE | DATA NOT AVAILABLE | DATA NOT AVAILABLE | DATA NOT AVAILABLE | DATA NOT AVAILABLE | 300 | 200 | 210.5263 | 210.527 | 221.6074 | 45569 | DATA NOT AVAILABLE | N | DATA NOT AVAILABLE | DATA NOT AVAILABLE | DATA NOT AVAILABLE | DATA NOT AVAILABLE | DATA NOT AVAILABLE | 45632
DATA NOT AVAILABLE | [5 empty] | DATA NOT AVAILABLE | CSEP-POC CONNECTIONS . | DATA NOT AVAILABLE | DATA NOT AVAILABLE | REDLANDS FARM | WANBOROUGH | WILTSHIRE | SN4 0AA | ENGLAND | 420354 | 184384 | MINETY GSP | STRATTON | PARK NORTH | HV | SOUTHERN ELECTRIC POWER DISTRIBUTION PLC | SOLAR | PHOTOVOLTAIC | NO | DATA NOT AVAILABLE | DATA NOT AVAILABLE | 0.032 | DATA NOT AVAILABLE | DATA NOT AVAILABLE | DATA NOT AVAILABLE | DATA NOT AVAILABLE | DATA NOT AVAILABLE | DATA NOT AVAILABLE | DATA NOT AVAILABLE | DATA NOT AVAILABLE | DATA NOT AVAILABLE | DATA NOT AVAILABLE | DATA NOT AVAILABLE | DATA NOT AVAILABLE | DATA NOT AVAILABLE | ACCEPTED TO CONNECT | DATA NOT AVAILABLE | DATA NOT AVAILABLE | DATA NOT AVAILABLE | DATA NOT AVAILABLE | DATA NOT AVAILABLE | DATA NOT AVAILABLE | 0.032 | 0.032 | 0.033684 | 1 | 1.0526 | 45623 | DATA NOT AVAILABLE | N | DATA NOT AVAILABLE | DATA NOT AVAILABLE | DATA NOT AVAILABLE | DATA NOT AVAILABLE | DATA NOT AVAILABLE | 45632
DATA NOT AVAILABLE | [5 empty] | DATA NOT AVAILABLE | INTELLIGENT ALTERNATIVES | BINDWELL LANE - PV | BINDWELL LANE | BINDWELL LANE QUEEN CAMAL | YEOVIL | SOMERSET | BA22 7NF | ENGLAND | 359664 | 124575 | AXMINSTER | YEOVIL | DATA NOT AVAILABLE | EHV | SOUTHERN ELECTRIC POWER DISTRIBUTION PLC | SOLAR | PHOTOVOLTAIC | NO | DATA NOT AVAILABLE | DATA NOT AVAILABLE | 11.7 | DATA NOT AVAILABLE | DATA NOT AVAILABLE | DATA NOT AVAILABLE | DATA NOT AVAILABLE | DATA NOT AVAILABLE | DATA NOT AVAILABLE | DATA NOT AVAILABLE | DATA NOT AVAILABLE | DATA NOT AVAILABLE | DATA NOT AVAILABLE | DATA NOT AVAILABLE | DATA NOT AVAILABLE | DATA NOT AVAILABLE | ACCEPTED TO CONNECT | DATA NOT AVAILABLE | DATA NOT AVAILABLE | DATA NOT AVAILABLE | DATA NOT AVAILABLE | DATA NOT AVAILABLE | DATA NOT AVAILABLE | 11.7 | 9 | 9.4737 | 0.053 | 0.055789 | 45632 | 45632 | N | DATA NOT AVAILABLE | DATA NOT AVAILABLE | DATA NOT AVAILABLE | DATA NOT AVAILABLE | DATA NOT AVAILABLE | 45665
DATA NOT AVAILABLE | [5 empty] | DATA NOT AVAILABLE | BLUEFIELD PARTNERS LLP | 10.8 MW PV (6.48MW INCREASE) - ROMSEY X | DATA NOT AVAILABLE | LEE DROVE LEE | ROMSEY | HAMPSHIRE | SO51 9LH | ENGLAND | 436179 | 117769 | NURSLING GSP | ROWNHAMS | ROMSEY PV GEN | EHV | SOUTHERN ELECTRIC POWER DISTRIBUTION PLC | SOLAR | PHOTOVOLTAIC | NO | DATA NOT AVAILABLE | DATA NOT AVAILABLE | 6.48 | DATA NOT AVAILABLE | DATA NOT AVAILABLE | DATA NOT AVAILABLE | DATA NOT AVAILABLE | DATA NOT AVAILABLE | DATA NOT AVAILABLE | DATA NOT AVAILABLE | DATA NOT AVAILABLE | DATA NOT AVAILABLE | DATA NOT AVAILABLE | DATA NOT AVAILABLE | DATA NOT AVAILABLE | DATA NOT AVAILABLE | ACCEPTED TO CONNECT | DATA NOT AVAILABLE | DATA NOT AVAILABLE | DATA NOT AVAILABLE | DATA NOT AVAILABLE | DATA NOT AVAILABLE | DATA NOT AVAILABLE | 6.48 | 6.48 | 6.8211 | 0 | 0 | 45600 | DATA NOT AVAILABLE | N | DATA NOT AVAILABLE | DATA NOT AVAILABLE | DATA NOT AVAILABLE | DATA NOT AVAILABLE | DATA NOT AVAILABLE | 45665
DATA NOT AVAILABLE | [5 empty] | DATA NOT AVAILABLE | ROADNIGHT TAYLOR LTD | 8MW PV EXPORT | PARKHILL SOUTH SOLAR FARM | PARKHILL FARM | ARBROATH | ANGUS | DD11 5RG | SCOTLAND | 364671 | 745550 | ARBROATH | DATA NOT APPLICABLE | ARBROATH GRID | EHV | SCOTTISH HYDRO ELECTRIC POWER DISTRIBUTION PLC | SOLAR | PHOTOVOLTAIC | NO | DATA NOT AVAILABLE | DATA NOT AVAILABLE | 8.8 | DATA NOT AVAILABLE | DATA NOT AVAILABLE | DATA NOT AVAILABLE | DATA NOT AVAILABLE | DATA NOT AVAILABLE | DATA NOT AVAILABLE | DATA NOT AVAILABLE | DATA NOT AVAILABLE | DATA NOT AVAILABLE | DATA NOT AVAILABLE | DATA NOT AVAILABLE | DATA NOT AVAILABLE | DATA NOT AVAILABLE | ACCEPTED TO CONNECT | DATA NOT AVAILABLE | DATA NOT AVAILABLE | DATA NOT AVAILABLE | DATA NOT AVAILABLE | DATA NOT AVAILABLE | DATA NOT AVAILABLE | 8.8 | 8 | 8.4211 | 0.1 | 0.10526 | 45642 | DATA NOT AVAILABLE | N | DATA NOT AVAILABLE | DATA NOT AVAILABLE | DATA NOT AVAILABLE | DATA NOT AVAILABLE | DATA NOT AVAILABLE | 45665
DATA NOT AVAILABLE | [5 empty] | DATA NOT AVAILABLE | GREENTECH PROJECTS HOLDING UK LIMITED | 35.2MW PV | BROWNSIDE FARM | MOUNT BLAIRY | BANFF | ABERDEENSHIRE | AB45 3YD | SCOTLAND | 367023 | 854383 | MACDUFF | DATA NOT APPLICABLE | MACDUFF GRID | EHV | SCOTTISH HYDRO ELECTRIC POWER DISTRIBUTION PLC | SOLAR | PHOTOVOLTAIC | NO | DATA NOT AVAILABLE | DATA NOT AVAILABLE | 35.2 | DATA NOT AVAILABLE | DATA NOT AVAILABLE | DATA NOT AVAILABLE | DATA NOT AVAILABLE | DATA NOT AVAILABLE | DATA NOT AVAILABLE | DATA NOT AVAILABLE | DATA NOT AVAILABLE | DATA NOT AVAILABLE | DATA NOT AVAILABLE | DATA NOT AVAILABLE | DATA NOT AVAILABLE | DATA NOT AVAILABLE | ACCEPTED TO CONNECT | DATA NOT AVAILABLE | DATA NOT AVAILABLE | DATA NOT AVAILABLE | DATA NOT AVAILABLE | DATA NOT AVAILABLE | DATA NOT AVAILABLE | 35.2 | 35.2 | 37.0526 | 0.8 | 0.84211 | 45645 | DATA NOT AVAILABLE | N | DATA NOT AVAILABLE | DATA NOT AVAILABLE | DATA NOT AVAILABLE | DATA NOT AVAILABLE | DATA NOT AVAILABLE | 45665
DATA NOT AVAILABLE | [5 empty] | DATA NOT AVAILABLE | DATA NOT AVAILABLE | 950KW BESS 200KW PV | HEATHROW FLIGHT PATH | NCP CARPARK BATH ROAD | HOUNSLOW | GREATER LONDON | UB7 0JB | ENGLAND | 507412 | 177395 | IVER 132KV | LONGFORD | BATH ROAD WEST | HV | SOUTHERN ELECTRIC POWER DISTRIBUTION PLC | SOLAR | PHOTOVOLTAIC | NO | DATA NOT AVAILABLE | DATA NOT AVAILABLE | 1.15 | STORED ENERGY (ALL STORED ENERGY IRRESPECTVE OF THE ORIGINAL ENERGY SOURCE) | STORAGE - ELECTROCHEMICAL (BATTERIES) | DATA NOT AVAILABLE | DATA NOT AVAILABLE | DATA NOT AVAILABLE | 0.95 | DATA NOT AVAILABLE | DATA NOT AVAILABLE | DATA NOT AVAILABLE | DATA NOT AVAILABLE | DATA NOT AVAILABLE | DATA NOT AVAILABLE | DATA NOT AVAILABLE | ACCEPTED TO CONNECT | DATA NOT AVAILABLE | DATA NOT AVAILABLE | DATA NOT AVAILABLE | DATA NOT AVAILABLE | DATA NOT AVAILABLE | DATA NOT AVAILABLE | 1.15 | 0.95 | 1 | 1.8 | 1.8947 | 45631 | DATA NOT AVAILABLE | N | DATA NOT AVAILABLE | DATA NOT AVAILABLE | DATA NOT AVAILABLE | DATA NOT AVAILABLE | DATA NOT AVAILABLE | 45665
DATA NOT AVAILABLE | [5 empty] | DATA NOT AVAILABLE | DATA NOT AVAILABLE | 49.9MW | DATA NOT AVAILABLE | ABERDEENSHIRE | ABERDEEN | ABERDEENSHIRE | AB12 5XQ | SCOTLAND | 391867 | 800592 | REDMOSS | DATA NOT APPLICABLE | REDMOSS GRID | EHV | SCOTTISH HYDRO ELECTRIC POWER DISTRIBUTION PLC | SOLAR | PHOTOVOLTAIC | NO | DATA NOT AVAILABLE | DATA NOT AVAILABLE | 99.95 | STORED ENERGY (ALL STORED ENERGY IRRESPECTVE OF THE ORIGINAL ENERGY SOURCE) | STORAGE - ELECTROCHEMICAL (BATTERIES) | DATA NOT AVAILABLE | DATA NOT AVAILABLE | DATA NOT AVAILABLE | 49.9 | DATA NOT AVAILABLE | DATA NOT AVAILABLE | DATA NOT AVAILABLE | DATA NOT AVAILABLE | DATA NOT AVAILABLE | DATA NOT AVAILABLE | DATA NOT AVAILABLE | ACCEPTED TO CONNECT | DATA NOT AVAILABLE | DATA NOT AVAILABLE | DATA NOT AVAILABLE | DATA NOT AVAILABLE | DATA NOT AVAILABLE | DATA NOT AVAILABLE | 99.95 | 49.9 | 52.5263 | 49.9 | 52.5263 | 45628 | DATA NOT AVAILABLE | N | DATA NOT AVAILABLE | DATA NOT AVAILABLE | DATA NOT AVAILABLE | DATA NOT AVAILABLE | DATA NOT AVAILABLE | 45665
DATA NOT AVAILABLE | [5 empty] | DATA NOT AVAILABLE | DATA NOT AVAILABLE | 30MW PV | NETHER ADEN FARM | MINTLAW STATION | PETERHEAD | ABERDEENSHIRE | AB42 5BS | SCOTLAND | 399494 | 847757 | STRICHEN | DATA NOT APPLICABLE | STRICHEN GRID | EHV | SCOTTISH HYDRO ELECTRIC POWER DISTRIBUTION PLC | SOLAR | PHOTOVOLTAIC | NO | DATA NOT AVAILABLE | DATA NOT AVAILABLE | 30.4 | DATA NOT AVAILABLE | DATA NOT AVAILABLE | DATA NOT AVAILABLE | DATA NOT AVAILABLE | DATA NOT AVAILABLE | DATA NOT AVAILABLE | DATA NOT AVAILABLE | DATA NOT AVAILABLE | DATA NOT AVAILABLE | DATA NOT AVAILABLE | DATA NOT AVAILABLE | DATA NOT AVAILABLE | DATA NOT AVAILABLE | ACCEPTED TO CONNECT | DATA NOT AVAILABLE | DATA NOT AVAILABLE | DATA NOT AVAILABLE | DATA NOT AVAILABLE | DATA NOT AVAILABLE | DATA NOT AVAILABLE | 30.4 | 30 | 31.5789 | 0.1 | 0.10526 | 45639 | DATA NOT AVAILABLE | N | DATA NOT AVAILABLE | DATA NOT AVAILABLE | DATA NOT AVAILABLE | DATA NOT AVAILABLE | DATA NOT AVAILABLE | 45665
DATA NOT AVAILABLE | [5 empty] | DATA NOT AVAILABLE | GRID TEAM BSR ENERGY | 60MW EXPORT PV/WIND/BESS | LAND AT | EAST LEYLODGE | INVERURIE | ABERDEENSHIRE | AB51 0XY | SCOTLAND | 377060 | 813669 | KINTORE | DATA NOT APPLICABLE | KINTORE SUPERGRID | EHV | SCOTTISH HYDRO ELECTRIC POWER DISTRIBUTION PLC | SOLAR | PHOTOVOLTAIC | NO | DATA NOT AVAILABLE | DATA NOT AVAILABLE | 180 | STORED ENERGY (ALL STORED ENERGY IRRESPECTVE OF THE ORIGINAL ENERGY SOURCE) | STORAGE - ELECTROCHEMICAL (BATTERIES) | DATA NOT AVAILABLE | DATA NOT AVAILABLE | DATA NOT AVAILABLE | 60 | DATA NOT AVAILABLE | DATA NOT AVAILABLE | DATA NOT AVAILABLE | DATA NOT AVAILABLE | DATA NOT AVAILABLE | DATA NOT AVAILABLE | DATA NOT AVAILABLE | ACCEPTED TO CONNECT | DATA NOT AVAILABLE | DATA NOT AVAILABLE | DATA NOT AVAILABLE | DATA NOT AVAILABLE | DATA NOT AVAILABLE | DATA NOT AVAILABLE | 180 | 60 | 63.1579 | 60.5 | 63.6842 | 45644 | DATA NOT AVAILABLE | N | DATA NOT AVAILABLE | DATA NOT AVAILABLE | DATA NOT AVAILABLE | DATA NOT AVAILABLE | DATA NOT AVAILABLE | 45665
DATA NOT AVAILABLE | [5 empty] | DATA NOT AVAILABLE | DATA NOT AVAILABLE | IDNO - 520KVA PV / 1.2MVA DEMAND | DATA NOT AVAILABLE | CROMLEYBANK | ELLON | ABERDEENSHIRE | AB41 8LN | SCOTLAND | 396439 | 829910 | DYCE | DATA NOT APPLICABLE | ELLON 11 KV | HV | SCOTTISH HYDRO ELECTRIC POWER DISTRIBUTION PLC | SOLAR | PHOTOVOLTAIC | NO | DATA NOT AVAILABLE | DATA NOT AVAILABLE | 0.52 | DATA NOT AVAILABLE | DATA NOT AVAILABLE | DATA NOT AVAILABLE | DATA NOT AVAILABLE | DATA NOT AVAILABLE | DATA NOT AVAILABLE | DATA NOT AVAILABLE | DATA NOT AVAILABLE | DATA NOT AVAILABLE | DATA NOT AVAILABLE | DATA NOT AVAILABLE | DATA NOT AVAILABLE | DATA NOT AVAILABLE | ACCEPTED TO CONNECT | DATA NOT AVAILABLE | DATA NOT AVAILABLE | DATA NOT AVAILABLE | DATA NOT AVAILABLE | DATA NOT AVAILABLE | DATA NOT AVAILABLE | 0.52 | 0.52 | 0.54737 | 1.2 | 1.2632 | 45642 | DATA NOT AVAILABLE | N | DATA NOT AVAILABLE | DATA NOT AVAILABLE | DATA NOT AVAILABLE | DATA NOT AVAILABLE | DATA NOT AVAILABLE | 45665
DATA NOT AVAILABLE | [5 empty] | DATA NOT AVAILABLE | DATA NOT AVAILABLE | DATA NOT AVAILABLE | NEW SITE TRITAX SYMMETRY PARK | B4100 | ARDLEY | OXFORDSHIRE | OX27 7SS | ENGLAND | 454777 | 228965 | EAST CLAYDON GSP | BICESTER NORTH | BICESTER NORTH | EHV | SOUTHERN ELECTRIC POWER DISTRIBUTION PLC | SOLAR | PHOTOVOLTAIC | NO | DATA NOT AVAILABLE | DATA NOT AVAILABLE | 15 | DATA NOT AVAILABLE | DATA NOT AVAILABLE | DATA NOT AVAILABLE | DATA NOT AVAILABLE | DATA NOT AVAILABLE | DATA NOT AVAILABLE | DATA NOT AVAILABLE | DATA NOT AVAILABLE | DATA NOT AVAILABLE | DATA NOT AVAILABLE | DATA NOT AVAILABLE | DATA NOT AVAILABLE | DATA NOT AVAILABLE | ACCEPTED TO CONNECT | DATA NOT AVAILABLE | DATA NOT AVAILABLE | DATA NOT AVAILABLE | DATA NOT AVAILABLE | DATA NOT AVAILABLE | DATA NOT AVAILABLE | 15 | 0 | 0 | 15.24 | 16.0421 | 45645 | DATA NOT AVAILABLE | N | DATA NOT AVAILABLE | DATA NOT AVAILABLE | DATA NOT AVAILABLE | DATA NOT AVAILABLE | DATA NOT AVAILABLE | 45693
DATA NOT AVAILABLE | [5 empty] | DATA NOT AVAILABLE | DATA NOT AVAILABLE | WITH CCM - DG - TAYC 30MW | DATA NOT AVAILABLE | BINN FARM GLENFARG | FIFE | PERTHSHIRE | KY14 7RS | SCOTLAND | 320916 | 711155 | ABERNETHY | DATA NOT APPLICABLE | DATA NOT AVAILABLE | EHV | SCOTTISH HYDRO ELECTRIC POWER DISTRIBUTION PLC | SOLAR | PHOTOVOLTAIC | NO | DATA NOT AVAILABLE | DATA NOT AVAILABLE | 30 | STORED ENERGY (ALL STORED ENERGY IRRESPECTVE OF THE ORIGINAL ENERGY SOURCE) | STORAGE - ELECTROCHEMICAL (BATTERIES) | DATA NOT AVAILABLE | DATA NOT AVAILABLE | DATA NOT AVAILABLE | 30 | DATA NOT AVAILABLE | DATA NOT AVAILABLE | DATA NOT AVAILABLE | DATA NOT AVAILABLE | DATA NOT AVAILABLE | DATA NOT AVAILABLE | DATA NOT AVAILABLE | ACCEPTED TO CONNECT | DATA NOT AVAILABLE | DATA NOT AVAILABLE | DATA NOT AVAILABLE | DATA NOT AVAILABLE | DATA NOT AVAILABLE | DATA NOT AVAILABLE | 30 | 30 | 31.5789 | 6 | 6.3158 | 45667 | DATA NOT AVAILABLE | N | DATA NOT AVAILABLE | DATA NOT AVAILABLE | DATA NOT AVAILABLE | DATA NOT AVAILABLE | DATA NOT AVAILABLE | 45693
DATA NOT AVAILABLE | [5 empty] | DATA NOT AVAILABLE | DATA NOT AVAILABLE | WITH CCM - 60MW EXPORT; 120MW INSTALLED | JAMESFIELD FARM | NEWBURGH | CUPAR | PERTHSHIRE | KY14 6EW | SCOTLAND | 319852 | 718014 | DATA NOT AVAILABLE | DATA NOT AVAILABLE | DATA NOT AVAILABLE | EHV | SCOTTISH HYDRO ELECTRIC POWER DISTRIBUTION PLC | SOLAR | PHOTOVOLTAIC | NO | DATA NOT AVAILABLE | DATA NOT AVAILABLE | 120 | STORED ENERGY (ALL STORED ENERGY IRRESPECTVE OF THE ORIGINAL ENERGY SOURCE) | STORAGE - ELECTROCHEMICAL (BATTERIES) | DATA NOT AVAILABLE | DATA NOT AVAILABLE | DATA NOT AVAILABLE | 60 | DATA NOT AVAILABLE | DATA NOT AVAILABLE | DATA NOT AVAILABLE | DATA NOT AVAILABLE | DATA NOT AVAILABLE | DATA NOT AVAILABLE | DATA NOT AVAILABLE | ACCEPTED TO CONNECT | DATA NOT AVAILABLE | DATA NOT AVAILABLE | DATA NOT AVAILABLE | DATA NOT AVAILABLE | DATA NOT AVAILABLE | DATA NOT AVAILABLE | 120 | 60 | 63.1579 | 63.151 | 66.4747 | 45687 | DATA NOT AVAILABLE | N | DATA NOT AVAILABLE | DATA NOT AVAILABLE | DATA NOT AVAILABLE | DATA NOT AVAILABLE | DATA NOT AVAILABLE | 45693
DATA NOT AVAILABLE | [5 empty] | DATA NOT AVAILABLE | GRID TEAM BSR ENERGY | 10MW IMP / 15MW EXP PV/BESS | CHISSELL BROOK SOLAR AND STORAGE, LAND AT GATE FARMHOUSE | SUTTON BENGER | CHIPPENHAM | WILTSHIRE | SN15 4RE | ENGLAND | 394213 | 178485 | MELKSHAM GSP | CHIPPENHAM | DATA NOT AVAILABLE | EHV | SOUTHERN ELECTRIC POWER DISTRIBUTION PLC | SOLAR | PHOTOVOLTAIC | NO | DATA NOT AVAILABLE | DATA NOT AVAILABLE | 25 | STORED ENERGY (ALL STORED ENERGY IRRESPECTVE OF THE ORIGINAL ENERGY SOURCE) | STORAGE - ELECTROCHEMICAL (BATTERIES) | DATA NOT AVAILABLE | DATA NOT AVAILABLE | DATA NOT AVAILABLE | 15 | DATA NOT AVAILABLE | DATA NOT AVAILABLE | DATA NOT AVAILABLE | DATA NOT AVAILABLE | DATA NOT AVAILABLE | DATA NOT AVAILABLE | DATA NOT AVAILABLE | ACCEPTED TO CONNECT | DATA NOT AVAILABLE | DATA NOT AVAILABLE | DATA NOT AVAILABLE | DATA NOT AVAILABLE | DATA NOT AVAILABLE | DATA NOT AVAILABLE | 25 | 15 | 15.7895 | 10.526 | 11.08 | 45681 | DATA NOT AVAILABLE | N | DATA NOT AVAILABLE | DATA NOT AVAILABLE | DATA NOT AVAILABLE | DATA NOT AVAILABLE | DATA NOT AVAILABLE | 45693
DATA NOT AVAILABLE | [5 empty] | DATA NOT AVAILABLE | DATA NOT AVAILABLE | SPA 60MW PV/BESS-FRASERBURGH | SAUCHENTREE | SAUCHENTREE | FRASERBURGH | ABERDEENSHIRE | AB43 7LJ | SCOTLAND | 390138 | 864139 | FRASERBURGH | DATA NOT APPLICABLE | FRASERBURGH GRID | EHV | SCOTTISH HYDRO ELECTRIC POWER DISTRIBUTION PLC | SOLAR | PHOTOVOLTAIC | NO | DATA NOT AVAILABLE | DATA NOT AVAILABLE | 96 | STORED ENERGY (ALL STORED ENERGY IRRESPECTVE OF THE ORIGINAL ENERGY SOURCE) | STORAGE - ELECTROCHEMICAL (BATTERIES) | DATA NOT AVAILABLE | DATA NOT AVAILABLE | DATA NOT AVAILABLE | 60 | DATA NOT AVAILABLE | DATA NOT AVAILABLE | DATA NOT AVAILABLE | DATA NOT AVAILABLE | DATA NOT AVAILABLE | DATA NOT AVAILABLE | DATA NOT AVAILABLE | ACCEPTED TO CONNECT | DATA NOT AVAILABLE | DATA NOT AVAILABLE | DATA NOT AVAILABLE | DATA NOT AVAILABLE | DATA NOT AVAILABLE | DATA NOT AVAILABLE | 96 | 60 | 63.1579 | 60 | 63.1579 | 45687 | DATA NOT AVAILABLE | N | DATA NOT AVAILABLE | DATA NOT AVAILABLE | DATA NOT AVAILABLE | DATA NOT AVAILABLE | DATA NOT AVAILABLE | 45693
DATA NOT AVAILABLE | [5 empty] | DATA NOT AVAILABLE | DATA NOT AVAILABLE | DUPPLIN SOLAR 75MW BESS&SOLAR | DATA NOT AVAILABLE | DUPPLIN ESTATE | DUPPLIN | PERTH AND KINROSS | PH2 0PY | SCOTLAND | 305400 | 719534 | BURGHMUIR | DATA NOT APPLICABLE | BURGHMUIR GRID | EHV | SCOTTISH HYDRO ELECTRIC POWER DISTRIBUTION PLC | SOLAR | PHOTOVOLTAIC | NO | DATA NOT AVAILABLE | DATA NOT AVAILABLE | 75 | STORED ENERGY (ALL STORED ENERGY IRRESPECTVE OF THE ORIGINAL ENERGY SOURCE) | STORAGE - ELECTROCHEMICAL (BATTERIES) | DATA NOT AVAILABLE | DATA NOT AVAILABLE | DATA NOT AVAILABLE | 75 | DATA NOT AVAILABLE | DATA NOT AVAILABLE | DATA NOT AVAILABLE | DATA NOT AVAILABLE | DATA NOT AVAILABLE | DATA NOT AVAILABLE | DATA NOT AVAILABLE | ACCEPTED TO CONNECT | DATA NOT AVAILABLE | DATA NOT AVAILABLE | DATA NOT AVAILABLE | DATA NOT AVAILABLE | DATA NOT AVAILABLE | DATA NOT AVAILABLE | 75 | 75 | 78.9474 | 15 | 15.7895 | 45667 | DATA NOT AVAILABLE | N | DATA NOT AVAILABLE | DATA NOT AVAILABLE | DATA NOT AVAILABLE | DATA NOT AVAILABLE | DATA NOT AVAILABLE | 45693
DATA NOT AVAILABLE | [5 empty] | DATA NOT AVAILABLE | DATA NOT AVAILABLE | 25MW PV TROWBRIDGE SOLAR | TROWLE FARM | WINGFIELD | TROWBRIDGE | WILTSHIRE | BA14 9LE | ENGLAND | 382409 | 157371 | MELKSHAM GSP | NORRINGTON | ASHTON PARK | EHV | SOUTHERN ELECTRIC POWER DISTRIBUTION PLC | SOLAR | PHOTOVOLTAIC | NO | DATA NOT AVAILABLE | DATA NOT AVAILABLE | 26.6 | DATA NOT AVAILABLE | DATA NOT AVAILABLE | DATA NOT AVAILABLE | DATA NOT AVAILABLE | DATA NOT AVAILABLE | DATA NOT AVAILABLE | DATA NOT AVAILABLE | DATA NOT AVAILABLE | DATA NOT AVAILABLE | DATA NOT AVAILABLE | DATA NOT AVAILABLE | DATA NOT AVAILABLE | DATA NOT AVAILABLE | ACCEPTED TO CONNECT | DATA NOT AVAILABLE | DATA NOT AVAILABLE | DATA NOT AVAILABLE | DATA NOT AVAILABLE | DATA NOT AVAILABLE | DATA NOT AVAILABLE | 26.6 | 25 | 26.3158 | 0.105 | 0.11053 | 45686 | DATA NOT AVAILABLE | N | DATA NOT AVAILABLE | DATA NOT AVAILABLE | DATA NOT AVAILABLE | DATA NOT AVAILABLE | DATA NOT AVAILABLE | 45693
DATA NOT AVAILABLE | [5 empty] | DATA NOT AVAILABLE | DATA NOT AVAILABLE | WITH CCM - FRAGLAND | DATA NOT AVAILABLE | FRAGLAND NEWFARGIE | ABERNETHY | PERTH AND KINROSS | PH2 9QT | SCOTLAND | 315671 | 712525 | ABERNETHY | DATA NOT APPLICABLE | ABERNETHY GRID | EHV | SCOTTISH HYDRO ELECTRIC POWER DISTRIBUTION PLC | SOLAR | PHOTOVOLTAIC | NO | DATA NOT AVAILABLE | DATA NOT AVAILABLE | 120 | STORED ENERGY (ALL STORED ENERGY IRRESPECTVE OF THE ORIGINAL ENERGY SOURCE) | STORAGE - ELECTROCHEMICAL (BATTERIES) | DATA NOT AVAILABLE | DATA NOT AVAILABLE | DATA NOT AVAILABLE | 60 | DATA NOT AVAILABLE | DATA NOT AVAILABLE | DATA NOT AVAILABLE | DATA NOT AVAILABLE | DATA NOT AVAILABLE | DATA NOT AVAILABLE | DATA NOT AVAILABLE | ACCEPTED TO CONNECT | DATA NOT AVAILABLE | DATA NOT AVAILABLE | DATA NOT AVAILABLE | DATA NOT AVAILABLE | DATA NOT AVAILABLE | DATA NOT AVAILABLE | 120 | 60 | 63.1579 | 60 | 63.1579 | 45687 | DATA NOT AVAILABLE | N | DATA NOT AVAILABLE | DATA NOT AVAILABLE | DATA NOT AVAILABLE | DATA NOT AVAILABLE | DATA NOT AVAILABLE | 45693
DATA NOT AVAILABLE | [5 empty] | DATA NOT AVAILABLE | ENERGY & SYSTEM TECHNICAL LTD | 44MW PV | MANOR FARM | GASTON LANE UPPER FARRINGDON | ALTON | HAMPSHIRE | GU34 3EE | ENGLAND | 471419 | 135521 | BRAMLEY (FLEE) | ALTON | DATA NOT AVAILABLE | 132 | SOUTHERN ELECTRIC POWER DISTRIBUTION PLC | SOLAR | PHOTOVOLTAIC | NO | DATA NOT AVAILABLE | DATA NOT AVAILABLE | 44 | DATA NOT AVAILABLE | DATA NOT AVAILABLE | DATA NOT AVAILABLE | DATA NOT AVAILABLE | DATA NOT AVAILABLE | DATA NOT AVAILABLE | DATA NOT AVAILABLE | DATA NOT AVAILABLE | DATA NOT AVAILABLE | DATA NOT AVAILABLE | DATA NOT AVAILABLE | DATA NOT AVAILABLE | DATA NOT AVAILABLE | ACCEPTED TO CONNECT | DATA NOT AVAILABLE | DATA NOT AVAILABLE | DATA NOT AVAILABLE | DATA NOT AVAILABLE | DATA NOT AVAILABLE | DATA NOT AVAILABLE | 44 | 44 | 46.3158 | 0.105 | 0.11053 | 45695 | DATA NOT AVAILABLE | N | DATA NOT AVAILABLE | DATA NOT AVAILABLE | DATA NOT AVAILABLE | DATA NOT AVAILABLE | DATA NOT AVAILABLE | 45729
DATA NOT AVAILABLE | [5 empty] | DATA NOT AVAILABLE | DATA NOT AVAILABLE | DG - 517KW OF GENERATION SP & NP 2083KVA | DELNIES | A96 | NAIRN | HIGHLAND | IV12 5NT | SCOTLAND | 285664 | 855697 | NAIRN | DATA NOT APPLICABLE | NAIRN CENTRAL | HV | SCOTTISH HYDRO ELECTRIC POWER DISTRIBUTION PLC | SOLAR | PHOTOVOLTAIC | NO | DATA NOT AVAILABLE | DATA NOT AVAILABLE | 0.517 | DATA NOT AVAILABLE | DATA NOT AVAILABLE | DATA NOT AVAILABLE | DATA NOT AVAILABLE | DATA NOT AVAILABLE | DATA NOT AVAILABLE | DATA NOT AVAILABLE | DATA NOT AVAILABLE | DATA NOT AVAILABLE | DATA NOT AVAILABLE | DATA NOT AVAILABLE | DATA NOT AVAILABLE | DATA NOT AVAILABLE | ACCEPTED TO CONNECT | DATA NOT AVAILABLE | DATA NOT AVAILABLE | DATA NOT AVAILABLE | DATA NOT AVAILABLE | DATA NOT AVAILABLE | DATA NOT AVAILABLE | 0.517 | 0.517 | 0.54421 | 2.083 | 2.1926 | 45695 | DATA NOT AVAILABLE | N | DATA NOT AVAILABLE | DATA NOT AVAILABLE | DATA NOT AVAILABLE | DATA NOT AVAILABLE | DATA NOT AVAILABLE | 45729
DATA NOT AVAILABLE | [5 empty] | DATA NOT AVAILABLE | DATA NOT AVAILABLE | 5MVA IMPORT, 4.2MW PV/BESS | HARWELL SCIENCE AND INNOVATION CAMPUS | RUTHERFORD AVENUE HARWELL | DIDCOT | OXFORDSHIRE | OX11 0GD | ENGLAND | 447846 | 187181 | COWLEY GSP | HARWELL | HARWELL | HV | SOUTHERN ELECTRIC POWER DISTRIBUTION PLC | SOLAR | PHOTOVOLTAIC | NO | DATA NOT AVAILABLE | DATA NOT AVAILABLE | 4.2 | STORED ENERGY (ALL STORED ENERGY IRRESPECTVE OF THE ORIGINAL ENERGY SOURCE) | STORAGE - ELECTROCHEMICAL (BATTERIES) | DATA NOT AVAILABLE | DATA NOT AVAILABLE | DATA NOT AVAILABLE | 0.2 | DATA NOT AVAILABLE | DATA NOT AVAILABLE | DATA NOT AVAILABLE | DATA NOT AVAILABLE | DATA NOT AVAILABLE | DATA NOT AVAILABLE | DATA NOT AVAILABLE | ACCEPTED TO CONNECT | DATA NOT AVAILABLE | DATA NOT AVAILABLE | DATA NOT AVAILABLE | DATA NOT AVAILABLE | DATA NOT AVAILABLE | DATA NOT AVAILABLE | 4.2 | 0.2 | 0.21053 | 5 | 5.2632 | 45719 | DATA NOT AVAILABLE | N | DATA NOT AVAILABLE | DATA NOT AVAILABLE | DATA NOT AVAILABLE | DATA NOT AVAILABLE | DATA NOT AVAILABLE | 45729
DATA NOT AVAILABLE | [5 empty] | DATA NOT AVAILABLE | DATA NOT AVAILABLE | BARRATTS HOUSING DEV | 1 | MILTON OF LEYS ROAD | INVERNESS | HIGHLAND | IV2 6GF | SCOTLAND | 270105 | 842312 | INVERNESS | DATA NOT APPLICABLE | HILTON | HV | SCOTTISH HYDRO ELECTRIC POWER DISTRIBUTION PLC | SOLAR | PHOTOVOLTAIC | NO | DATA NOT AVAILABLE | DATA NOT AVAILABLE | 0.413 | DATA NOT AVAILABLE | DATA NOT AVAILABLE | DATA NOT AVAILABLE | DATA NOT AVAILABLE | DATA NOT AVAILABLE | DATA NOT AVAILABLE | DATA NOT AVAILABLE | DATA NOT AVAILABLE | DATA NOT AVAILABLE | DATA NOT AVAILABLE | DATA NOT AVAILABLE | DATA NOT AVAILABLE | DATA NOT AVAILABLE | ACCEPTED TO CONNECT | DATA NOT AVAILABLE | DATA NOT AVAILABLE | DATA NOT AVAILABLE | DATA NOT AVAILABLE | DATA NOT AVAILABLE | DATA NOT AVAILABLE | 0.413 | 0.413 | 0.43474 | 1.554 | 1.6358 | 45692 | DATA NOT AVAILABLE | N | DATA NOT AVAILABLE | DATA NOT AVAILABLE | DATA NOT AVAILABLE | DATA NOT AVAILABLE | DATA NOT AVAILABLE | 45729
DATA NOT AVAILABLE | [5 empty] | DATA NOT AVAILABLE | DATA NOT AVAILABLE | 20MW PV | LAND AT | GUYS MARSH, | SHAFTESBURY | DORSET | SP7 0AQ | ENGLAND | 384414 | 120628 | MANNINGTON GSP | SHAFTESBURY | DATA NOT AVAILABLE | EHV | SOUTHERN ELECTRIC POWER DISTRIBUTION PLC | SOLAR | PHOTOVOLTAIC | NO | DATA NOT AVAILABLE | DATA NOT AVAILABLE | 20 | DATA NOT AVAILABLE | DATA NOT AVAILABLE | DATA NOT AVAILABLE | DATA NOT AVAILABLE | DATA NOT AVAILABLE | DATA NOT AVAILABLE | DATA NOT AVAILABLE | DATA NOT AVAILABLE | DATA NOT AVAILABLE | DATA NOT AVAILABLE | DATA NOT AVAILABLE | DATA NOT AVAILABLE | DATA NOT AVAILABLE | ACCEPTED TO CONNECT | DATA NOT AVAILABLE | DATA NOT AVAILABLE | DATA NOT AVAILABLE | DATA NOT AVAILABLE | DATA NOT AVAILABLE | DATA NOT AVAILABLE | 20 | 20 | 21.0526 | 0.369 | 0.38842 | 45692 | DATA NOT AVAILABLE | N | DATA NOT AVAILABLE | DATA NOT AVAILABLE | DATA NOT AVAILABLE | DATA NOT AVAILABLE | DATA NOT AVAILABLE | 45729
DATA NOT AVAILABLE | [5 empty] | DATA NOT AVAILABLE | DATA NOT AVAILABLE | 49.9MW PV & BESS | MEIKLE HILTON | AB53 5QU | TURRIFF | ABERDEENSHIRE | AB53 5QU | SCOTLAND | 373412 | 852181 | MACDUFF | DATA NOT APPLICABLE | MACDUFF GRID | EHV | SCOTTISH HYDRO ELECTRIC POWER DISTRIBUTION PLC | SOLAR | PHOTOVOLTAIC | NO | DATA NOT AVAILABLE | DATA NOT AVAILABLE | 104 | STORED ENERGY (ALL STORED ENERGY IRRESPECTVE OF THE ORIGINAL ENERGY SOURCE) | STORAGE - ELECTROCHEMICAL (BATTERIES) | DATA NOT AVAILABLE | DATA NOT AVAILABLE | DATA NOT AVAILABLE | 49.9 | DATA NOT AVAILABLE | DATA NOT AVAILABLE | DATA NOT AVAILABLE | DATA NOT AVAILABLE | DATA NOT AVAILABLE | DATA NOT AVAILABLE | DATA NOT AVAILABLE | ACCEPTED TO CONNECT | DATA NOT AVAILABLE | DATA NOT AVAILABLE | DATA NOT AVAILABLE | DATA NOT AVAILABLE | DATA NOT AVAILABLE | DATA NOT AVAILABLE | 104 | 49.9 | 52.5263 | 49.9 | 52.5263 | 45692 | DATA NOT AVAILABLE | N | DATA NOT AVAILABLE | DATA NOT AVAILABLE | DATA NOT AVAILABLE | DATA NOT AVAILABLE | DATA NOT AVAILABLE | 45729
DATA NOT AVAILABLE | [5 empty] | DATA NOT AVAILABLE | GREENTECH PROJECTS HOLDING UK LIMITED | SEGGIECROOK FARM BESS AND SOLAR | SEGGIECROOK FARM BESS AND SOLAR | GRANGE | KEITH | BANFFSHIRE | AB55 6ST | SCOTLAND | 352310 | 852060 | KEITH | DATA NOT APPLICABLE | KEITH GRID | EHV | SCOTTISH HYDRO ELECTRIC POWER DISTRIBUTION PLC | SOLAR | PHOTOVOLTAIC | NO | DATA NOT AVAILABLE | DATA NOT AVAILABLE | 126 | STORED ENERGY (ALL STORED ENERGY IRRESPECTVE OF THE ORIGINAL ENERGY SOURCE) | STORAGE - ELECTROCHEMICAL (BATTERIES) | DATA NOT AVAILABLE | DATA NOT AVAILABLE | DATA NOT AVAILABLE | 63 | DATA NOT AVAILABLE | DATA NOT AVAILABLE | DATA NOT AVAILABLE | DATA NOT AVAILABLE | DATA NOT AVAILABLE | DATA NOT AVAILABLE | DATA NOT AVAILABLE | ACCEPTED TO CONNECT | DATA NOT AVAILABLE | DATA NOT AVAILABLE | DATA NOT AVAILABLE | DATA NOT AVAILABLE | DATA NOT AVAILABLE | DATA NOT AVAILABLE | 126 | 63 | 66.3158 | 66.32 | 69.8105 | 45691 | DATA NOT AVAILABLE | N | DATA NOT AVAILABLE | DATA NOT AVAILABLE | DATA NOT AVAILABLE | DATA NOT AVAILABLE | DATA NOT AVAILABLE | 45729
DATA NOT AVAILABLE | [5 empty] | DATA NOT AVAILABLE | DATA NOT AVAILABLE | 1.45MW PV & BESS, 900KVA MIL/MEL | BOOM TOWN SOLAR & BATTERY PARK | PETERSFIELD ROAD | SOUTHAMPTON | HAMPSHIRE | SO21 1HP | ENGLAND | 451588 | 129024 | NURSLING GSP | WINCHESTER | GORDON ROAD | HV | SOUTHERN ELECTRIC POWER DISTRIBUTION PLC | SOLAR | PHOTOVOLTAIC | NO | DATA NOT AVAILABLE | DATA NOT AVAILABLE | 1.45 | STORED ENERGY (ALL STORED ENERGY IRRESPECTVE OF THE ORIGINAL ENERGY SOURCE) | STORAGE - ELECTROCHEMICAL (BATTERIES) | DATA NOT AVAILABLE | DATA NOT AVAILABLE | DATA NOT AVAILABLE | 0.9 | DATA NOT AVAILABLE | DATA NOT AVAILABLE | DATA NOT AVAILABLE | DATA NOT AVAILABLE | DATA NOT AVAILABLE | DATA NOT AVAILABLE | DATA NOT AVAILABLE | ACCEPTED TO CONNECT | DATA NOT AVAILABLE | DATA NOT AVAILABLE | DATA NOT AVAILABLE | DATA NOT AVAILABLE | DATA NOT AVAILABLE | DATA NOT AVAILABLE | 1.45 | 0.9 | 0.94737 | 0.9 | 0.94737 | 45706 | DATA NOT AVAILABLE | N | DATA NOT AVAILABLE | DATA NOT AVAILABLE | DATA NOT AVAILABLE | DATA NOT AVAILABLE | DATA NOT AVAILABLE | 45729
DATA NOT AVAILABLE | [5 empty] | DATA NOT AVAILABLE | SALES SCOTLAND ENERGETICS | DATA NOT AVAILABLE | NORTH LODGE SITE | URY ESTATE, | STONEHAVEN | ABERDEENSHIRE | AB39 3SS | SCOTLAND | 385559 | 787159 | FIDDES | DATA NOT APPLICABLE | STONEHAVEN | HV | SCOTTISH HYDRO ELECTRIC POWER DISTRIBUTION PLC | SOLAR | PHOTOVOLTAIC | NO | DATA NOT AVAILABLE | DATA NOT AVAILABLE | 0.225 | DATA NOT AVAILABLE | DATA NOT AVAILABLE | DATA NOT AVAILABLE | DATA NOT AVAILABLE | DATA NOT AVAILABLE | DATA NOT AVAILABLE | DATA NOT AVAILABLE | DATA NOT AVAILABLE | DATA NOT AVAILABLE | DATA NOT AVAILABLE | DATA NOT AVAILABLE | DATA NOT AVAILABLE | DATA NOT AVAILABLE | ACCEPTED TO CONNECT | DATA NOT AVAILABLE | DATA NOT AVAILABLE | DATA NOT AVAILABLE | DATA NOT AVAILABLE | DATA NOT AVAILABLE | DATA NOT AVAILABLE | 0.225 | 0.225 | 0.23684 | 3.864 | 4.0674 | 45720 | DATA NOT AVAILABLE | N | DATA NOT AVAILABLE | DATA NOT AVAILABLE | DATA NOT AVAILABLE | DATA NOT AVAILABLE | DATA NOT AVAILABLE | 45755
DATA NOT AVAILABLE | [5 empty] | DATA NOT AVAILABLE | EUROPEAN ENERGY UK LIMITED | WESTFIELD SOLAR & STORAGE | WESTFIELD SOLAR & STORAGE | WESTFIELD FARM | ELGIN | MORAYSHIRE | IV30 8XL | SCOTLAND | 316497 | 865644 | ELGIN | DATA NOT APPLICABLE | ELGIN GRID | EHV | SCOTTISH HYDRO ELECTRIC POWER DISTRIBUTION PLC | SOLAR | PHOTOVOLTAIC | NO | DATA NOT AVAILABLE | DATA NOT AVAILABLE | 50 | STORED ENERGY (ALL STORED ENERGY IRRESPECTVE OF THE ORIGINAL ENERGY SOURCE) | STORAGE - ELECTROCHEMICAL (BATTERIES) | DATA NOT AVAILABLE | DATA NOT AVAILABLE | DATA NOT AVAILABLE | 52.631 | DATA NOT AVAILABLE | DATA NOT AVAILABLE | DATA NOT AVAILABLE | DATA NOT AVAILABLE | DATA NOT AVAILABLE | DATA NOT AVAILABLE | DATA NOT AVAILABLE | ACCEPTED TO CONNECT | DATA NOT AVAILABLE | DATA NOT AVAILABLE | DATA NOT AVAILABLE | DATA NOT AVAILABLE | DATA NOT AVAILABLE | DATA NOT AVAILABLE | 50 | 50 | 52.6316 | 52.631 | 55.4011 | 45726 | DATA NOT AVAILABLE | N | DATA NOT AVAILABLE | DATA NOT AVAILABLE | DATA NOT AVAILABLE | DATA NOT AVAILABLE | DATA NOT AVAILABLE | 45755
DATA NOT AVAILABLE | [5 empty] | DATA NOT AVAILABLE | DATA NOT AVAILABLE | 100MW PV & BESS | TRINITY FARM | TRINITY ROAD MEDSTEAD | ALTON | HAMPSHIRE | GU34 5NN | ENGLAND | 465543 | 138342 | BRAMLEY (FLEE) | DATA NOT AVAILABLE | DATA NOT AVAILABLE | 132 | SOUTHERN ELECTRIC POWER DISTRIBUTION PLC | SOLAR | PHOTOVOLTAIC | NO | DATA NOT AVAILABLE | DATA NOT AVAILABLE | 100.1 | STORED ENERGY (ALL STORED ENERGY IRRESPECTVE OF THE ORIGINAL ENERGY SOURCE) | STORAGE - ELECTROCHEMICAL (BATTERIES) | DATA NOT AVAILABLE | DATA NOT AVAILABLE | DATA NOT AVAILABLE | 84.211 | DATA NOT AVAILABLE | DATA NOT AVAILABLE | DATA NOT AVAILABLE | DATA NOT AVAILABLE | DATA NOT AVAILABLE | DATA NOT AVAILABLE | DATA NOT AVAILABLE | ACCEPTED TO CONNECT | DATA NOT AVAILABLE | DATA NOT AVAILABLE | DATA NOT AVAILABLE | DATA NOT AVAILABLE | DATA NOT AVAILABLE | DATA NOT AVAILABLE | 100.1 | 99.9 | 105.1579 | 84.211 | 88.6432 | 45716 | DATA NOT AVAILABLE | N | DATA NOT AVAILABLE | DATA NOT AVAILABLE | DATA NOT AVAILABLE | DATA NOT AVAILABLE | DATA NOT AVAILABLE | 45755
DATA NOT AVAILABLE | [5 empty] | DATA NOT AVAILABLE | DATA NOT AVAILABLE | 20MW PV | WILLOWBANK FARM | FRITWELL ROAD FEWCOTT | BICESTER | OXFORDSHIRE | OX27 7NZ | ENGLAND | 453983 | 227984 | EAST CLAYDON GSP | BICESTER NORTH | BICESTER NORTH | EHV | SOUTHERN ELECTRIC POWER DISTRIBUTION PLC | SOLAR | PHOTOVOLTAIC | NO | DATA NOT AVAILABLE | DATA NOT AVAILABLE | 22.8 | DATA NOT AVAILABLE | DATA NOT AVAILABLE | DATA NOT AVAILABLE | DATA NOT AVAILABLE | DATA NOT AVAILABLE | DATA NOT AVAILABLE | DATA NOT AVAILABLE | DATA NOT AVAILABLE | DATA NOT AVAILABLE | DATA NOT AVAILABLE | DATA NOT AVAILABLE | DATA NOT AVAILABLE | DATA NOT AVAILABLE | ACCEPTED TO CONNECT | DATA NOT AVAILABLE | DATA NOT AVAILABLE | DATA NOT AVAILABLE | DATA NOT AVAILABLE | DATA NOT AVAILABLE | DATA NOT AVAILABLE | 22.8 | 20 | 21.0526 | 0.105 | 0.11053 | 45728 | DATA NOT AVAILABLE | N | DATA NOT AVAILABLE | DATA NOT AVAILABLE | DATA NOT AVAILABLE | DATA NOT AVAILABLE | DATA NOT AVAILABLE | 45755
DATA NOT AVAILABLE | [5 empty] | DATA NOT AVAILABLE | DATA NOT AVAILABLE | 30MW PV & 30MW BESS | LAND ADJOINING | PRIMROSE PATH | MADJESTON | DORSET | SP8 5RE | ENGLAND | 379865 | 125420 | MANNINGTON GSP | SHAFTESBURY | DATA NOT AVAILABLE | EHV | SOUTHERN ELECTRIC POWER DISTRIBUTION PLC | SOLAR | PHOTOVOLTAIC | NO | DATA NOT AVAILABLE | DATA NOT AVAILABLE | 60 | STORED ENERGY (ALL STORED ENERGY IRRESPECTVE OF THE ORIGINAL ENERGY SOURCE) | STORAGE - ELECTROCHEMICAL (BATTERIES) | DATA NOT AVAILABLE | DATA NOT AVAILABLE | DATA NOT AVAILABLE | 31.579 | DATA NOT AVAILABLE | DATA NOT AVAILABLE | DATA NOT AVAILABLE | DATA NOT AVAILABLE | DATA NOT AVAILABLE | DATA NOT AVAILABLE | DATA NOT AVAILABLE | ACCEPTED TO CONNECT | DATA NOT AVAILABLE | DATA NOT AVAILABLE | DATA NOT AVAILABLE | DATA NOT AVAILABLE | DATA NOT AVAILABLE | DATA NOT AVAILABLE | 60 | 30 | 31.5789 | 31.579 | 33.2411 | 45736 | DATA NOT AVAILABLE | N | DATA NOT AVAILABLE | DATA NOT AVAILABLE | DATA NOT AVAILABLE | DATA NOT AVAILABLE | DATA NOT AVAILABLE | 45755
DATA NOT AVAILABLE | [5 empty] | DATA NOT AVAILABLE | DATA NOT AVAILABLE | 5MW PV & 5MW BESS | BRANSBURY MANOR FARM | BRANSBURY BARTON STACEY | ANDOVER | HAMPSHIRE | SO21 3QJ | ENGLAND | 442220 | 142323 | MELKSHAM GSP | ANDOVER | BARTON STACEY | HV | SOUTHERN ELECTRIC POWER DISTRIBUTION PLC | SOLAR | PHOTOVOLTAIC | NO | DATA NOT AVAILABLE | DATA NOT AVAILABLE | 10 | STORED ENERGY (ALL STORED ENERGY IRRESPECTVE OF THE ORIGINAL ENERGY SOURCE) | STORAGE - ELECTROCHEMICAL (BATTERIES) | DATA NOT AVAILABLE | DATA NOT AVAILABLE | DATA NOT AVAILABLE | 5.263 | DATA NOT AVAILABLE | DATA NOT AVAILABLE | DATA NOT AVAILABLE | DATA NOT AVAILABLE | DATA NOT AVAILABLE | DATA NOT AVAILABLE | DATA NOT AVAILABLE | ACCEPTED TO CONNECT | DATA NOT AVAILABLE | DATA NOT AVAILABLE | DATA NOT AVAILABLE | DATA NOT AVAILABLE | DATA NOT AVAILABLE | DATA NOT AVAILABLE | 10 | 5 | 5.2632 | 5.263 | 5.54 | 45747 | DATA NOT AVAILABLE | N | DATA NOT AVAILABLE | DATA NOT AVAILABLE | DATA NOT AVAILABLE | DATA NOT AVAILABLE | DATA NOT AVAILABLE | 45755
DATA NOT AVAILABLE | [5 empty] | DATA NOT AVAILABLE | DATA NOT AVAILABLE | 45MW PV AND BESS | WERRAR FARM | WERRAR LANE | NEWPORT | ISLE OF WIGHT | PO30 5TU | ENGLAND | 450276 | 92693 | FAWLEY GSP | COWES & WOOTTON COMMON | DATA NOT AVAILABLE | LV | SOUTHERN ELECTRIC POWER DISTRIBUTION PLC | SOLAR | PHOTOVOLTAIC | NO | DATA NOT AVAILABLE | DATA NOT AVAILABLE | 45 | STORED ENERGY (ALL STORED ENERGY IRRESPECTVE OF THE ORIGINAL ENERGY SOURCE) | STORAGE - ELECTROCHEMICAL (BATTERIES) | DATA NOT AVAILABLE | DATA NOT AVAILABLE | DATA NOT AVAILABLE | 9.474 | DATA NOT AVAILABLE | DATA NOT AVAILABLE | DATA NOT AVAILABLE | DATA NOT AVAILABLE | DATA NOT AVAILABLE | DATA NOT AVAILABLE | DATA NOT AVAILABLE | ACCEPTED TO CONNECT | DATA NOT AVAILABLE | DATA NOT AVAILABLE | DATA NOT AVAILABLE | DATA NOT AVAILABLE | DATA NOT AVAILABLE | DATA NOT AVAILABLE | 45 | 35 | 36.8421 | 9.474 | 9.9726 | 45749 | DATA NOT AVAILABLE | N | DATA NOT AVAILABLE | DATA NOT AVAILABLE | DATA NOT AVAILABLE | DATA NOT AVAILABLE | DATA NOT AVAILABLE | 45755
DATA NOT AVAILABLE | [5 empty] | DATA NOT AVAILABLE | DATA NOT AVAILABLE | DATA NOT AVAILABLE | WYVOLS COURT FARM | BASINGSTOKE ROAD | READING | BERKSHIRE | RG7 1WY | ENGLAND | 472045 | 164836 | BRAMLEY (FLEE) | BURGHFIELD RESERVE | DATA NOT AVAILABLE | EHV | SOUTHERN ELECTRIC POWER DISTRIBUTION PLC | SOLAR | PHOTOVOLTAIC | NO | DATA NOT AVAILABLE | DATA NOT AVAILABLE | 20 | DATA NOT AVAILABLE | DATA NOT AVAILABLE | DATA NOT AVAILABLE | DATA NOT AVAILABLE | DATA NOT AVAILABLE | DATA NOT AVAILABLE | DATA NOT AVAILABLE | DATA NOT AVAILABLE | DATA NOT AVAILABLE | DATA NOT AVAILABLE | DATA NOT AVAILABLE | DATA NOT AVAILABLE | DATA NOT AVAILABLE | ACCEPTED TO CONNECT | DATA NOT AVAILABLE | DATA NOT AVAILABLE | DATA NOT AVAILABLE | DATA NOT AVAILABLE | DATA NOT AVAILABLE | DATA NOT AVAILABLE | 20 | 20 | 21.0526 | 0.105 | 0.11053 | 45750 | DATA NOT AVAILABLE | N | DATA NOT AVAILABLE | DATA NOT AVAILABLE | DATA NOT AVAILABLE | DATA NOT AVAILABLE | DATA NOT AVAILABLE | 45755
DATA NOT AVAILABLE | [5 empty] | DATA NOT AVAILABLE | GRID TEAM BSR ENERGY | WITH CCM - DGEN | DATA NOT AVAILABLE | LAND AT BROOMBANK FARM FORDOUN | LAURENCEKIRK | KINCARDINESHIRE | AB30 1LD | SCOTLAND | 378192 | 779783 | FIDDES | DATA NOT APPLICABLE | DATA NOT AVAILABLE | EHV | SCOTTISH HYDRO ELECTRIC POWER DISTRIBUTION PLC | SOLAR | PHOTOVOLTAIC | NO | DATA NOT AVAILABLE | DATA NOT AVAILABLE | 52.6 | STORED ENERGY (ALL STORED ENERGY IRRESPECTVE OF THE ORIGINAL ENERGY SOURCE) | STORAGE - ELECTROCHEMICAL (BATTERIES) | DATA NOT AVAILABLE | DATA NOT AVAILABLE | DATA NOT AVAILABLE | 25 | DATA NOT AVAILABLE | DATA NOT AVAILABLE | DATA NOT AVAILABLE | DATA NOT AVAILABLE | DATA NOT AVAILABLE | DATA NOT AVAILABLE | DATA NOT AVAILABLE | ACCEPTED TO CONNECT | DATA NOT AVAILABLE | DATA NOT AVAILABLE | DATA NOT AVAILABLE | DATA NOT AVAILABLE | DATA NOT AVAILABLE | DATA NOT AVAILABLE | 52.6 | 25 | 26.3158 | 25 | 26.3158 | 45741 | DATA NOT AVAILABLE | N | DATA NOT AVAILABLE | DATA NOT AVAILABLE | DATA NOT AVAILABLE | DATA NOT AVAILABLE | DATA NOT AVAILABLE | 45755
DATA NOT AVAILABLE | [5 empty] | DATA NOT AVAILABLE | DATA NOT AVAILABLE | WITH CCM | PITPOINTIE FARM | DD3 0QR AUCHTERHOUSE | DUNDEE | ANGUS | DD3 0QR | SCOTLAND | 335253 | 737728 | LYNDHURST | DATA NOT APPLICABLE | LYNDHURST GRID | EHV | SCOTTISH HYDRO ELECTRIC POWER DISTRIBUTION PLC | SOLAR | PHOTOVOLTAIC | NO | DATA NOT AVAILABLE | DATA NOT AVAILABLE | 36.72 | DATA NOT AVAILABLE | DATA NOT AVAILABLE | DATA NOT AVAILABLE | DATA NOT AVAILABLE | DATA NOT AVAILABLE | DATA NOT AVAILABLE | DATA NOT AVAILABLE | DATA NOT AVAILABLE | DATA NOT AVAILABLE | DATA NOT AVAILABLE | DATA NOT AVAILABLE | DATA NOT AVAILABLE | DATA NOT AVAILABLE | ACCEPTED TO CONNECT | DATA NOT AVAILABLE | DATA NOT AVAILABLE | DATA NOT AVAILABLE | DATA NOT AVAILABLE | DATA NOT AVAILABLE | DATA NOT AVAILABLE | 36.72 | 35 | 36.8421 | 0.5 | 0.52632 | 45734 | DATA NOT AVAILABLE | N | DATA NOT AVAILABLE | DATA NOT AVAILABLE | DATA NOT AVAILABLE | DATA NOT AVAILABLE | DATA NOT AVAILABLE | 45755
DATA NOT AVAILABLE | [5 empty] | DATA NOT AVAILABLE | DATA NOT AVAILABLE | 950KW EXPORT | NEW SITE, NCP CARPARK | BATH RD | SIPSON | GREATER LONDON | UB7 0DU | ENGLAND | 507597 | 177075 | IVER 132KV | LONGFORD | BATH ROAD WEST | HV | SOUTHERN ELECTRIC POWER DISTRIBUTION PLC | SOLAR | PHOTOVOLTAIC | NO | DATA NOT AVAILABLE | DATA NOT AVAILABLE | 1.338 | STORED ENERGY (ALL STORED ENERGY IRRESPECTVE OF THE ORIGINAL ENERGY SOURCE) | STORAGE - ELECTROCHEMICAL (BATTERIES) | DATA NOT AVAILABLE | DATA NOT AVAILABLE | DATA NOT AVAILABLE | 1.8 | DATA NOT AVAILABLE | DATA NOT AVAILABLE | DATA NOT AVAILABLE | DATA NOT AVAILABLE | DATA NOT AVAILABLE | DATA NOT AVAILABLE | DATA NOT AVAILABLE | ACCEPTED TO CONNECT | DATA NOT AVAILABLE | DATA NOT AVAILABLE | DATA NOT AVAILABLE | DATA NOT AVAILABLE | DATA NOT AVAILABLE | DATA NOT AVAILABLE | 1.338 | 0.95 | 1 | 1.8 | 1.8947 | 45719 | DATA NOT AVAILABLE | N | DATA NOT AVAILABLE | DATA NOT AVAILABLE | DATA NOT AVAILABLE | DATA NOT AVAILABLE | DATA NOT AVAILABLE | 45755
DATA NOT AVAILABLE | [5 empty] | DATA NOT AVAILABLE | NORIKER POWER LIMITED | LAND ON THE WEST SIDE OF BLANDFORD ROAD - BATTERY | DATA NOT AVAILABLE | BLANDFORD ROAD | POOLE | DORSET | BH16 6AB | ENGLAND | 397481 | 94062 | MANNINGTON GSP | LYTCHETT | DATA NOT AVAILABLE | 11 | SOUTHERN ELECTRIC POWER DISTRIBUTION PLC | STORED ENERGY (ALL STORED ENERGY IRRESPECTVE OF THE ORIGINAL ENERGY SOURCE) | STORAGE - ELECTROCHEMICAL (BATTERIES) | NO | DATA NOT AVAILABLE | DATA NOT AVAILABLE | 25 | DATA NOT AVAILABLE | DATA NOT AVAILABLE | DATA NOT AVAILABLE | DATA NOT AVAILABLE | DATA NOT AVAILABLE | DATA NOT AVAILABLE | DATA NOT AVAILABLE | DATA NOT AVAILABLE | DATA NOT AVAILABLE | DATA NOT AVAILABLE | DATA NOT AVAILABLE | DATA NOT AVAILABLE | DATA NOT AVAILABLE | CONNECTED | 25 | 25 | 26.3158 | 23.75 | 25 | 45322 | DATA NOT AVAILABLE | DATA NOT AVAILABLE | DATA NOT AVAILABLE | DATA NOT AVAILABLE | DATA NOT AVAILABLE | DATA NOT AVAILABLE | DATA NOT AVAILABLE | N | DATA NOT AVAILABLE | DATA NOT AVAILABLE | DATA NOT AVAILABLE | DATA NOT AVAILABLE | DATA NOT AVAILABLE | 45512
DATA NOT AVAILABLE | [5 empty] | DATA NOT AVAILABLE | LIGHTSOURCE RENEWABLE DEVELOPMENT LIMITED | SHAFTESBURY ENERGY STORAGE SYSTEM ADD CAP | LITTLEDOWN PV | OFF A350 | SHAFTESBURY | DORSET | SP7 9HD | ENGLAND | 386849 | 124179 | MANNINGTON GSP | SHAFTESBURY | DATA NOT AVAILABLE | EHV | SOUTHERN ELECTRIC POWER DISTRIBUTION PLC | STORED ENERGY (ALL STORED ENERGY IRRESPECTVE OF THE ORIGINAL ENERGY SOURCE) | STORAGE - ELECTROCHEMICAL (BATTERIES) | NO | DATA NOT AVAILABLE | DATA NOT AVAILABLE | 6.5 | DATA NOT AVAILABLE | DATA NOT AVAILABLE | DATA NOT AVAILABLE | DATA NOT AVAILABLE | DATA NOT AVAILABLE | DATA NOT AVAILABLE | DATA NOT AVAILABLE | DATA NOT AVAILABLE | DATA NOT AVAILABLE | DATA NOT AVAILABLE | DATA NOT AVAILABLE | DATA NOT AVAILABLE | NO | ACCEPTED TO CONNECT | DATA NOT AVAILABLE | DATA NOT AVAILABLE | DATA NOT AVAILABLE | DATA NOT AVAILABLE | DATA NOT AVAILABLE | DATA NOT AVAILABLE | 0.001 | 0.001 | 0.0010526 | 4.7025 | 4.95 | 43118 | DATA NOT AVAILABLE | N | DATA NOT AVAILABLE | DATA NOT AVAILABLE | DATA NOT AVAILABLE | DATA NOT AVAILABLE | DATA NOT AVAILABLE | 44034
DATA NOT AVAILABLE | [5 empty] | DATA NOT AVAILABLE | EVANS ENERGY LTD | BRILLIANT HARVEST 004 LTD - BATTERY (ADD CAP) | CODFORD BIOGASS SITE | OLD DAIRY MALMPIT HILL CODFORD | WARMINSTER | WILTSHIRE | BA12 0LZ | ENGLAND | 397675 | 141677 | MELKSHAM GSP | NORRINGTON | DATA NOT AVAILABLE | EHV | SOUTHERN ELECTRIC POWER DISTRIBUTION PLC | STORED ENERGY (ALL STORED ENERGY IRRESPECTVE OF THE ORIGINAL ENERGY SOURCE) | STORAGE - ELECTROCHEMICAL (BATTERIES) | NO | DATA NOT AVAILABLE | DATA NOT AVAILABLE | 7 | DATA NOT AVAILABLE | DATA NOT AVAILABLE | DATA NOT AVAILABLE | DATA NOT AVAILABLE | DATA NOT AVAILABLE | DATA NOT AVAILABLE | DATA NOT AVAILABLE | DATA NOT AVAILABLE | DATA NOT AVAILABLE | DATA NOT AVAILABLE | DATA NOT AVAILABLE | DATA NOT AVAILABLE | NO | ACCEPTED TO CONNECT | DATA NOT AVAILABLE | DATA NOT AVAILABLE | DATA NOT AVAILABLE | DATA NOT AVAILABLE | DATA NOT AVAILABLE | DATA NOT AVAILABLE | 7 | 7 | 7.3684 | 6.65 | 7 | 43196 | DATA NOT AVAILABLE | N | DATA NOT AVAILABLE | DATA NOT AVAILABLE | DATA NOT AVAILABLE | DATA NOT AVAILABLE | DATA NOT AVAILABLE | 44034
DATA NOT AVAILABLE | [5 empty] | DATA NOT AVAILABLE | PPS LTD | BRINDLEY CLOSE - BATTERY | DATA NOT AVAILABLE | BRINDLEY CLOSE CHENEY MANOR | SWINDON | WILTSHIRE | SN2 2YW | ENGLAND | 413014 | 186119 | MINETY GSP | CIRENCESTER | DATA NOT AVAILABLE | EHV | SOUTHERN ELECTRIC POWER DISTRIBUTION PLC | STORED ENERGY (ALL STORED ENERGY IRRESPECTVE OF THE ORIGINAL ENERGY SOURCE) | STORAGE - ELECTROCHEMICAL (BATTERIES) | NO | DATA NOT AVAILABLE | DATA NOT AVAILABLE | 12 | DATA NOT AVAILABLE | DATA NOT AVAILABLE | DATA NOT AVAILABLE | DATA NOT AVAILABLE | DATA NOT AVAILABLE | DATA NOT AVAILABLE | DATA NOT AVAILABLE | DATA NOT AVAILABLE | DATA NOT AVAILABLE | DATA NOT AVAILABLE | DATA NOT AVAILABLE | DATA NOT AVAILABLE | DATA NOT AVAILABLE | ACCEPTED TO CONNECT | DATA NOT AVAILABLE | DATA NOT AVAILABLE | DATA NOT AVAILABLE | DATA NOT AVAILABLE | DATA NOT AVAILABLE | DATA NOT AVAILABLE | 12 | 12 | 12.6316 | 11.4 | 12 | 43329 | DATA NOT AVAILABLE | N | DATA NOT AVAILABLE | DATA NOT AVAILABLE | DATA NOT AVAILABLE | DATA NOT AVAILABLE | DATA NOT AVAILABLE | 44034
DATA NOT AVAILABLE | [5 empty] | DATA NOT AVAILABLE | BSR APPLICATIONS LIMITED | UNIVERSITY FARM | ST JOHNS LANE - PV/BATTERY | ST JOHN'S LANE RAMSDEN | CHIPPING NORTON | OXFORDSHIRE | OX29 9UZ | ENGLAND | 435890 | 213879 | COWLEY GSP | DATA NOT AVAILABLE | DATA NOT AVAILABLE | EHV | SOUTHERN ELECTRIC POWER DISTRIBUTION PLC | STORED ENERGY (ALL STORED ENERGY IRRESPECTVE OF THE ORIGINAL ENERGY SOURCE) | STORAGE - ELECTROCHEMICAL (BATTERIES) | NO | DATA NOT AVAILABLE | DATA NOT AVAILABLE | 20 | DATA NOT AVAILABLE | DATA NOT AVAILABLE | DATA NOT AVAILABLE | DATA NOT AVAILABLE | DATA NOT AVAILABLE | DATA NOT AVAILABLE | DATA NOT AVAILABLE | DATA NOT AVAILABLE | DATA NOT AVAILABLE | DATA NOT AVAILABLE | DATA NOT AVAILABLE | DATA NOT AVAILABLE | DATA NOT AVAILABLE | ACCEPTED TO CONNECT | DATA NOT AVAILABLE | DATA NOT AVAILABLE | DATA NOT AVAILABLE | DATA NOT AVAILABLE | DATA NOT AVAILABLE | DATA NOT AVAILABLE | 20 | 13.5 | 14.2105 | 1.52 | 1.6 | 43714 | DATA NOT AVAILABLE | N | DATA NOT AVAILABLE | DATA NOT AVAILABLE | DATA NOT AVAILABLE | DATA NOT AVAILABLE | DATA NOT AVAILABLE | 44034
DATA NOT AVAILABLE | [5 empty] | DATA NOT AVAILABLE | UCE LTD | LAUNTON - BATTERY | LAUNTON | STATION ROAD LAUNTON | BICESTER | OXFORDSHIRE | OX26 5AB | ENGLAND | 462765 | 224366 | EAST CLAYDON GSP | BICESTER NORTH | BICESTER | 33 | SOUTHERN ELECTRIC POWER DISTRIBUTION PLC | STORED ENERGY (ALL STORED ENERGY IRRESPECTVE OF THE ORIGINAL ENERGY SOURCE) | STORAGE - ELECTROCHEMICAL (BATTERIES) | NO | DATA NOT AVAILABLE | DATA NOT AVAILABLE | 40 | DATA NOT AVAILABLE | DATA NOT AVAILABLE | DATA NOT AVAILABLE | DATA NOT AVAILABLE | DATA NOT AVAILABLE | DATA NOT AVAILABLE | DATA NOT AVAILABLE | DATA NOT AVAILABLE | DATA NOT AVAILABLE | DATA NOT AVAILABLE | DATA NOT AVAILABLE | DATA NOT AVAILABLE | DATA NOT AVAILABLE | ACCEPTED TO CONNECT | DATA NOT AVAILABLE | DATA NOT AVAILABLE | DATA NOT AVAILABLE | DATA NOT AVAILABLE | DATA NOT AVAILABLE | DATA NOT AVAILABLE | 40 | 40 | 42.1053 | 38 | 40 | 45056 | DATA NOT AVAILABLE | N | DATA NOT AVAILABLE | DATA NOT AVAILABLE | DATA NOT AVAILABLE | DATA NOT AVAILABLE | DATA NOT AVAILABLE | 44034
DATA NOT AVAILABLE | [5 empty] | DATA NOT AVAILABLE | BALANCED GRID SOLUTIONS LTD | ABDN FARBURN TERRACE - BATTERY | FARBURN TERRACE | STONEYWOOD | ABERDEEN | ABERDEENSHIRE | AB21 7DT | SCOTLAND | 388490 | 812452 | DATA NOT AVAILABLE | DATA NOT APPLICABLE | DATA NOT AVAILABLE | EHV | SCOTTISH HYDRO ELECTRIC POWER DISTRIBUTION PLC | STORED ENERGY (ALL STORED ENERGY IRRESPECTVE OF THE ORIGINAL ENERGY SOURCE) | STORAGE - ELECTROCHEMICAL (BATTERIES) | NO | DATA NOT AVAILABLE | DATA NOT AVAILABLE | 30 | DATA NOT AVAILABLE | DATA NOT AVAILABLE | DATA NOT AVAILABLE | DATA NOT AVAILABLE | DATA NOT AVAILABLE | DATA NOT AVAILABLE | DATA NOT AVAILABLE | DATA NOT AVAILABLE | DATA NOT AVAILABLE | DATA NOT AVAILABLE | DATA NOT AVAILABLE | DATA NOT AVAILABLE | DATA NOT AVAILABLE | ACCEPTED TO CONNECT | DATA NOT AVAILABLE | DATA NOT AVAILABLE | DATA NOT AVAILABLE | DATA NOT AVAILABLE | DATA NOT AVAILABLE | DATA NOT AVAILABLE | 30 | 30 | 31.5789 | 28.5 | 30 | 43874 | DATA NOT AVAILABLE | N | DATA NOT AVAILABLE | DATA NOT AVAILABLE | DATA NOT AVAILABLE | DATA NOT AVAILABLE | DATA NOT AVAILABLE | 44034
DATA NOT AVAILABLE | [5 empty] | DATA NOT AVAILABLE | DATA NOT AVAILABLE | I WESTMILL - BATTERY STORAGE | WESTMILL FARM | WATCHFIELD SWINDON | SWINDON | WILTSHIRE | SN6 8TH | ENGLAND | 423237 | 190942 | MINETY GSP | STRATTON | DATA NOT AVAILABLE | EHV | SOUTHERN ELECTRIC POWER DISTRIBUTION PLC | STORED ENERGY (ALL STORED ENERGY IRRESPECTVE OF THE ORIGINAL ENERGY SOURCE) | STORAGE - ELECTROCHEMICAL (BATTERIES) | NO | DATA NOT AVAILABLE | DATA NOT AVAILABLE | 3 | DATA NOT AVAILABLE | DATA NOT AVAILABLE | DATA NOT AVAILABLE | DATA NOT AVAILABLE | DATA NOT AVAILABLE | DATA NOT AVAILABLE | DATA NOT AVAILABLE | DATA NOT AVAILABLE | DATA NOT AVAILABLE | DATA NOT AVAILABLE | DATA NOT AVAILABLE | DATA NOT AVAILABLE | DATA NOT AVAILABLE | ACCEPTED TO CONNECT | DATA NOT AVAILABLE | DATA NOT AVAILABLE | DATA NOT AVAILABLE | DATA NOT AVAILABLE | DATA NOT AVAILABLE | DATA NOT AVAILABLE | 3 | 3 | 3.1579 | 3.158 | 3.0001 | 44203 | DATA NOT AVAILABLE | N | DATA NOT AVAILABLE | DATA NOT AVAILABLE | DATA NOT AVAILABLE | DATA NOT AVAILABLE | DATA NOT AVAILABLE | 44225
DATA NOT AVAILABLE | [5 empty] | DATA NOT AVAILABLE | THE ENERGY WORKSHOP LIMITED | OLD GALLOWS ROAD - BATTERY ENERGY STORAGE | OLD GALLOWS ROAD | PERTH | PERTH | PERTHSHIRE AND KINROSS | PH1 1QE | SCOTLAND | 308124 | 723734 | BURGHMUIR | DATA NOT APPLICABLE | BURGHMUIR GRID | 33 | SCOTTISH HYDRO ELECTRIC POWER DISTRIBUTION PLC | STORED ENERGY (ALL STORED ENERGY IRRESPECTVE OF THE ORIGINAL ENERGY SOURCE) | STORAGE - ELECTROCHEMICAL (BATTERIES) | NO | DATA NOT AVAILABLE | DATA NOT AVAILABLE | 49.9 | DATA NOT AVAILABLE | DATA NOT AVAILABLE | DATA NOT AVAILABLE | DATA NOT AVAILABLE | DATA NOT AVAILABLE | DATA NOT AVAILABLE | DATA NOT AVAILABLE | DATA NOT AVAILABLE | DATA NOT AVAILABLE | DATA NOT AVAILABLE | DATA NOT AVAILABLE | DATA NOT AVAILABLE | DATA NOT AVAILABLE | ACCEPTED TO CONNECT | DATA NOT AVAILABLE | DATA NOT AVAILABLE | DATA NOT AVAILABLE | DATA NOT AVAILABLE | DATA NOT AVAILABLE | DATA NOT AVAILABLE | 49.9 | 49.9 | 52.5263 | 52.5263 | 49.9 | 44498 | DATA NOT AVAILABLE | N | DATA NOT AVAILABLE | DATA NOT AVAILABLE | DATA NOT AVAILABLE | DATA NOT AVAILABLE | DATA NOT AVAILABLE | 44532
DATA NOT AVAILABLE | [5 empty] | DATA NOT AVAILABLE | GREEN FROG DEVELOPMENT SOLUTIONS | THE COMMON - BATTERY | DATA NOT AVAILABLE | THE COMMON | MALMESBURY | WILTSHIRE | SN16 9RJ | ENGLAND | 402989 | 188291 | MINETY GSP | DATA NOT AVAILABLE | DATA NOT AVAILABLE | 132 | SOUTHERN ELECTRIC POWER DISTRIBUTION PLC | STORED ENERGY (ALL STORED ENERGY IRRESPECTVE OF THE ORIGINAL ENERGY SOURCE) | STORAGE - ELECTROCHEMICAL (BATTERIES) | NO | DATA NOT AVAILABLE | DATA NOT AVAILABLE | 49.9 | DATA NOT AVAILABLE | DATA NOT AVAILABLE | DATA NOT AVAILABLE | DATA NOT AVAILABLE | DATA NOT AVAILABLE | DATA NOT AVAILABLE | DATA NOT AVAILABLE | DATA NOT AVAILABLE | DATA NOT AVAILABLE | DATA NOT AVAILABLE | DATA NOT AVAILABLE | DATA NOT AVAILABLE | DATA NOT AVAILABLE | ACCEPTED TO CONNECT | DATA NOT AVAILABLE | DATA NOT AVAILABLE | DATA NOT AVAILABLE | DATA NOT AVAILABLE | DATA NOT AVAILABLE | DATA NOT AVAILABLE | 49.9 | 49.9 | 52.5263 | 4.4432 | 4.221 | 44706 | DATA NOT AVAILABLE | N | DATA NOT AVAILABLE | DATA NOT AVAILABLE | DATA NOT AVAILABLE | DATA NOT AVAILABLE | DATA NOT AVAILABLE | 44748
DATA NOT AVAILABLE | [5 empty] | DATA NOT AVAILABLE | NAREC DISTRIBUTED ENERGY LTD | 49.9MW BATTERY | BRACO BATTERY | BRACO | DUNBLANE | STIRLING | FK15 9RD | SCOTLAND | 281015 | 709090 | BRACO WEST GRID | DATA NOT APPLICABLE | BRACO WEST GRID | 33 | SCOTTISH HYDRO ELECTRIC POWER DISTRIBUTION PLC | STORED ENERGY (ALL STORED ENERGY IRRESPECTVE OF THE ORIGINAL ENERGY SOURCE) | STORAGE - ELECTROCHEMICAL (BATTERIES) | NO | DATA NOT AVAILABLE | DATA NOT AVAILABLE | 49.9 | DATA NOT AVAILABLE | DATA NOT AVAILABLE | DATA NOT AVAILABLE | DATA NOT AVAILABLE | DATA NOT AVAILABLE | DATA NOT AVAILABLE | DATA NOT AVAILABLE | DATA NOT AVAILABLE | DATA NOT AVAILABLE | DATA NOT AVAILABLE | DATA NOT AVAILABLE | DATA NOT AVAILABLE | DATA NOT AVAILABLE | ACCEPTED TO CONNECT | DATA NOT AVAILABLE | DATA NOT AVAILABLE | DATA NOT AVAILABLE | DATA NOT AVAILABLE | DATA NOT AVAILABLE | DATA NOT AVAILABLE | 49.9 | 49.9 | 52.5263 | 47.405 | 49.9 | 44071 | DATA NOT AVAILABLE | N | DATA NOT AVAILABLE | DATA NOT AVAILABLE | DATA NOT AVAILABLE | DATA NOT AVAILABLE | DATA NOT AVAILABLE | 44105
DATA NOT AVAILABLE | [5 empty] | DATA NOT AVAILABLE | HAWKSMOOR ENERGY LIMITED | 22MW BATTERY | NORTH MAINS BATTERY STORAGE PARK | SUTTIESIDE FARM | FORFAR | ANGUS | DD8 3RN | SCOTLAND | 345570 | 751847 | LUNANHEAD | DATA NOT APPLICABLE | DATA NOT AVAILABLE | EHV | SCOTTISH HYDRO ELECTRIC POWER DISTRIBUTION PLC | STORED ENERGY (ALL STORED ENERGY IRRESPECTVE OF THE ORIGINAL ENERGY SOURCE) | STORAGE - ELECTROCHEMICAL (BATTERIES) | NO | DATA NOT AVAILABLE | DATA NOT AVAILABLE | 22 | DATA NOT AVAILABLE | DATA NOT AVAILABLE | DATA NOT AVAILABLE | DATA NOT AVAILABLE | DATA NOT AVAILABLE | DATA NOT AVAILABLE | DATA NOT AVAILABLE | DATA NOT AVAILABLE | DATA NOT AVAILABLE | DATA NOT AVAILABLE | DATA NOT AVAILABLE | DATA NOT AVAILABLE | DATA NOT AVAILABLE | ACCEPTED TO CONNECT | DATA NOT AVAILABLE | DATA NOT AVAILABLE | DATA NOT AVAILABLE | DATA NOT AVAILABLE | DATA NOT AVAILABLE | DATA NOT AVAILABLE | 22 | 22 | 23.1579 | 22 | 20.9 | 44180 | DATA NOT AVAILABLE | N | DATA NOT AVAILABLE | DATA NOT AVAILABLE | DATA NOT AVAILABLE | DATA NOT AVAILABLE | DATA NOT AVAILABLE | 44186
DATA NOT AVAILABLE | [5 empty] | DATA NOT AVAILABLE | RE PROJECTS DEVELOPMENT LTD | 100MW - BATTERY | PENN CROFT FARM BESS, PENN CROFT FARM | DATA NOT AVAILABLE | FARNHAM | HAMPSHIRE | GU10 5PX | ENGLAND | 478430 | 148816 | BRAMLEY (FLEE) | COXMOOR WOOD | DATA NOT AVAILABLE | 132 | SOUTHERN ELECTRIC POWER DISTRIBUTION PLC | STORED ENERGY (ALL STORED ENERGY IRRESPECTVE OF THE ORIGINAL ENERGY SOURCE) | STORAGE - ELECTROCHEMICAL (BATTERIES) | NO | DATA NOT AVAILABLE | DATA NOT AVAILABLE | 100 | DATA NOT AVAILABLE | DATA NOT AVAILABLE | DATA NOT AVAILABLE | DATA NOT AVAILABLE | DATA NOT AVAILABLE | DATA NOT AVAILABLE | DATA NOT AVAILABLE | DATA NOT AVAILABLE | DATA NOT AVAILABLE | DATA NOT AVAILABLE | DATA NOT AVAILABLE | DATA NOT AVAILABLE | DATA NOT AVAILABLE | ACCEPTED TO CONNECT | DATA NOT AVAILABLE | DATA NOT AVAILABLE | DATA NOT AVAILABLE | DATA NOT AVAILABLE | DATA NOT AVAILABLE | DATA NOT AVAILABLE | 100 | 100 | 105.2632 | 105.263 | 99.9998 | 45552 | DATA NOT AVAILABLE | N | DATA NOT AVAILABLE | DATA NOT AVAILABLE | DATA NOT AVAILABLE | DATA NOT AVAILABLE | DATA NOT AVAILABLE | 44225
DATA NOT AVAILABLE | [5 empty] | DATA NOT AVAILABLE | BLACKPARK ENERGY STORAGE LTD | SP - 49.9MW - BATTERY | BLACKPARK FARM | DATA NOT AVAILABLE | NAIRN | HIGHLAND | IV12 5HY | SCOTLAND | 291560 | 854364 | NAIRN | DATA NOT APPLICABLE | DATA NOT AVAILABLE | EHV | SCOTTISH HYDRO ELECTRIC POWER DISTRIBUTION PLC | STORED ENERGY (ALL STORED ENERGY IRRESPECTVE OF THE ORIGINAL ENERGY SOURCE) | STORAGE - ELECTROCHEMICAL (BATTERIES) | NO | DATA NOT AVAILABLE | DATA NOT AVAILABLE | 49.99 | DATA NOT AVAILABLE | DATA NOT AVAILABLE | DATA NOT AVAILABLE | DATA NOT AVAILABLE | DATA NOT AVAILABLE | DATA NOT AVAILABLE | DATA NOT AVAILABLE | DATA NOT AVAILABLE | DATA NOT AVAILABLE | DATA NOT AVAILABLE | DATA NOT AVAILABLE | DATA NOT AVAILABLE | DATA NOT AVAILABLE | ACCEPTED TO CONNECT | DATA NOT AVAILABLE | DATA NOT AVAILABLE | DATA NOT AVAILABLE | DATA NOT AVAILABLE | DATA NOT AVAILABLE | DATA NOT AVAILABLE | 49.99 | 49.99 | 52.6211 | 52.6211 | 49.99 | 44243 | DATA NOT AVAILABLE | N | DATA NOT AVAILABLE | DATA NOT AVAILABLE | DATA NOT AVAILABLE | DATA NOT AVAILABLE | DATA NOT AVAILABLE | 44294
DATA NOT AVAILABLE | [5 empty] | DATA NOT AVAILABLE | AVON UTILITIES AND GENERATION LIMITED | 50MW - BATTERY | GERARD HALL BATTERY SITE | MILL LANE NURSLING | SOUTHAMPTON | HAMPSHIRE | SO16 0YE | ENGLAND | 435578 | 115796 | NURSLING GSP | DATA NOT AVAILABLE | DATA NOT AVAILABLE | 132 | SOUTHERN ELECTRIC POWER DISTRIBUTION PLC | STORED ENERGY (ALL STORED ENERGY IRRESPECTVE OF THE ORIGINAL ENERGY SOURCE) | STORAGE - ELECTROCHEMICAL (BATTERIES) | NO | DATA NOT AVAILABLE | DATA NOT AVAILABLE | 50 | DATA NOT AVAILABLE | DATA NOT AVAILABLE | DATA NOT AVAILABLE | DATA NOT AVAILABLE | DATA NOT AVAILABLE | DATA NOT AVAILABLE | DATA NOT AVAILABLE | DATA NOT AVAILABLE | DATA NOT AVAILABLE | DATA NOT AVAILABLE | DATA NOT AVAILABLE | DATA NOT AVAILABLE | DATA NOT AVAILABLE | ACCEPTED TO CONNECT | DATA NOT AVAILABLE | DATA NOT AVAILABLE | DATA NOT AVAILABLE | DATA NOT AVAILABLE | DATA NOT AVAILABLE | DATA NOT AVAILABLE | 50 | 50 | 52.6316 | 57.2084 | 54.348 | 45145 | DATA NOT AVAILABLE | N | DATA NOT AVAILABLE | DATA NOT AVAILABLE | DATA NOT AVAILABLE | DATA NOT AVAILABLE | DATA NOT AVAILABLE | 44245
DATA NOT AVAILABLE | [5 empty] | DATA NOT AVAILABLE | GRIDSERVE EMEA DEPC LTD | 6MW - PV / ESS / EV / DOM / COMM - 12MVA DEMAND | BUNFORD PARK DEVELOPMENT, | WESTERN RELIEF ROAD WEST COKER | YEOVIL | SOMERSET | BA20 2HT | ENGLAND | 353187 | 115325 | AXMINSTER | YEOVIL | WEST HENDFORD | 11 | SOUTHERN ELECTRIC POWER DISTRIBUTION PLC | STORED ENERGY (ALL STORED ENERGY IRRESPECTVE OF THE ORIGINAL ENERGY SOURCE) | STORAGE - ELECTROCHEMICAL (BATTERIES) | NO | DATA NOT AVAILABLE | DATA NOT AVAILABLE | 6.166 | DATA NOT AVAILABLE | DATA NOT AVAILABLE | DATA NOT AVAILABLE | DATA NOT AVAILABLE | DATA NOT AVAILABLE | DATA NOT AVAILABLE | DATA NOT AVAILABLE | DATA NOT AVAILABLE | DATA NOT AVAILABLE | DATA NOT AVAILABLE | DATA NOT AVAILABLE | DATA NOT AVAILABLE | DATA NOT AVAILABLE | ACCEPTED TO CONNECT | DATA NOT AVAILABLE | DATA NOT AVAILABLE | DATA NOT AVAILABLE | DATA NOT AVAILABLE | DATA NOT AVAILABLE | DATA NOT AVAILABLE | 6.166 | 6 | 6.3158 | 12.6316 | 12 | 44286 | DATA NOT AVAILABLE | N | DATA NOT AVAILABLE | DATA NOT AVAILABLE | DATA NOT AVAILABLE | DATA NOT AVAILABLE | DATA NOT AVAILABLE | 44321
DATA NOT AVAILABLE | [5 empty] | DATA NOT AVAILABLE | BALANCED GRID SOLUTIONS LIMITED | GS/SLC 15/02 OXFO 49.95MW - BATTERY | COWLEY BATTERY STORAGE | LOWER FARM RADLEY | ABINGDON | OXFORDSHIRE | OX14 3BA | ENGLAND | 453235 | 198785 | COWLEY GSP | DATA NOT AVAILABLE | DATA NOT AVAILABLE | 132 | SOUTHERN ELECTRIC POWER DISTRIBUTION PLC | STORED ENERGY (ALL STORED ENERGY IRRESPECTVE OF THE ORIGINAL ENERGY SOURCE) | STORAGE - ELECTROCHEMICAL (BATTERIES) | NO | DATA NOT AVAILABLE | DATA NOT AVAILABLE | 49.95 | DATA NOT AVAILABLE | DATA NOT AVAILABLE | DATA NOT AVAILABLE | DATA NOT AVAILABLE | DATA NOT AVAILABLE | DATA NOT AVAILABLE | DATA NOT AVAILABLE | DATA NOT AVAILABLE | DATA NOT AVAILABLE | DATA NOT AVAILABLE | DATA NOT AVAILABLE | DATA NOT AVAILABLE | DATA NOT AVAILABLE | ACCEPTED TO CONNECT | DATA NOT AVAILABLE | DATA NOT AVAILABLE | DATA NOT AVAILABLE | DATA NOT AVAILABLE | DATA NOT AVAILABLE | DATA NOT AVAILABLE | 49.95 | 49.95 | 52.5789 | 42.1053 | 40 | 44406 | DATA NOT AVAILABLE | N | DATA NOT AVAILABLE | DATA NOT AVAILABLE | DATA NOT AVAILABLE | DATA NOT AVAILABLE | DATA NOT AVAILABLE | 44440
DATA NOT AVAILABLE | [5 empty] | DATA NOT AVAILABLE | ITPENERGISED | SP - NAIRN BESS 49.9MW BATTERY | DATA NOT AVAILABLE | DATA NOT AVAILABLE | DATA NOT AVAILABLE | HIGHLAND | DATA NOT AVAILABLE | SCOTLAND | DATA NOT AVAILABLE | DATA NOT AVAILABLE | NAIRN | DATA NOT APPLICABLE | DATA NOT AVAILABLE | EHV | SCOTTISH HYDRO ELECTRIC POWER DISTRIBUTION PLC | STORED ENERGY (ALL STORED ENERGY IRRESPECTVE OF THE ORIGINAL ENERGY SOURCE) | STORAGE - ELECTROCHEMICAL (BATTERIES) | NO | DATA NOT AVAILABLE | DATA NOT AVAILABLE | 49.9 | DATA NOT AVAILABLE | DATA NOT AVAILABLE | DATA NOT AVAILABLE | DATA NOT AVAILABLE | DATA NOT AVAILABLE | DATA NOT AVAILABLE | DATA NOT AVAILABLE | DATA NOT AVAILABLE | DATA NOT AVAILABLE | DATA NOT AVAILABLE | DATA NOT AVAILABLE | DATA NOT AVAILABLE | DATA NOT AVAILABLE | ACCEPTED TO CONNECT | DATA NOT AVAILABLE | DATA NOT AVAILABLE | DATA NOT AVAILABLE | DATA NOT AVAILABLE | DATA NOT AVAILABLE | DATA NOT AVAILABLE | 49.9 | 49.9 | 52.5263 | 52.5263 | 49.9 | 44642 | DATA NOT AVAILABLE | N | DATA NOT AVAILABLE | DATA NOT AVAILABLE | DATA NOT AVAILABLE | DATA NOT AVAILABLE | DATA NOT AVAILABLE | 44470
DATA NOT AVAILABLE | [5 empty] | DATA NOT AVAILABLE | ITP ENERGISED | 49.9MW - BATTERY | 3827, CAULTERNICH BESS | LAND AT KILMORACK | DINGWALL | HIGHLAND | IV4 7AL | SCOTLAND | 249707 | 844935 | BEAULY | DATA NOT APPLICABLE | BEAULY GRID | 33 | SCOTTISH HYDRO ELECTRIC POWER DISTRIBUTION PLC | STORED ENERGY (ALL STORED ENERGY IRRESPECTVE OF THE ORIGINAL ENERGY SOURCE) | STORAGE - ELECTROCHEMICAL (BATTERIES) | NO | DATA NOT AVAILABLE | DATA NOT AVAILABLE | 49.9 | DATA NOT AVAILABLE | DATA NOT AVAILABLE | DATA NOT AVAILABLE | DATA NOT AVAILABLE | DATA NOT AVAILABLE | DATA NOT AVAILABLE | DATA NOT AVAILABLE | DATA NOT AVAILABLE | DATA NOT AVAILABLE | DATA NOT AVAILABLE | DATA NOT AVAILABLE | DATA NOT AVAILABLE | DATA NOT AVAILABLE | ACCEPTED TO CONNECT | DATA NOT AVAILABLE | DATA NOT AVAILABLE | DATA NOT AVAILABLE | DATA NOT AVAILABLE | DATA NOT AVAILABLE | DATA NOT AVAILABLE | 49.9 | 49.9 | 52.5263 | 52.5263 | 49.9 | 44376 | DATA NOT AVAILABLE | N | DATA NOT AVAILABLE | DATA NOT AVAILABLE | DATA NOT AVAILABLE | DATA NOT AVAILABLE | DATA NOT AVAILABLE | 44405
DATA NOT AVAILABLE | [5 empty] | DATA NOT AVAILABLE | CERTUS UTILITY CONSULTING LTD | 60MW - BATTERY | NORTH BADDESLEY BESS | CASTLE LANE NORTH BADDESLEY | SOUTHAMPTON | HAMPSHIRE | SO52 9LY | ENGLAND | 440444 | 119703 | NURSLING GSP | VELMORE | DATA NOT AVAILABLE | EHV | SOUTHERN ELECTRIC POWER DISTRIBUTION PLC | STORED ENERGY (ALL STORED ENERGY IRRESPECTVE OF THE ORIGINAL ENERGY SOURCE) | STORAGE - ELECTROCHEMICAL (BATTERIES) | NO | DATA NOT AVAILABLE | DATA NOT AVAILABLE | 57 | DATA NOT AVAILABLE | DATA NOT AVAILABLE | DATA NOT AVAILABLE | DATA NOT AVAILABLE | DATA NOT AVAILABLE | DATA NOT AVAILABLE | DATA NOT AVAILABLE | DATA NOT AVAILABLE | DATA NOT AVAILABLE | DATA NOT AVAILABLE | DATA NOT AVAILABLE | DATA NOT AVAILABLE | DATA NOT AVAILABLE | ACCEPTED TO CONNECT | DATA NOT AVAILABLE | DATA NOT AVAILABLE | DATA NOT AVAILABLE | DATA NOT AVAILABLE | DATA NOT AVAILABLE | DATA NOT AVAILABLE | 57 | 57 | 60 | 63.1579 | 60 | 44404 | DATA NOT AVAILABLE | N | DATA NOT AVAILABLE | DATA NOT AVAILABLE | DATA NOT AVAILABLE | DATA NOT AVAILABLE | DATA NOT AVAILABLE | 44495
DATA NOT AVAILABLE | [5 empty] | DATA NOT AVAILABLE | XRENEWABLE LTD | 50MW - BATTERY | THE CROFT | SOUTH FORDTOWN KINTORE | KINTORE | ABERDEENSHIRE | AB51 0XZ | SCOTLAND | 377418 | 814045 | KINTORE | DATA NOT APPLICABLE | DATA NOT AVAILABLE | EHV | SCOTTISH HYDRO ELECTRIC POWER DISTRIBUTION PLC | STORED ENERGY (ALL STORED ENERGY IRRESPECTVE OF THE ORIGINAL ENERGY SOURCE) | STORAGE - ELECTROCHEMICAL (BATTERIES) | NO | DATA NOT AVAILABLE | DATA NOT AVAILABLE | 50 | DATA NOT AVAILABLE | DATA NOT AVAILABLE | DATA NOT AVAILABLE | DATA NOT AVAILABLE | DATA NOT AVAILABLE | DATA NOT AVAILABLE | DATA NOT AVAILABLE | DATA NOT AVAILABLE | DATA NOT AVAILABLE | DATA NOT AVAILABLE | DATA NOT AVAILABLE | DATA NOT AVAILABLE | DATA NOT AVAILABLE | ACCEPTED TO CONNECT | DATA NOT AVAILABLE | DATA NOT AVAILABLE | DATA NOT AVAILABLE | DATA NOT AVAILABLE | DATA NOT AVAILABLE | DATA NOT AVAILABLE | 50 | 50 | 52.6316 | 52.6316 | 50 | 44363 | DATA NOT AVAILABLE | N | DATA NOT AVAILABLE | DATA NOT AVAILABLE | DATA NOT AVAILABLE | DATA NOT AVAILABLE | DATA NOT AVAILABLE | 44405
DATA NOT AVAILABLE | [5 empty] | DATA NOT AVAILABLE | ITPENERGISED | 49.9MW - BATTERY | BRACO WEST BESS, | LAND AT BRACO WEST | DUNBLANE | STIRLING | DATA NOT AVAILABLE | SCOTLAND | DATA NOT AVAILABLE | DATA NOT AVAILABLE | BRACO WEST GRID | DATA NOT APPLICABLE | BRACO WEST GRID | 33 | SCOTTISH HYDRO ELECTRIC POWER DISTRIBUTION PLC | STORED ENERGY (ALL STORED ENERGY IRRESPECTVE OF THE ORIGINAL ENERGY SOURCE) | STORAGE - ELECTROCHEMICAL (BATTERIES) | NO | DATA NOT AVAILABLE | DATA NOT AVAILABLE | 49.9 | DATA NOT AVAILABLE | DATA NOT AVAILABLE | DATA NOT AVAILABLE | DATA NOT AVAILABLE | DATA NOT AVAILABLE | DATA NOT AVAILABLE | DATA NOT AVAILABLE | DATA NOT AVAILABLE | DATA NOT AVAILABLE | DATA NOT AVAILABLE | DATA NOT AVAILABLE | DATA NOT AVAILABLE | DATA NOT AVAILABLE | ACCEPTED TO CONNECT | DATA NOT AVAILABLE | DATA NOT AVAILABLE | DATA NOT AVAILABLE | DATA NOT AVAILABLE | DATA NOT AVAILABLE | DATA NOT AVAILABLE | 49.9 | 49.9 | 52.5263 | 52.5263 | 49.9 | 44501 | DATA NOT AVAILABLE | N | DATA NOT AVAILABLE | DATA NOT AVAILABLE | DATA NOT AVAILABLE | DATA NOT AVAILABLE | DATA NOT AVAILABLE | 44532
DATA NOT AVAILABLE | [5 empty] | DATA NOT AVAILABLE | BALANCED GRID SOLUTIONS LIMITED | 15MW BATTERY | BOTLEY ENERGY RESERVE 2 | TITCHFIELD LANE WICKHAM | FAREHAM | HAMPSHIRE | PO15 6DY | ENGLAND | 455138 | 109927 | BOTLEY WOOD GSP | BOTLEY WOOD | BOTLEY WOOD | EHV | SOUTHERN ELECTRIC POWER DISTRIBUTION PLC | STORED ENERGY (ALL STORED ENERGY IRRESPECTVE OF THE ORIGINAL ENERGY SOURCE) | STORAGE - ELECTROCHEMICAL (BATTERIES) | NO | DATA NOT AVAILABLE | DATA NOT AVAILABLE | 15 | DATA NOT AVAILABLE | DATA NOT AVAILABLE | DATA NOT AVAILABLE | DATA NOT AVAILABLE | DATA NOT AVAILABLE | DATA NOT AVAILABLE | DATA NOT AVAILABLE | DATA NOT AVAILABLE | DATA NOT AVAILABLE | DATA NOT AVAILABLE | DATA NOT AVAILABLE | DATA NOT AVAILABLE | DATA NOT AVAILABLE | ACCEPTED TO CONNECT | DATA NOT AVAILABLE | DATA NOT AVAILABLE | DATA NOT AVAILABLE | DATA NOT AVAILABLE | DATA NOT AVAILABLE | DATA NOT AVAILABLE | 15 | 15 | 15.7895 | 15.7895 | 15 | 45610 | DATA NOT AVAILABLE | N | DATA NOT AVAILABLE | DATA NOT AVAILABLE | DATA NOT AVAILABLE | DATA NOT AVAILABLE | DATA NOT AVAILABLE | 44440
DATA NOT AVAILABLE | [5 empty] | DATA NOT AVAILABLE | LOW CARBON ALLIANCE LTD | 49.5MW - BATTERY | KEITH | DRUM ROAD | KEITH | MORAY | AB55 5NP | SCOTLAND | 344439 | 850697 | KEITH | DATA NOT APPLICABLE | KEITH GRID | 33 | SCOTTISH HYDRO ELECTRIC POWER DISTRIBUTION PLC | STORED ENERGY (ALL STORED ENERGY IRRESPECTVE OF THE ORIGINAL ENERGY SOURCE) | STORAGE - ELECTROCHEMICAL (BATTERIES) | NO | DATA NOT AVAILABLE | DATA NOT AVAILABLE | 49.5 | DATA NOT AVAILABLE | DATA NOT AVAILABLE | DATA NOT AVAILABLE | DATA NOT AVAILABLE | DATA NOT AVAILABLE | DATA NOT AVAILABLE | DATA NOT AVAILABLE | DATA NOT AVAILABLE | DATA NOT AVAILABLE | DATA NOT AVAILABLE | DATA NOT AVAILABLE | DATA NOT AVAILABLE | DATA NOT AVAILABLE | ACCEPTED TO CONNECT | DATA NOT AVAILABLE | DATA NOT AVAILABLE | DATA NOT AVAILABLE | DATA NOT AVAILABLE | DATA NOT AVAILABLE | DATA NOT AVAILABLE | 49.5 | 49.5 | 52.1053 | 52.1053 | 49.5 | 44358 | DATA NOT AVAILABLE | N | DATA NOT AVAILABLE | DATA NOT AVAILABLE | DATA NOT AVAILABLE | DATA NOT AVAILABLE | DATA NOT AVAILABLE | 44377
DATA NOT AVAILABLE | [5 empty] | DATA NOT AVAILABLE | ECLIPSE POWER GENERATION LIMITED | MELK 20MW BATTERY | DATA NOT AVAILABLE | NORRINGTON LANE | MELKSHAM | WILTSHIRE | SN12 8LT | ENGLAND | 388400 | 165094 | MELKSHAM GSP | NORRINGTON | DATA NOT AVAILABLE | EHV | SOUTHERN ELECTRIC POWER DISTRIBUTION PLC | STORED ENERGY (ALL STORED ENERGY IRRESPECTVE OF THE ORIGINAL ENERGY SOURCE) | STORAGE - ELECTROCHEMICAL (BATTERIES) | NO | DATA NOT AVAILABLE | DATA NOT AVAILABLE | 20 | DATA NOT AVAILABLE | DATA NOT AVAILABLE | DATA NOT AVAILABLE | DATA NOT AVAILABLE | DATA NOT AVAILABLE | DATA NOT AVAILABLE | DATA NOT AVAILABLE | DATA NOT AVAILABLE | DATA NOT AVAILABLE | DATA NOT AVAILABLE | DATA NOT AVAILABLE | DATA NOT AVAILABLE | DATA NOT AVAILABLE | ACCEPTED TO CONNECT | DATA NOT AVAILABLE | DATA NOT AVAILABLE | DATA NOT AVAILABLE | DATA NOT AVAILABLE | DATA NOT AVAILABLE | DATA NOT AVAILABLE | 20 | 20 | 21.0526 | 21.0526 | 20 | 44413 | DATA NOT AVAILABLE | N | DATA NOT AVAILABLE | DATA NOT AVAILABLE | DATA NOT AVAILABLE | DATA NOT AVAILABLE | DATA NOT AVAILABLE | 44440
DATA NOT AVAILABLE | [5 empty] | DATA NOT AVAILABLE | NORIKER POWER LTD | 50MW BATTERY | ROTHIENORMAN BATTERY STORAGE | LAND AT MIDDLETON OF BLACKFORD ROTHIENORMAN | INVERURIE | ABERDEENSHIRE | AB51 8YL | SCOTLAND | 370198 | 835658 | ROTHIENORMAN | DATA NOT APPLICABLE | ROTHIENORMAN | 0.4 | SCOTTISH HYDRO ELECTRIC POWER DISTRIBUTION PLC | STORED ENERGY (ALL STORED ENERGY IRRESPECTVE OF THE ORIGINAL ENERGY SOURCE) | STORAGE - ELECTROCHEMICAL (BATTERIES) | NO | DATA NOT AVAILABLE | DATA NOT AVAILABLE | 50 | DATA NOT AVAILABLE | DATA NOT AVAILABLE | DATA NOT AVAILABLE | DATA NOT AVAILABLE | DATA NOT AVAILABLE | DATA NOT AVAILABLE | DATA NOT AVAILABLE | DATA NOT AVAILABLE | DATA NOT AVAILABLE | DATA NOT AVAILABLE | DATA NOT AVAILABLE | DATA NOT AVAILABLE | DATA NOT AVAILABLE | ACCEPTED TO CONNECT | DATA NOT AVAILABLE | DATA NOT AVAILABLE | DATA NOT AVAILABLE | DATA NOT AVAILABLE | DATA NOT AVAILABLE | DATA NOT AVAILABLE | 50 | 50 | 52.6316 | 52.6316 | 50 | 45600 | DATA NOT AVAILABLE | N | DATA NOT AVAILABLE | DATA NOT AVAILABLE | DATA NOT AVAILABLE | DATA NOT AVAILABLE | DATA NOT AVAILABLE | 44440
DATA NOT AVAILABLE | [5 empty] | DATA NOT AVAILABLE | INTELLIGENT LAND INVESTMENTS GROUP PLC | 49.9MW BATTERY | AUCHTERAWE ENERGY STORAGE | AUCHTERAWE FARM | FORT AUGUSTUS | HIGHLAND | PH32 4BT | SCOTLAND | 235712 | 808677 | FORT AUGUSTUS | DATA NOT APPLICABLE | FORT AUGUSTUS GRID | 33 | SCOTTISH HYDRO ELECTRIC POWER DISTRIBUTION PLC | STORED ENERGY (ALL STORED ENERGY IRRESPECTVE OF THE ORIGINAL ENERGY SOURCE) | STORAGE - ELECTROCHEMICAL (BATTERIES) | NO | DATA NOT AVAILABLE | DATA NOT AVAILABLE | 49.9 | DATA NOT AVAILABLE | DATA NOT AVAILABLE | DATA NOT AVAILABLE | DATA NOT AVAILABLE | DATA NOT AVAILABLE | DATA NOT AVAILABLE | DATA NOT AVAILABLE | DATA NOT AVAILABLE | DATA NOT AVAILABLE | DATA NOT AVAILABLE | DATA NOT AVAILABLE | DATA NOT AVAILABLE | DATA NOT AVAILABLE | ACCEPTED TO CONNECT | DATA NOT AVAILABLE | DATA NOT AVAILABLE | DATA NOT AVAILABLE | DATA NOT AVAILABLE | DATA NOT AVAILABLE | DATA NOT AVAILABLE | 49.9 | 49.9 | 52.5263 | 52.5263 | 49.9 | 44411 | DATA NOT AVAILABLE | N | DATA NOT AVAILABLE | DATA NOT AVAILABLE | DATA NOT AVAILABLE | DATA NOT AVAILABLE | DATA NOT AVAILABLE | 44440
DATA NOT AVAILABLE | [5 empty] | DATA NOT AVAILABLE | UTILITY CONSULTANCY AND ENGINEERING | 5MW BATTERY | SOUTHCOTE HOLYBROOK | HOLYBROOK FARM BURGHFIELD BRIDGE NEWBURY | NEWBURY | OXFORDSHIRE | RG30 3RA | ENGLAND | 468144 | 171069 | BRAMLEY (FLEE) | BURGHFIELD RESERVE | SOUTHCOTE | 11 | SOUTHERN ELECTRIC POWER DISTRIBUTION PLC | STORED ENERGY (ALL STORED ENERGY IRRESPECTVE OF THE ORIGINAL ENERGY SOURCE) | STORAGE - ELECTROCHEMICAL (BATTERIES) | NO | DATA NOT AVAILABLE | DATA NOT AVAILABLE | 5 | DATA NOT AVAILABLE | DATA NOT AVAILABLE | DATA NOT AVAILABLE | DATA NOT AVAILABLE | DATA NOT AVAILABLE | DATA NOT AVAILABLE | DATA NOT AVAILABLE | DATA NOT AVAILABLE | DATA NOT AVAILABLE | DATA NOT AVAILABLE | DATA NOT AVAILABLE | DATA NOT AVAILABLE | DATA NOT AVAILABLE | ACCEPTED TO CONNECT | DATA NOT AVAILABLE | DATA NOT AVAILABLE | DATA NOT AVAILABLE | DATA NOT AVAILABLE | DATA NOT AVAILABLE | DATA NOT AVAILABLE | 5 | 5 | 5.2632 | 5.2632 | 5 | 44540 | DATA NOT AVAILABLE | N | DATA NOT AVAILABLE | DATA NOT AVAILABLE | DATA NOT AVAILABLE | DATA NOT AVAILABLE | DATA NOT AVAILABLE | 44588
DATA NOT AVAILABLE | [5 empty] | DATA NOT AVAILABLE | BALANCED GRID SOLUTIONS LTD | WELL END FARM - BATTERY | DATA NOT AVAILABLE | LAND TO REAR OF WELL END FARM BOURNE END | MARLOW | BUCKINGHAMSHIRE | SL8 5PS | ENGLAND | 488454 | 187774 | AMERSHAM | LOUDWATER | WELL END | 11 | SOUTHERN ELECTRIC POWER DISTRIBUTION PLC | STORED ENERGY (ALL STORED ENERGY IRRESPECTVE OF THE ORIGINAL ENERGY SOURCE) | STORAGE - ELECTROCHEMICAL (BATTERIES) | NO | DATA NOT AVAILABLE | DATA NOT AVAILABLE | 7.2 | DATA NOT AVAILABLE | DATA NOT AVAILABLE | DATA NOT AVAILABLE | DATA NOT AVAILABLE | DATA NOT AVAILABLE | DATA NOT AVAILABLE | DATA NOT AVAILABLE | DATA NOT AVAILABLE | DATA NOT AVAILABLE | DATA NOT AVAILABLE | DATA NOT AVAILABLE | DATA NOT AVAILABLE | DATA NOT AVAILABLE | ACCEPTED TO CONNECT | DATA NOT AVAILABLE | DATA NOT AVAILABLE | DATA NOT AVAILABLE | DATA NOT AVAILABLE | DATA NOT AVAILABLE | DATA NOT AVAILABLE | 7.2 | 7.2 | 7.5789 | 7.5789 | 7.2 | 44512 | DATA NOT AVAILABLE | N | DATA NOT AVAILABLE | DATA NOT AVAILABLE | DATA NOT AVAILABLE | DATA NOT AVAILABLE | DATA NOT AVAILABLE | 44811
DATA NOT AVAILABLE | [5 empty] | DATA NOT AVAILABLE | MERAKI CONSULTANTS LIMITED | 30MW BATTERY | DATA NOT AVAILABLE | PITSCANDLY FARM PITSCANDLY | FORFAR | ANGUS | DD8 3NZ | SCOTLAND | 348428 | 752540 | LUNANHEAD | DATA NOT APPLICABLE | LUNANHEAD GRID | 33 | SCOTTISH HYDRO ELECTRIC POWER DISTRIBUTION PLC | STORED ENERGY (ALL STORED ENERGY IRRESPECTVE OF THE ORIGINAL ENERGY SOURCE) | STORAGE - ELECTROCHEMICAL (BATTERIES) | NO | DATA NOT AVAILABLE | DATA NOT AVAILABLE | 30 | DATA NOT AVAILABLE | DATA NOT AVAILABLE | DATA NOT AVAILABLE | DATA NOT AVAILABLE | DATA NOT AVAILABLE | DATA NOT AVAILABLE | DATA NOT AVAILABLE | DATA NOT AVAILABLE | DATA NOT AVAILABLE | DATA NOT AVAILABLE | DATA NOT AVAILABLE | DATA NOT AVAILABLE | DATA NOT AVAILABLE | ACCEPTED TO CONNECT | DATA NOT AVAILABLE | DATA NOT AVAILABLE | DATA NOT AVAILABLE | DATA NOT AVAILABLE | DATA NOT AVAILABLE | DATA NOT AVAILABLE | 30 | 30 | 31.5789 | 31.5789 | 30 | 44536 | DATA NOT AVAILABLE | N | DATA NOT AVAILABLE | DATA NOT AVAILABLE | DATA NOT AVAILABLE | DATA NOT AVAILABLE | DATA NOT AVAILABLE | 44588
DATA NOT AVAILABLE | [5 empty] | DATA NOT AVAILABLE | THE ENERGY WORKSHOP | 49.9MW BATTERY | BOAT OF GARTEN BESS | EAST CROFTMORE | BOAT OF GARTEN | HIGHLAND | PH24 3BY | SCOTLAND | 295916 | 819531 | BOAT OF GARTEN | DATA NOT APPLICABLE | BOAT OF GARTEN GRID | 33 | SCOTTISH HYDRO ELECTRIC POWER DISTRIBUTION PLC | STORED ENERGY (ALL STORED ENERGY IRRESPECTVE OF THE ORIGINAL ENERGY SOURCE) | STORAGE - ELECTROCHEMICAL (BATTERIES) | NO | DATA NOT AVAILABLE | DATA NOT AVAILABLE | 49.9 | DATA NOT AVAILABLE | DATA NOT AVAILABLE | DATA NOT AVAILABLE | DATA NOT AVAILABLE | DATA NOT AVAILABLE | DATA NOT AVAILABLE | DATA NOT AVAILABLE | DATA NOT AVAILABLE | DATA NOT AVAILABLE | DATA NOT AVAILABLE | DATA NOT AVAILABLE | DATA NOT AVAILABLE | DATA NOT AVAILABLE | ACCEPTED TO CONNECT | DATA NOT AVAILABLE | DATA NOT AVAILABLE | DATA NOT AVAILABLE | DATA NOT AVAILABLE | DATA NOT AVAILABLE | DATA NOT AVAILABLE | 49.9 | 49.9 | 52.5263 | 52.5263 | 49.9 | 44418 | DATA NOT AVAILABLE | N | DATA NOT AVAILABLE | DATA NOT AVAILABLE | DATA NOT AVAILABLE | DATA NOT AVAILABLE | DATA NOT AVAILABLE | 44470
DATA NOT AVAILABLE | [5 empty] | DATA NOT AVAILABLE | BLUESTONE ENERGY LIMITED | NORRINGTON GATE BATTERY 150MW | DATA NOT AVAILABLE | NORRINGTON GATE FARM BROUGHTON GIFFORD | MELKSHAM | WILTSHIRE | SN12 8LW | ENGLAND | 388118 | 164086 | MELKSHAM GSP | DATA NOT AVAILABLE | DATA NOT AVAILABLE | EHV | SOUTHERN ELECTRIC POWER DISTRIBUTION PLC | STORED ENERGY (ALL STORED ENERGY IRRESPECTVE OF THE ORIGINAL ENERGY SOURCE) | STORAGE - ELECTROCHEMICAL (BATTERIES) | NO | DATA NOT AVAILABLE | DATA NOT AVAILABLE | 150 | DATA NOT AVAILABLE | DATA NOT AVAILABLE | DATA NOT AVAILABLE | DATA NOT AVAILABLE | DATA NOT AVAILABLE | DATA NOT AVAILABLE | DATA NOT AVAILABLE | DATA NOT AVAILABLE | DATA NOT AVAILABLE | DATA NOT AVAILABLE | DATA NOT AVAILABLE | DATA NOT AVAILABLE | DATA NOT AVAILABLE | ACCEPTED TO CONNECT | DATA NOT AVAILABLE | DATA NOT AVAILABLE | DATA NOT AVAILABLE | DATA NOT AVAILABLE | DATA NOT AVAILABLE | DATA NOT AVAILABLE | 150 | 150 | 157.8947 | 166.2053 | 157.895 | 44469 | DATA NOT AVAILABLE | N | DATA NOT AVAILABLE | DATA NOT AVAILABLE | DATA NOT AVAILABLE | DATA NOT AVAILABLE | DATA NOT AVAILABLE | 44495
DATA NOT AVAILABLE | [5 empty] | DATA NOT AVAILABLE | NAREC DE LTD | 49.9MW BATTERY | KINTORE BESS | LAND AT BROOMHILL KINTORE | INVERURIE | ABERDEENSHIRE | AB51 0XA | SCOTLAND | 378925 | 814612 | DATA NOT AVAILABLE | DATA NOT APPLICABLE | DATA NOT AVAILABLE | EHV | SCOTTISH HYDRO ELECTRIC POWER DISTRIBUTION PLC | STORED ENERGY (ALL STORED ENERGY IRRESPECTVE OF THE ORIGINAL ENERGY SOURCE) | STORAGE - ELECTROCHEMICAL (BATTERIES) | NO | DATA NOT AVAILABLE | DATA NOT AVAILABLE | 49.9 | DATA NOT AVAILABLE | DATA NOT AVAILABLE | DATA NOT AVAILABLE | DATA NOT AVAILABLE | DATA NOT AVAILABLE | DATA NOT AVAILABLE | DATA NOT AVAILABLE | DATA NOT AVAILABLE | DATA NOT AVAILABLE | DATA NOT AVAILABLE | DATA NOT AVAILABLE | DATA NOT AVAILABLE | DATA NOT AVAILABLE | ACCEPTED TO CONNECT | DATA NOT AVAILABLE | DATA NOT AVAILABLE | DATA NOT AVAILABLE | DATA NOT AVAILABLE | DATA NOT AVAILABLE | DATA NOT AVAILABLE | 49.9 | 49.9 | 52.5263 | 52.5263 | 49.9 | 44468 | DATA NOT AVAILABLE | N | DATA NOT AVAILABLE | DATA NOT AVAILABLE | DATA NOT AVAILABLE | DATA NOT AVAILABLE | DATA NOT AVAILABLE | 44495
DATA NOT AVAILABLE | [5 empty] | DATA NOT AVAILABLE | DNO CONSULTING LTD | 8.55MW BATTERY | DATA NOT AVAILABLE | TEFFONT TEFFONT | SALISBURY | WILTSHIRE | SP3 5RP | ENGLAND | 400015 | 130776 | MANNINGTON GSP | SALISBURY | TEFFONT | 11 | SOUTHERN ELECTRIC POWER DISTRIBUTION PLC | STORED ENERGY (ALL STORED ENERGY IRRESPECTVE OF THE ORIGINAL ENERGY SOURCE) | STORAGE - ELECTROCHEMICAL (BATTERIES) | NO | DATA NOT AVAILABLE | DATA NOT AVAILABLE | 8.55 | DATA NOT AVAILABLE | DATA NOT AVAILABLE | DATA NOT AVAILABLE | DATA NOT AVAILABLE | DATA NOT AVAILABLE | DATA NOT AVAILABLE | DATA NOT AVAILABLE | DATA NOT AVAILABLE | DATA NOT AVAILABLE | DATA NOT AVAILABLE | DATA NOT AVAILABLE | DATA NOT AVAILABLE | DATA NOT AVAILABLE | ACCEPTED TO CONNECT | DATA NOT AVAILABLE | DATA NOT AVAILABLE | DATA NOT AVAILABLE | DATA NOT AVAILABLE | DATA NOT AVAILABLE | DATA NOT AVAILABLE | 8.55 | 8.55 | 9 | 9.4737 | 9 | 44503 | DATA NOT AVAILABLE | N | DATA NOT AVAILABLE | DATA NOT AVAILABLE | DATA NOT AVAILABLE | DATA NOT AVAILABLE | DATA NOT AVAILABLE | 44532
DATA NOT AVAILABLE | [5 empty] | DATA NOT AVAILABLE | ANGLO RENEWABLES LIMITED | CCM - 49.9MW BATTERY | DATA NOT AVAILABLE | WESTON LANE NURSLING | SOUTHAMPTON | HAMPSHIRE | SO16 0YE | ENGLAND | 435578 | 115796 | NURSLING GSP | DATA NOT AVAILABLE | DATA NOT AVAILABLE | 132 | SOUTHERN ELECTRIC POWER DISTRIBUTION PLC | STORED ENERGY (ALL STORED ENERGY IRRESPECTVE OF THE ORIGINAL ENERGY SOURCE) | STORAGE - ELECTROCHEMICAL (BATTERIES) | NO | DATA NOT AVAILABLE | DATA NOT AVAILABLE | 54 | DATA NOT AVAILABLE | DATA NOT AVAILABLE | DATA NOT AVAILABLE | DATA NOT AVAILABLE | DATA NOT AVAILABLE | DATA NOT AVAILABLE | DATA NOT AVAILABLE | DATA NOT AVAILABLE | DATA NOT AVAILABLE | DATA NOT AVAILABLE | DATA NOT AVAILABLE | DATA NOT AVAILABLE | DATA NOT AVAILABLE | ACCEPTED TO CONNECT | DATA NOT AVAILABLE | DATA NOT AVAILABLE | DATA NOT AVAILABLE | DATA NOT AVAILABLE | DATA NOT AVAILABLE | DATA NOT AVAILABLE | 54 | 49.9 | 52.5263 | 56.8421 | 54 | 44480 | DATA NOT AVAILABLE | N | DATA NOT AVAILABLE | DATA NOT AVAILABLE | DATA NOT AVAILABLE | DATA NOT AVAILABLE | DATA NOT AVAILABLE | 44495
DATA NOT AVAILABLE | [5 empty] | DATA NOT AVAILABLE | BALANCED GRID SOLUTIONS LTD | 49.9MW BATTERY | STATION ROAD | NURSLING AND ROWNHAMS | NURSLING | HAMPSHIRE | SO16 0XY | ENGLAND | 437161 | 116729 | NURSLING GSP | DATA NOT AVAILABLE | DATA NOT AVAILABLE | 132 | SOUTHERN ELECTRIC POWER DISTRIBUTION PLC | STORED ENERGY (ALL STORED ENERGY IRRESPECTVE OF THE ORIGINAL ENERGY SOURCE) | STORAGE - ELECTROCHEMICAL (BATTERIES) | NO | DATA NOT AVAILABLE | DATA NOT AVAILABLE | 49.9 | DATA NOT AVAILABLE | DATA NOT AVAILABLE | DATA NOT AVAILABLE | DATA NOT AVAILABLE | DATA NOT AVAILABLE | DATA NOT AVAILABLE | DATA NOT AVAILABLE | DATA NOT AVAILABLE | DATA NOT AVAILABLE | DATA NOT AVAILABLE | DATA NOT AVAILABLE | DATA NOT AVAILABLE | DATA NOT AVAILABLE | ACCEPTED TO CONNECT | DATA NOT AVAILABLE | DATA NOT AVAILABLE | DATA NOT AVAILABLE | DATA NOT AVAILABLE | DATA NOT AVAILABLE | DATA NOT AVAILABLE | 49.9 | 49.9 | 52.5263 | 55.2905 | 52.526 | 44603 | DATA NOT AVAILABLE | N | DATA NOT AVAILABLE | DATA NOT AVAILABLE | DATA NOT AVAILABLE | DATA NOT AVAILABLE | DATA NOT AVAILABLE | 44617
DATA NOT AVAILABLE | [5 empty] | DATA NOT AVAILABLE | TNEI SERVICES LTD | 99.9MW BATTERY | LAND NORTH OF SHAFTESBURY ROAD | HAWKERS HILL FARM | SHAFTESBURY | DORSET | SP7 9NP | ENGLAND | 385168 | 123811 | MANNINGTON GSP | SHAFTESBURY | DATA NOT AVAILABLE | 132 | SOUTHERN ELECTRIC POWER DISTRIBUTION PLC | STORED ENERGY (ALL STORED ENERGY IRRESPECTVE OF THE ORIGINAL ENERGY SOURCE) | STORAGE - ELECTROCHEMICAL (BATTERIES) | NO | DATA NOT AVAILABLE | DATA NOT AVAILABLE | 99.9 | DATA NOT AVAILABLE | DATA NOT AVAILABLE | DATA NOT AVAILABLE | DATA NOT AVAILABLE | DATA NOT AVAILABLE | DATA NOT AVAILABLE | DATA NOT AVAILABLE | DATA NOT AVAILABLE | DATA NOT AVAILABLE | DATA NOT AVAILABLE | DATA NOT AVAILABLE | DATA NOT AVAILABLE | DATA NOT AVAILABLE | ACCEPTED TO CONNECT | DATA NOT AVAILABLE | DATA NOT AVAILABLE | DATA NOT AVAILABLE | DATA NOT AVAILABLE | DATA NOT AVAILABLE | DATA NOT AVAILABLE | 99.9 | 99.9 | 105.1579 | 105.1579 | 99.9 | 44463 | DATA NOT AVAILABLE | N | DATA NOT AVAILABLE | DATA NOT AVAILABLE | DATA NOT AVAILABLE | DATA NOT AVAILABLE | DATA NOT AVAILABLE | 44495
DATA NOT AVAILABLE | [5 empty] | DATA NOT AVAILABLE | GRIDSERVE EMEA DEPC LTD | READY - FAREHAM 6MW BATTERY/PV - 33KV POC REQUEST | LL300 - FAREHAM NORTH | BOARHUNT ROAD NORTH WALLINGTON | FAREHAM | HAMPSHIRE | PO17 6AJ | ENGLAND | 459178 | 107366 | LOVEDEAN GSP | FAREHAM | HOEFORD | 11 | SOUTHERN ELECTRIC POWER DISTRIBUTION PLC | STORED ENERGY (ALL STORED ENERGY IRRESPECTVE OF THE ORIGINAL ENERGY SOURCE) | STORAGE - ELECTROCHEMICAL (BATTERIES) | NO | DATA NOT AVAILABLE | DATA NOT AVAILABLE | 6.7 | DATA NOT AVAILABLE | DATA NOT AVAILABLE | DATA NOT AVAILABLE | DATA NOT AVAILABLE | DATA NOT AVAILABLE | DATA NOT AVAILABLE | DATA NOT AVAILABLE | DATA NOT AVAILABLE | DATA NOT AVAILABLE | DATA NOT AVAILABLE | DATA NOT AVAILABLE | DATA NOT AVAILABLE | DATA NOT AVAILABLE | ACCEPTED TO CONNECT | DATA NOT AVAILABLE | DATA NOT AVAILABLE | DATA NOT AVAILABLE | DATA NOT AVAILABLE | DATA NOT AVAILABLE | DATA NOT AVAILABLE | 6.7 | 6 | 6.3158 | 6.6474 | 6.315 | 44617 | DATA NOT AVAILABLE | N | DATA NOT AVAILABLE | DATA NOT AVAILABLE | DATA NOT AVAILABLE | DATA NOT AVAILABLE | DATA NOT AVAILABLE | 44644
DATA NOT AVAILABLE | [5 empty] | DATA NOT AVAILABLE | AVON UTILITIES AND GENERATION LTD | 49.9MW BATTERY | DATA NOT AVAILABLE | OVERHILL BESS ABERDEENSHIRE | ABERDEEN | ABERDEENSHIRE | AB51 8YN | SCOTLAND | 368749 | 834910 | ROTHIENORMAN | DATA NOT APPLICABLE | ROTHIENORMAN | 0.4 | SCOTTISH HYDRO ELECTRIC POWER DISTRIBUTION PLC | STORED ENERGY (ALL STORED ENERGY IRRESPECTVE OF THE ORIGINAL ENERGY SOURCE) | STORAGE - ELECTROCHEMICAL (BATTERIES) | NO | DATA NOT AVAILABLE | DATA NOT AVAILABLE | 50 | DATA NOT AVAILABLE | DATA NOT AVAILABLE | DATA NOT AVAILABLE | DATA NOT AVAILABLE | DATA NOT AVAILABLE | DATA NOT AVAILABLE | DATA NOT AVAILABLE | DATA NOT AVAILABLE | DATA NOT AVAILABLE | DATA NOT AVAILABLE | DATA NOT AVAILABLE | DATA NOT AVAILABLE | DATA NOT AVAILABLE | ACCEPTED TO CONNECT | DATA NOT AVAILABLE | DATA NOT AVAILABLE | DATA NOT AVAILABLE | DATA NOT AVAILABLE | DATA NOT AVAILABLE | DATA NOT AVAILABLE | 50 | 49.9 | 52.5263 | 52.5263 | 49.9 | 44447 | DATA NOT AVAILABLE | N | DATA NOT AVAILABLE | DATA NOT AVAILABLE | DATA NOT AVAILABLE | DATA NOT AVAILABLE | DATA NOT AVAILABLE | 44470
DATA NOT AVAILABLE | [5 empty] | DATA NOT AVAILABLE | PENSO POWER LIMITED | MELK 50MW BATTERY | DATA NOT AVAILABLE | STONEHILL CHARLTON | MALMESBURY | WILTSHIRE | SN16 9DX | ENGLAND | 399857 | 189140 | MINETY GSP | DATA NOT AVAILABLE | DATA NOT AVAILABLE | 132 | SOUTHERN ELECTRIC POWER DISTRIBUTION PLC | STORED ENERGY (ALL STORED ENERGY IRRESPECTVE OF THE ORIGINAL ENERGY SOURCE) | STORAGE - ELECTROCHEMICAL (BATTERIES) | NO | DATA NOT AVAILABLE | DATA NOT AVAILABLE | 50 | DATA NOT AVAILABLE | DATA NOT AVAILABLE | DATA NOT AVAILABLE | DATA NOT AVAILABLE | DATA NOT AVAILABLE | DATA NOT AVAILABLE | DATA NOT AVAILABLE | DATA NOT AVAILABLE | DATA NOT AVAILABLE | DATA NOT AVAILABLE | DATA NOT AVAILABLE | DATA NOT AVAILABLE | DATA NOT AVAILABLE | ACCEPTED TO CONNECT | DATA NOT AVAILABLE | DATA NOT AVAILABLE | DATA NOT AVAILABLE | DATA NOT AVAILABLE | DATA NOT AVAILABLE | DATA NOT AVAILABLE | 50 | 50 | 52.6316 | 55.4021 | 52.632 | 44517 | DATA NOT AVAILABLE | N | DATA NOT AVAILABLE | DATA NOT AVAILABLE | DATA NOT AVAILABLE | DATA NOT AVAILABLE | DATA NOT AVAILABLE | 44588
DATA NOT AVAILABLE | [5 empty] | DATA NOT AVAILABLE | RENEWABLE ENERGY SYSTEMS LTD | 49.99MW BATTERY | DRUM FARM ENERGY STORAGE SCHEME | DRUM FARM CHANURA.WIJERATNE@RES-GROUP.COM | KEITH | MORAY | AB55 5NP | SCOTLAND | 344438 | 850697 | KEITH | DATA NOT APPLICABLE | KEITH GRID | 33 | SCOTTISH HYDRO ELECTRIC POWER DISTRIBUTION PLC | STORED ENERGY (ALL STORED ENERGY IRRESPECTVE OF THE ORIGINAL ENERGY SOURCE) | STORAGE - ELECTROCHEMICAL (BATTERIES) | NO | DATA NOT AVAILABLE | DATA NOT AVAILABLE | 76.23 | DATA NOT AVAILABLE | DATA NOT AVAILABLE | DATA NOT AVAILABLE | DATA NOT AVAILABLE | DATA NOT AVAILABLE | DATA NOT AVAILABLE | DATA NOT AVAILABLE | DATA NOT AVAILABLE | DATA NOT AVAILABLE | DATA NOT AVAILABLE | DATA NOT AVAILABLE | DATA NOT AVAILABLE | DATA NOT AVAILABLE | ACCEPTED TO CONNECT | DATA NOT AVAILABLE | DATA NOT AVAILABLE | DATA NOT AVAILABLE | DATA NOT AVAILABLE | DATA NOT AVAILABLE | DATA NOT AVAILABLE | 76.23 | 49.99 | 52.6211 | 52.6211 | 49.99 | 44552 | DATA NOT AVAILABLE | N | DATA NOT AVAILABLE | DATA NOT AVAILABLE | DATA NOT AVAILABLE | DATA NOT AVAILABLE | DATA NOT AVAILABLE | 44588
DATA NOT AVAILABLE | [5 empty] | DATA NOT AVAILABLE | THE GREENSPAN AGENCY LIMITED | BATTERY - 25MW | DATA NOT AVAILABLE | LAND NORTH OF HM COASTGUARD STATION BATTERY POINT, STORNOWAY | WESTERN ISLES | STORNOWAY | HS1 2JF | SCOTLAND | 142583 | 932917 | ARDMORE GRID | DATA NOT APPLICABLE | STORNOWAY GRID | 33 | SCOTTISH HYDRO ELECTRIC POWER DISTRIBUTION PLC | STORED ENERGY (ALL STORED ENERGY IRRESPECTVE OF THE ORIGINAL ENERGY SOURCE) | STORAGE - ELECTROCHEMICAL (BATTERIES) | NO | DATA NOT AVAILABLE | DATA NOT AVAILABLE | 25 | DATA NOT AVAILABLE | DATA NOT AVAILABLE | DATA NOT AVAILABLE | DATA NOT AVAILABLE | DATA NOT AVAILABLE | DATA NOT AVAILABLE | DATA NOT AVAILABLE | DATA NOT AVAILABLE | DATA NOT AVAILABLE | DATA NOT AVAILABLE | DATA NOT AVAILABLE | DATA NOT AVAILABLE | DATA NOT AVAILABLE | ACCEPTED TO CONNECT | DATA NOT AVAILABLE | DATA NOT AVAILABLE | DATA NOT AVAILABLE | DATA NOT AVAILABLE | DATA NOT AVAILABLE | DATA NOT AVAILABLE | 25 | 25 | 26.3158 | 26.3158 | 25 | 44547 | DATA NOT AVAILABLE | N | DATA NOT AVAILABLE | DATA NOT AVAILABLE | DATA NOT AVAILABLE | DATA NOT AVAILABLE | DATA NOT AVAILABLE | 44588
DATA NOT AVAILABLE | [5 empty] | DATA NOT AVAILABLE | SPE ELECTRICAL | READY - 200MW BATTERY | DATA NOT AVAILABLE | LAND ADJACENT TO THE EAST OF CARLETON RD SUNBURY ON THAMES | SUNBURY | SURREY | TW17 8QA | ENGLAND | 508533 | 168306 | LALEHAM | DATA NOT APPLICABLE | LALEHAM | 132 | SOUTHERN ELECTRIC POWER DISTRIBUTION PLC | STORED ENERGY (ALL STORED ENERGY IRRESPECTVE OF THE ORIGINAL ENERGY SOURCE) | STORAGE - ELECTROCHEMICAL (BATTERIES) | NO | DATA NOT AVAILABLE | DATA NOT AVAILABLE | 200 | DATA NOT AVAILABLE | DATA NOT AVAILABLE | DATA NOT AVAILABLE | DATA NOT AVAILABLE | DATA NOT AVAILABLE | DATA NOT AVAILABLE | DATA NOT AVAILABLE | DATA NOT AVAILABLE | DATA NOT AVAILABLE | DATA NOT AVAILABLE | DATA NOT AVAILABLE | DATA NOT AVAILABLE | DATA NOT AVAILABLE | ACCEPTED TO CONNECT | DATA NOT AVAILABLE | DATA NOT AVAILABLE | DATA NOT AVAILABLE | DATA NOT AVAILABLE | DATA NOT AVAILABLE | DATA NOT AVAILABLE | 200 | 200 | 210.5263 | 210.5263 | 200 | 44540 | DATA NOT AVAILABLE | N | DATA NOT AVAILABLE | DATA NOT AVAILABLE | DATA NOT AVAILABLE | DATA NOT AVAILABLE | DATA NOT AVAILABLE | 44588
DATA NOT AVAILABLE | [5 empty] | DATA NOT AVAILABLE | INTELLIGENT LAND INVESTMENTS GROUP PLC | 49.9MW BATTERY | CLAYFORDS ENERGY STORAGE | CLAYFORDS FARM STRICHEN | FRASERBURGH | ABERDEENSHIRE | AB43 6RH | SCOTLAND | 396561 | 854772 | STRICHEN | DATA NOT APPLICABLE | STRICHEN GRID | 33 | SCOTTISH HYDRO ELECTRIC POWER DISTRIBUTION PLC | STORED ENERGY (ALL STORED ENERGY IRRESPECTVE OF THE ORIGINAL ENERGY SOURCE) | STORAGE - ELECTROCHEMICAL (BATTERIES) | NO | DATA NOT AVAILABLE | DATA NOT AVAILABLE | 49.9 | DATA NOT AVAILABLE | DATA NOT AVAILABLE | DATA NOT AVAILABLE | DATA NOT AVAILABLE | DATA NOT AVAILABLE | DATA NOT AVAILABLE | DATA NOT AVAILABLE | DATA NOT AVAILABLE | DATA NOT AVAILABLE | DATA NOT AVAILABLE | DATA NOT AVAILABLE | DATA NOT AVAILABLE | DATA NOT AVAILABLE | ACCEPTED TO CONNECT | DATA NOT AVAILABLE | DATA NOT AVAILABLE | DATA NOT AVAILABLE | DATA NOT AVAILABLE | DATA NOT AVAILABLE | DATA NOT AVAILABLE | 49.9 | 49.9 | 52.5263 | 52.5263 | 49.9 | 44508 | DATA NOT AVAILABLE | N | DATA NOT AVAILABLE | DATA NOT AVAILABLE | DATA NOT AVAILABLE | DATA NOT AVAILABLE | DATA NOT AVAILABLE | 44532
DATA NOT AVAILABLE | [5 empty] | DATA NOT AVAILABLE | THE ENERGY WORKSHOP | 49.9MW BATTERY | BALWYLLO FARM | DATA NOT AVAILABLE | MONTROSE | ANGUS | DD10 9LH | SCOTLAND | 366043 | 758883 | BRIDGE OF DUN | DATA NOT APPLICABLE | BRIDGE OF DUN GRID | 33 | SCOTTISH HYDRO ELECTRIC POWER DISTRIBUTION PLC | STORED ENERGY (ALL STORED ENERGY IRRESPECTVE OF THE ORIGINAL ENERGY SOURCE) | STORAGE - ELECTROCHEMICAL (BATTERIES) | NO | DATA NOT AVAILABLE | DATA NOT AVAILABLE | 49.9 | DATA NOT AVAILABLE | DATA NOT AVAILABLE | DATA NOT AVAILABLE | DATA NOT AVAILABLE | DATA NOT AVAILABLE | DATA NOT AVAILABLE | DATA NOT AVAILABLE | DATA NOT AVAILABLE | DATA NOT AVAILABLE | DATA NOT AVAILABLE | DATA NOT AVAILABLE | DATA NOT AVAILABLE | DATA NOT AVAILABLE | ACCEPTED TO CONNECT | DATA NOT AVAILABLE | DATA NOT AVAILABLE | DATA NOT AVAILABLE | DATA NOT AVAILABLE | DATA NOT AVAILABLE | DATA NOT AVAILABLE | 49.9 | 49.9 | 52.5263 | 52.5263 | 49.9 | 44616 | DATA NOT AVAILABLE | N | DATA NOT AVAILABLE | DATA NOT AVAILABLE | DATA NOT AVAILABLE | DATA NOT AVAILABLE | DATA NOT AVAILABLE | 44644
DATA NOT AVAILABLE | [5 empty] | DATA NOT AVAILABLE | ANESCO LIMITED | 49.9MW BATTERY | DATA NOT AVAILABLE | LAND AT ROTHIENORMAN BADENSCOTH ROTHIENORMAN | INVERURIE | ABERDEENSHIRE | AB51 8XQ | SCOTLAND | 370273 | 838354 | ROTHIENORMAN | DATA NOT APPLICABLE | ROTHIENORMAN | 0.4 | SCOTTISH HYDRO ELECTRIC POWER DISTRIBUTION PLC | STORED ENERGY (ALL STORED ENERGY IRRESPECTVE OF THE ORIGINAL ENERGY SOURCE) | STORAGE - ELECTROCHEMICAL (BATTERIES) | NO | DATA NOT AVAILABLE | DATA NOT AVAILABLE | 57 | DATA NOT AVAILABLE | DATA NOT AVAILABLE | DATA NOT AVAILABLE | DATA NOT AVAILABLE | DATA NOT AVAILABLE | DATA NOT AVAILABLE | DATA NOT AVAILABLE | DATA NOT AVAILABLE | DATA NOT AVAILABLE | DATA NOT AVAILABLE | DATA NOT AVAILABLE | DATA NOT AVAILABLE | DATA NOT AVAILABLE | ACCEPTED TO CONNECT | DATA NOT AVAILABLE | DATA NOT AVAILABLE | DATA NOT AVAILABLE | DATA NOT AVAILABLE | DATA NOT AVAILABLE | DATA NOT AVAILABLE | 57 | 49.9 | 52.5263 | 52.5263 | 49.9 | 44588 | DATA NOT AVAILABLE | N | DATA NOT AVAILABLE | DATA NOT AVAILABLE | DATA NOT AVAILABLE | DATA NOT AVAILABLE | DATA NOT AVAILABLE | 44617
DATA NOT AVAILABLE | [5 empty] | DATA NOT AVAILABLE | RELIAGEN ELECTRIC LTD | READY - 50MW BATTERY | DATA NOT AVAILABLE | NORTH SIDE OF LONDON ROAD | STAINES | SURREY | TW18 4JJ | ENGLAND | 504851 | 172171 | LALEHAM | STAINES | DATA NOT AVAILABLE | EHV | SOUTHERN ELECTRIC POWER DISTRIBUTION PLC | STORED ENERGY (ALL STORED ENERGY IRRESPECTVE OF THE ORIGINAL ENERGY SOURCE) | STORAGE - ELECTROCHEMICAL (BATTERIES) | NO | DATA NOT AVAILABLE | DATA NOT AVAILABLE | 50 | DATA NOT AVAILABLE | DATA NOT AVAILABLE | DATA NOT AVAILABLE | DATA NOT AVAILABLE | DATA NOT AVAILABLE | DATA NOT AVAILABLE | DATA NOT AVAILABLE | DATA NOT AVAILABLE | DATA NOT AVAILABLE | DATA NOT AVAILABLE | DATA NOT AVAILABLE | DATA NOT AVAILABLE | DATA NOT AVAILABLE | ACCEPTED TO CONNECT | DATA NOT AVAILABLE | DATA NOT AVAILABLE | DATA NOT AVAILABLE | DATA NOT AVAILABLE | DATA NOT AVAILABLE | DATA NOT AVAILABLE | 50 | 50 | 52.6316 | 55.4021 | 52.632 | 44712 | DATA NOT AVAILABLE | N | DATA NOT AVAILABLE | DATA NOT AVAILABLE | DATA NOT AVAILABLE | DATA NOT AVAILABLE | DATA NOT AVAILABLE | 44748
DATA NOT AVAILABLE | [5 empty] | DATA NOT AVAILABLE | CONRAD ENERGY (DEVELOPMENTS) II LIMITED | 49.9MW BATTERY | NORTH LEYLODGE | KINTORE | INVERURIE | ABERDEENSHIRE | AB51 0XY | SCOTLAND | 377050 | 813631 | KINTORE | DATA NOT APPLICABLE | KINTORE GRID | 33 | SCOTTISH HYDRO ELECTRIC POWER DISTRIBUTION PLC | STORED ENERGY (ALL STORED ENERGY IRRESPECTVE OF THE ORIGINAL ENERGY SOURCE) | STORAGE - ELECTROCHEMICAL (BATTERIES) | NO | DATA NOT AVAILABLE | DATA NOT AVAILABLE | 49.9 | DATA NOT AVAILABLE | DATA NOT AVAILABLE | DATA NOT AVAILABLE | DATA NOT AVAILABLE | DATA NOT AVAILABLE | DATA NOT AVAILABLE | DATA NOT AVAILABLE | DATA NOT AVAILABLE | DATA NOT AVAILABLE | DATA NOT AVAILABLE | DATA NOT AVAILABLE | DATA NOT AVAILABLE | DATA NOT AVAILABLE | ACCEPTED TO CONNECT | DATA NOT AVAILABLE | DATA NOT AVAILABLE | DATA NOT AVAILABLE | DATA NOT AVAILABLE | DATA NOT AVAILABLE | DATA NOT AVAILABLE | 49.9 | 49.9 | 52.5263 | 52.5263 | 49.9 | 44630 | DATA NOT AVAILABLE | N | DATA NOT AVAILABLE | DATA NOT AVAILABLE | DATA NOT AVAILABLE | DATA NOT AVAILABLE | DATA NOT AVAILABLE | 44644
DATA NOT AVAILABLE | [5 empty] | DATA NOT AVAILABLE | XRENEWABLE LIMITED | CEANNACROC BESS | CEANNACROC STATION, CEANNACROC ESTATE BESS | CEANNACROC GLENMORISTON | INVERNESS | HIGHLAND | IV63 7YN | SCOTLAND | 227912 | 812485 | CEANNACROC | DATA NOT APPLICABLE | CEANNACROC GRID | 33 | SCOTTISH HYDRO ELECTRIC POWER DISTRIBUTION PLC | STORED ENERGY (ALL STORED ENERGY IRRESPECTVE OF THE ORIGINAL ENERGY SOURCE) | STORAGE - ELECTROCHEMICAL (BATTERIES) | NO | DATA NOT AVAILABLE | DATA NOT AVAILABLE | 52.8 | DATA NOT AVAILABLE | DATA NOT AVAILABLE | DATA NOT AVAILABLE | DATA NOT AVAILABLE | DATA NOT AVAILABLE | DATA NOT AVAILABLE | DATA NOT AVAILABLE | DATA NOT AVAILABLE | DATA NOT AVAILABLE | DATA NOT AVAILABLE | DATA NOT AVAILABLE | DATA NOT AVAILABLE | DATA NOT AVAILABLE | ACCEPTED TO CONNECT | DATA NOT AVAILABLE | DATA NOT AVAILABLE | DATA NOT AVAILABLE | DATA NOT AVAILABLE | DATA NOT AVAILABLE | DATA NOT AVAILABLE | 52.8 | 50 | 52.6316 | 55.4011 | 52.631 | 44999 | DATA NOT AVAILABLE | N | DATA NOT AVAILABLE | DATA NOT AVAILABLE | DATA NOT AVAILABLE | DATA NOT AVAILABLE | DATA NOT AVAILABLE | 45022
DATA NOT AVAILABLE | [5 empty] | DATA NOT AVAILABLE | GEW2 LTD | 60MW BESS RESTRICTED TO 50MW | RIGIFA FARM | NIGG | ABERDEEN | ABERDEENSHIRE | AB12 3LR | SCOTLAND | 395041 | 800247 | REDMOSS | DATA NOT APPLICABLE | REDMOSS GRID | 33 | SCOTTISH HYDRO ELECTRIC POWER DISTRIBUTION PLC | STORED ENERGY (ALL STORED ENERGY IRRESPECTVE OF THE ORIGINAL ENERGY SOURCE) | STORAGE - ELECTROCHEMICAL (BATTERIES) | NO | DATA NOT AVAILABLE | DATA NOT AVAILABLE | 60 | DATA NOT AVAILABLE | DATA NOT AVAILABLE | DATA NOT AVAILABLE | DATA NOT AVAILABLE | DATA NOT AVAILABLE | DATA NOT AVAILABLE | DATA NOT AVAILABLE | DATA NOT AVAILABLE | DATA NOT AVAILABLE | DATA NOT AVAILABLE | DATA NOT AVAILABLE | DATA NOT AVAILABLE | DATA NOT AVAILABLE | ACCEPTED TO CONNECT | DATA NOT AVAILABLE | DATA NOT AVAILABLE | DATA NOT AVAILABLE | DATA NOT AVAILABLE | DATA NOT AVAILABLE | DATA NOT AVAILABLE | 60 | 50 | 52.6316 | 53.6842 | 51 | 44656 | DATA NOT AVAILABLE | N | DATA NOT AVAILABLE | DATA NOT AVAILABLE | DATA NOT AVAILABLE | DATA NOT AVAILABLE | DATA NOT AVAILABLE | 44685
DATA NOT AVAILABLE | [5 empty] | DATA NOT AVAILABLE | NEWTON ENERGI LTD | READY - 125.28MW BATTERY | VOX NEWMAN TWO BATTERY BANK | DEREHAMS FARM LOUDWATER | HIGH WYCOMBE | BUCKINGHAMSHIRE | HP10 9RR | ENGLAND | 490531 | 191093 | AMERSHAM | DATA NOT AVAILABLE | DATA NOT AVAILABLE | 132 | SOUTHERN ELECTRIC POWER DISTRIBUTION PLC | STORED ENERGY (ALL STORED ENERGY IRRESPECTVE OF THE ORIGINAL ENERGY SOURCE) | STORAGE - ELECTROCHEMICAL (BATTERIES) | NO | DATA NOT AVAILABLE | DATA NOT AVAILABLE | 125.3 | DATA NOT AVAILABLE | DATA NOT AVAILABLE | DATA NOT AVAILABLE | DATA NOT AVAILABLE | DATA NOT AVAILABLE | DATA NOT AVAILABLE | DATA NOT AVAILABLE | DATA NOT AVAILABLE | DATA NOT AVAILABLE | DATA NOT AVAILABLE | DATA NOT AVAILABLE | DATA NOT AVAILABLE | DATA NOT AVAILABLE | ACCEPTED TO CONNECT | DATA NOT AVAILABLE | DATA NOT AVAILABLE | DATA NOT AVAILABLE | DATA NOT AVAILABLE | DATA NOT AVAILABLE | DATA NOT AVAILABLE | 125.3 | 125.3 | 131.8947 | 138.2105 | 131.3 | 44683 | DATA NOT AVAILABLE | N | DATA NOT AVAILABLE | DATA NOT AVAILABLE | DATA NOT AVAILABLE | DATA NOT AVAILABLE | DATA NOT AVAILABLE | 44719
DATA NOT AVAILABLE | [5 empty] | DATA NOT AVAILABLE | ROADNIGHT TAYLOR LTD | 99.9MW BESS | DATA NOT AVAILABLE | LAND AT UPTON LANE | SOUTHAMPTON | HAMPSHIRE | SO16 0XY | ENGLAND | 437161 | 116729 | NURSLING GSP | ROWNHAMS | ROWNHAM | 33 | SOUTHERN ELECTRIC POWER DISTRIBUTION PLC | STORED ENERGY (ALL STORED ENERGY IRRESPECTVE OF THE ORIGINAL ENERGY SOURCE) | STORAGE - ELECTROCHEMICAL (BATTERIES) | NO | DATA NOT AVAILABLE | DATA NOT AVAILABLE | 110.8 | DATA NOT AVAILABLE | DATA NOT AVAILABLE | DATA NOT AVAILABLE | DATA NOT AVAILABLE | DATA NOT AVAILABLE | DATA NOT AVAILABLE | DATA NOT AVAILABLE | DATA NOT AVAILABLE | DATA NOT AVAILABLE | DATA NOT AVAILABLE | DATA NOT AVAILABLE | DATA NOT AVAILABLE | DATA NOT AVAILABLE | ACCEPTED TO CONNECT | DATA NOT AVAILABLE | DATA NOT AVAILABLE | DATA NOT AVAILABLE | DATA NOT AVAILABLE | DATA NOT AVAILABLE | DATA NOT AVAILABLE | 110.8 | 99.9 | 105.1579 | 122.7368 | 116.6 | 45609 | DATA NOT AVAILABLE | N | DATA NOT AVAILABLE | DATA NOT AVAILABLE | DATA NOT AVAILABLE | DATA NOT AVAILABLE | DATA NOT AVAILABLE | 44748
DATA NOT AVAILABLE | [5 empty] | DATA NOT AVAILABLE | FLEXION ENERGY UK STORAGE LTD | AUTH | FRASERBURGH BATTERY PARK | LAND AT HILLHEAD | FRASERBURGH | ABERDEENSHIRE | AB43 7BL | SCOTLAND | 397438 | 865540 | FRASERBURGH | DATA NOT APPLICABLE | FRASERBURGH GRID | 33 | SCOTTISH HYDRO ELECTRIC POWER DISTRIBUTION PLC | STORED ENERGY (ALL STORED ENERGY IRRESPECTVE OF THE ORIGINAL ENERGY SOURCE) | STORAGE - ELECTROCHEMICAL (BATTERIES) | NO | DATA NOT AVAILABLE | DATA NOT AVAILABLE | 48.29 | DATA NOT AVAILABLE | DATA NOT AVAILABLE | DATA NOT AVAILABLE | DATA NOT AVAILABLE | DATA NOT AVAILABLE | DATA NOT AVAILABLE | DATA NOT AVAILABLE | DATA NOT AVAILABLE | DATA NOT AVAILABLE | DATA NOT AVAILABLE | DATA NOT AVAILABLE | DATA NOT AVAILABLE | DATA NOT AVAILABLE | ACCEPTED TO CONNECT | DATA NOT AVAILABLE | DATA NOT AVAILABLE | DATA NOT AVAILABLE | DATA NOT AVAILABLE | DATA NOT AVAILABLE | DATA NOT AVAILABLE | 48.29 | 40 | 42.1053 | 44.3211 | 42.105 | 44671 | DATA NOT AVAILABLE | N | DATA NOT AVAILABLE | DATA NOT AVAILABLE | DATA NOT AVAILABLE | DATA NOT AVAILABLE | DATA NOT AVAILABLE | 44719
DATA NOT AVAILABLE | [5 empty] | DATA NOT AVAILABLE | GEW2 LTD | READY - 100MW BESS | UPPER STUDLEY FARM | SWINDON ROAD UPPER STUDLEY | SWINDON | WILTSHIRE | DATA NOT AVAILABLE | ENGLAND | DATA NOT AVAILABLE | DATA NOT AVAILABLE | DATA NOT AVAILABLE | DATA NOT AVAILABLE | DATA NOT AVAILABLE | 132 | SOUTHERN ELECTRIC POWER DISTRIBUTION PLC | STORED ENERGY (ALL STORED ENERGY IRRESPECTVE OF THE ORIGINAL ENERGY SOURCE) | STORAGE - ELECTROCHEMICAL (BATTERIES) | NO | DATA NOT AVAILABLE | DATA NOT AVAILABLE | 95 | DATA NOT AVAILABLE | DATA NOT AVAILABLE | DATA NOT AVAILABLE | DATA NOT AVAILABLE | DATA NOT AVAILABLE | DATA NOT AVAILABLE | DATA NOT AVAILABLE | DATA NOT AVAILABLE | DATA NOT AVAILABLE | DATA NOT AVAILABLE | DATA NOT AVAILABLE | DATA NOT AVAILABLE | DATA NOT AVAILABLE | ACCEPTED TO CONNECT | DATA NOT AVAILABLE | DATA NOT AVAILABLE | DATA NOT AVAILABLE | DATA NOT AVAILABLE | DATA NOT AVAILABLE | DATA NOT AVAILABLE | 95 | 95 | 100 | 105.2632 | 100 | 44678 | DATA NOT AVAILABLE | N | DATA NOT AVAILABLE | DATA NOT AVAILABLE | DATA NOT AVAILABLE | DATA NOT AVAILABLE | DATA NOT AVAILABLE | 44719
DATA NOT AVAILABLE | [5 empty] | DATA NOT AVAILABLE | CONRAD ENERGY (DEVELOPMENTS) II LIMITED | READY - 25.3MW BATTERY | LAND WITH TITLE NUMBER WT87379 | AT NORRINGTON LANE SHAW | MELKSHAM | WILTSHIRE | SN12 8LT | ENGLAND | 388400 | 165094 | MELKSHAM GSP | NORRINGTON | NORRINGTON | EHV | SOUTHERN ELECTRIC POWER DISTRIBUTION PLC | STORED ENERGY (ALL STORED ENERGY IRRESPECTVE OF THE ORIGINAL ENERGY SOURCE) | STORAGE - ELECTROCHEMICAL (BATTERIES) | NO | DATA NOT AVAILABLE | DATA NOT AVAILABLE | 25.3 | DATA NOT AVAILABLE | DATA NOT AVAILABLE | DATA NOT AVAILABLE | DATA NOT AVAILABLE | DATA NOT AVAILABLE | DATA NOT AVAILABLE | DATA NOT AVAILABLE | DATA NOT AVAILABLE | DATA NOT AVAILABLE | DATA NOT AVAILABLE | DATA NOT AVAILABLE | DATA NOT AVAILABLE | DATA NOT AVAILABLE | ACCEPTED TO CONNECT | DATA NOT AVAILABLE | DATA NOT AVAILABLE | DATA NOT AVAILABLE | DATA NOT AVAILABLE | DATA NOT AVAILABLE | DATA NOT AVAILABLE | 25.3 | 25.3 | 26.6316 | 28 | 26.6 | 44687 | DATA NOT AVAILABLE | N | DATA NOT AVAILABLE | DATA NOT AVAILABLE | DATA NOT AVAILABLE | DATA NOT AVAILABLE | DATA NOT AVAILABLE | 44719
DATA NOT AVAILABLE | [5 empty] | DATA NOT AVAILABLE | DATA NOT AVAILABLE | 49.9MW BATTERY | KINNUDIE FARM | DATA NOT AVAILABLE | NAIRN | HIGHLAND | IV12 5QF | SCOTLAND | 290215 | 856324 | NAIRN | DATA NOT APPLICABLE | NAIRN GRID | 33 | SCOTTISH HYDRO ELECTRIC POWER DISTRIBUTION PLC | STORED ENERGY (ALL STORED ENERGY IRRESPECTVE OF THE ORIGINAL ENERGY SOURCE) | STORAGE - ELECTROCHEMICAL (BATTERIES) | NO | DATA NOT AVAILABLE | DATA NOT AVAILABLE | 51.114 | DATA NOT AVAILABLE | DATA NOT AVAILABLE | DATA NOT AVAILABLE | DATA NOT AVAILABLE | DATA NOT AVAILABLE | DATA NOT AVAILABLE | DATA NOT AVAILABLE | DATA NOT AVAILABLE | DATA NOT AVAILABLE | DATA NOT AVAILABLE | DATA NOT AVAILABLE | DATA NOT AVAILABLE | DATA NOT AVAILABLE | ACCEPTED TO CONNECT | DATA NOT AVAILABLE | DATA NOT AVAILABLE | DATA NOT AVAILABLE | DATA NOT AVAILABLE | DATA NOT AVAILABLE | DATA NOT AVAILABLE | 51.114 | 49.9 | 52.5263 | 52.5263 | 49.9 | 44677 | DATA NOT AVAILABLE | N | DATA NOT AVAILABLE | DATA NOT AVAILABLE | DATA NOT AVAILABLE | DATA NOT AVAILABLE | DATA NOT AVAILABLE | 44719
DATA NOT AVAILABLE | [5 empty] | DATA NOT AVAILABLE | ANESCO LTD | 29.4MW BATTERY | NAIRN BESS | HOUSEHILL | NAIRN | HIGHLAND | IV12 5HY | SCOTLAND | 291560 | 854364 | NAIRN | DATA NOT APPLICABLE | NAIRN GRID | 33 | SCOTTISH HYDRO ELECTRIC POWER DISTRIBUTION PLC | STORED ENERGY (ALL STORED ENERGY IRRESPECTVE OF THE ORIGINAL ENERGY SOURCE) | STORAGE - ELECTROCHEMICAL (BATTERIES) | NO | DATA NOT AVAILABLE | DATA NOT AVAILABLE | 29.36 | DATA NOT AVAILABLE | DATA NOT AVAILABLE | DATA NOT AVAILABLE | DATA NOT AVAILABLE | DATA NOT AVAILABLE | DATA NOT AVAILABLE | DATA NOT AVAILABLE | DATA NOT AVAILABLE | DATA NOT AVAILABLE | DATA NOT AVAILABLE | DATA NOT AVAILABLE | DATA NOT AVAILABLE | DATA NOT AVAILABLE | ACCEPTED TO CONNECT | DATA NOT AVAILABLE | DATA NOT AVAILABLE | DATA NOT AVAILABLE | DATA NOT AVAILABLE | DATA NOT AVAILABLE | DATA NOT AVAILABLE | 29.36 | 29.36 | 30.9053 | 30.9474 | 29.4 | 44798 | DATA NOT AVAILABLE | N | DATA NOT AVAILABLE | DATA NOT AVAILABLE | DATA NOT AVAILABLE | DATA NOT AVAILABLE | DATA NOT AVAILABLE | 44811
DATA NOT AVAILABLE | [5 empty] | DATA NOT AVAILABLE | BSR APPLICATIONS LIMITED | AUTH - IM - 70MW BATTERY | DATA NOT AVAILABLE | LAND AT FROG LANE LITTLE LONDON TADLEY | BASINGSTOKE | HAMPSHIRE | RG26 5EW | ENGLAND | 462323 | 160205 | BRAMLEY (BASI) | DATA NOT AVAILABLE | DATA NOT AVAILABLE | 132 | SOUTHERN ELECTRIC POWER DISTRIBUTION PLC | STORED ENERGY (ALL STORED ENERGY IRRESPECTVE OF THE ORIGINAL ENERGY SOURCE) | STORAGE - ELECTROCHEMICAL (BATTERIES) | NO | DATA NOT AVAILABLE | DATA NOT AVAILABLE | 70 | DATA NOT AVAILABLE | DATA NOT AVAILABLE | DATA NOT AVAILABLE | DATA NOT AVAILABLE | DATA NOT AVAILABLE | DATA NOT AVAILABLE | DATA NOT AVAILABLE | DATA NOT AVAILABLE | DATA NOT AVAILABLE | DATA NOT AVAILABLE | DATA NOT AVAILABLE | DATA NOT AVAILABLE | DATA NOT AVAILABLE | ACCEPTED TO CONNECT | DATA NOT AVAILABLE | DATA NOT AVAILABLE | DATA NOT AVAILABLE | DATA NOT AVAILABLE | DATA NOT AVAILABLE | DATA NOT AVAILABLE | 70 | 70 | 73.6842 | 77.6842 | 73.8 | 44664 | DATA NOT AVAILABLE | N | DATA NOT AVAILABLE | DATA NOT AVAILABLE | DATA NOT AVAILABLE | DATA NOT AVAILABLE | DATA NOT AVAILABLE | 44685
DATA NOT AVAILABLE | [5 empty] | DATA NOT AVAILABLE | HYDROCK CONSULTANTS LIMITED | 50MW BATTERY STORAGE | DRUMORE FARM | EVANTON | DINGWALL | HIGHLAND | IV16 9XA | SCOTLAND | 257452 | 865689 | ALNESS | DATA NOT APPLICABLE | ALNESS GRID | 33 | SCOTTISH HYDRO ELECTRIC POWER DISTRIBUTION PLC | STORED ENERGY (ALL STORED ENERGY IRRESPECTVE OF THE ORIGINAL ENERGY SOURCE) | STORAGE - ELECTROCHEMICAL (BATTERIES) | NO | DATA NOT AVAILABLE | DATA NOT AVAILABLE | 56.14 | DATA NOT AVAILABLE | DATA NOT AVAILABLE | DATA NOT AVAILABLE | DATA NOT AVAILABLE | DATA NOT AVAILABLE | DATA NOT AVAILABLE | DATA NOT AVAILABLE | DATA NOT AVAILABLE | DATA NOT AVAILABLE | DATA NOT AVAILABLE | DATA NOT AVAILABLE | DATA NOT AVAILABLE | DATA NOT AVAILABLE | ACCEPTED TO CONNECT | DATA NOT AVAILABLE | DATA NOT AVAILABLE | DATA NOT AVAILABLE | DATA NOT AVAILABLE | DATA NOT AVAILABLE | DATA NOT AVAILABLE | 56.14 | 50 | 52.6316 | 52.6316 | 50 | 44655 | DATA NOT AVAILABLE | N | DATA NOT AVAILABLE | DATA NOT AVAILABLE | DATA NOT AVAILABLE | DATA NOT AVAILABLE | DATA NOT AVAILABLE | 44685
DATA NOT AVAILABLE | [5 empty] | DATA NOT AVAILABLE | DATA NOT AVAILABLE | 49.9MW BATTERY | THURSO BESS | STAINLAND FARM | THURSO | HIGHLAND | KW14 8SW | SCOTLAND | 316584 | 966176 | THURSO SOUTH GRID | DATA NOT APPLICABLE | THURSO SOUTH GRID | 33 | SCOTTISH HYDRO ELECTRIC POWER DISTRIBUTION PLC | STORED ENERGY (ALL STORED ENERGY IRRESPECTVE OF THE ORIGINAL ENERGY SOURCE) | STORAGE - ELECTROCHEMICAL (BATTERIES) | NO | DATA NOT AVAILABLE | DATA NOT AVAILABLE | 49.9 | DATA NOT AVAILABLE | DATA NOT AVAILABLE | DATA NOT AVAILABLE | DATA NOT AVAILABLE | DATA NOT AVAILABLE | DATA NOT AVAILABLE | DATA NOT AVAILABLE | DATA NOT AVAILABLE | DATA NOT AVAILABLE | DATA NOT AVAILABLE | DATA NOT AVAILABLE | DATA NOT AVAILABLE | DATA NOT AVAILABLE | ACCEPTED TO CONNECT | DATA NOT AVAILABLE | DATA NOT AVAILABLE | DATA NOT AVAILABLE | DATA NOT AVAILABLE | DATA NOT AVAILABLE | DATA NOT AVAILABLE | 49.9 | 49.9 | 52.5263 | 52.5263 | 49.9 | 44712 | DATA NOT AVAILABLE | N | DATA NOT AVAILABLE | DATA NOT AVAILABLE | DATA NOT AVAILABLE | DATA NOT AVAILABLE | DATA NOT AVAILABLE | 44748
DATA NOT AVAILABLE | [5 empty] | DATA NOT AVAILABLE | FLEXION ENERGY UK STORAGE LTD | 45MW BATTERY | LAND TO THE WEST OF | ELECTRICITY SUBSTATION ARDNADAM ROAD | DUNOON | ARGYLL AND BUTE | PA23 8PN | SCOTLAND | 216317 | 680073 | DUNOON | DATA NOT APPLICABLE | DUNOON GRID | 33 | SCOTTISH HYDRO ELECTRIC POWER DISTRIBUTION PLC | STORED ENERGY (ALL STORED ENERGY IRRESPECTVE OF THE ORIGINAL ENERGY SOURCE) | STORAGE - ELECTROCHEMICAL (BATTERIES) | NO | DATA NOT AVAILABLE | DATA NOT AVAILABLE | 52.68 | DATA NOT AVAILABLE | DATA NOT AVAILABLE | DATA NOT AVAILABLE | DATA NOT AVAILABLE | DATA NOT AVAILABLE | DATA NOT AVAILABLE | DATA NOT AVAILABLE | DATA NOT AVAILABLE | DATA NOT AVAILABLE | DATA NOT AVAILABLE | DATA NOT AVAILABLE | DATA NOT AVAILABLE | DATA NOT AVAILABLE | ACCEPTED TO CONNECT | DATA NOT AVAILABLE | DATA NOT AVAILABLE | DATA NOT AVAILABLE | DATA NOT AVAILABLE | DATA NOT AVAILABLE | DATA NOT AVAILABLE | 52.68 | 45 | 47.3684 | 47.3684 | 45 | 44678 | DATA NOT AVAILABLE | N | DATA NOT AVAILABLE | DATA NOT AVAILABLE | DATA NOT AVAILABLE | DATA NOT AVAILABLE | DATA NOT AVAILABLE | 44719
DATA NOT AVAILABLE | [5 empty] | DATA NOT AVAILABLE | FAIRWAYS BATTERY STORAGE LTD | DONT SEND - NEEDS AUTHORISED | FAIRWAYS INVERNESS LTD | FAIRWAYS GOLF FAIRWAYS | INVERNESS | HIGHLAND | IV2 6AA | SCOTLAND | 267424 | 842560 | INVERNESS | DATA NOT APPLICABLE | INVERNESS GRID | 33 | SCOTTISH HYDRO ELECTRIC POWER DISTRIBUTION PLC | STORED ENERGY (ALL STORED ENERGY IRRESPECTVE OF THE ORIGINAL ENERGY SOURCE) | STORAGE - ELECTROCHEMICAL (BATTERIES) | NO | DATA NOT AVAILABLE | DATA NOT AVAILABLE | 50 | DATA NOT AVAILABLE | DATA NOT AVAILABLE | DATA NOT AVAILABLE | DATA NOT AVAILABLE | DATA NOT AVAILABLE | DATA NOT AVAILABLE | DATA NOT AVAILABLE | DATA NOT AVAILABLE | DATA NOT AVAILABLE | DATA NOT AVAILABLE | DATA NOT AVAILABLE | DATA NOT AVAILABLE | DATA NOT AVAILABLE | ACCEPTED TO CONNECT | DATA NOT AVAILABLE | DATA NOT AVAILABLE | DATA NOT AVAILABLE | DATA NOT AVAILABLE | DATA NOT AVAILABLE | DATA NOT AVAILABLE | 50 | 49.9 | 52.5263 | 52.5263 | 49.9 | 44725 | DATA NOT AVAILABLE | N | DATA NOT AVAILABLE | DATA NOT AVAILABLE | DATA NOT AVAILABLE | DATA NOT AVAILABLE | DATA NOT AVAILABLE | 44748
DATA NOT AVAILABLE | [5 empty] | DATA NOT AVAILABLE | HYDROCK CONSULTANTS LIMITED | 49.9MW BATTERY STORAGE | DATA NOT AVAILABLE | DATA NOT AVAILABLE | DUNDEE | ANGUS | DD3 0QH | SCOTLAND | 335368 | 735763 | LYNDHURST | DATA NOT APPLICABLE | LYNDHURST GRID | 33 | SCOTTISH HYDRO ELECTRIC POWER DISTRIBUTION PLC | STORED ENERGY (ALL STORED ENERGY IRRESPECTVE OF THE ORIGINAL ENERGY SOURCE) | STORAGE - ELECTROCHEMICAL (BATTERIES) | NO | DATA NOT AVAILABLE | DATA NOT AVAILABLE | 49.9 | DATA NOT AVAILABLE | DATA NOT AVAILABLE | DATA NOT AVAILABLE | DATA NOT AVAILABLE | DATA NOT AVAILABLE | DATA NOT AVAILABLE | DATA NOT AVAILABLE | DATA NOT AVAILABLE | DATA NOT AVAILABLE | DATA NOT AVAILABLE | DATA NOT AVAILABLE | DATA NOT AVAILABLE | DATA NOT AVAILABLE | ACCEPTED TO CONNECT | DATA NOT AVAILABLE | DATA NOT AVAILABLE | DATA NOT AVAILABLE | DATA NOT AVAILABLE | DATA NOT AVAILABLE | DATA NOT AVAILABLE | 49.9 | 49.9 | 52.5263 | 55.2905 | 52.526 | 44777 | DATA NOT AVAILABLE | N | DATA NOT AVAILABLE | DATA NOT AVAILABLE | DATA NOT AVAILABLE | DATA NOT AVAILABLE | DATA NOT AVAILABLE | 44811
DATA NOT AVAILABLE | [5 empty] | DATA NOT AVAILABLE | STERLING POWER UTILITIES | READY LEAFIELD BATTERY | LEAFIELD | MONKS LANE | CORSHAM | WILTSHIRE | SN13 9PH | ENGLAND | 387686 | 168555 | MELKSHAM GSP | NORRINGTON | DATA NOT AVAILABLE | EHV | SOUTHERN ELECTRIC POWER DISTRIBUTION PLC | STORED ENERGY (ALL STORED ENERGY IRRESPECTVE OF THE ORIGINAL ENERGY SOURCE) | STORAGE - ELECTROCHEMICAL (BATTERIES) | NO | DATA NOT AVAILABLE | DATA NOT AVAILABLE | 20 | DATA NOT AVAILABLE | DATA NOT AVAILABLE | DATA NOT AVAILABLE | DATA NOT AVAILABLE | DATA NOT AVAILABLE | DATA NOT AVAILABLE | DATA NOT AVAILABLE | DATA NOT AVAILABLE | DATA NOT AVAILABLE | DATA NOT AVAILABLE | DATA NOT AVAILABLE | DATA NOT AVAILABLE | DATA NOT AVAILABLE | ACCEPTED TO CONNECT | DATA NOT AVAILABLE | DATA NOT AVAILABLE | DATA NOT AVAILABLE | DATA NOT AVAILABLE | DATA NOT AVAILABLE | DATA NOT AVAILABLE | 20 | 20 | 21.0526 | 21.0526 | 20 | 44949 | DATA NOT AVAILABLE | N | DATA NOT AVAILABLE | DATA NOT AVAILABLE | DATA NOT AVAILABLE | DATA NOT AVAILABLE | DATA NOT AVAILABLE | 44959
DATA NOT AVAILABLE | [5 empty] | DATA NOT AVAILABLE | ECO-ECONOMIX | BASING ROAD BATTERY STORAGE - 20MW | FIELD SITE | BASING ROAD | BASINGSTOKE | HAMPSHIRE | RG24 7AN | ENGLAND | 465284 | 152735 | BRAMLEY (BASI) | BASINGSTOKE | DATA NOT AVAILABLE | EHV | SOUTHERN ELECTRIC POWER DISTRIBUTION PLC | STORED ENERGY (ALL STORED ENERGY IRRESPECTVE OF THE ORIGINAL ENERGY SOURCE) | STORAGE - ELECTROCHEMICAL (BATTERIES) | NO | DATA NOT AVAILABLE | DATA NOT AVAILABLE | 20 | DATA NOT AVAILABLE | DATA NOT AVAILABLE | DATA NOT AVAILABLE | DATA NOT AVAILABLE | DATA NOT AVAILABLE | DATA NOT AVAILABLE | DATA NOT AVAILABLE | DATA NOT AVAILABLE | DATA NOT AVAILABLE | DATA NOT AVAILABLE | DATA NOT AVAILABLE | DATA NOT AVAILABLE | DATA NOT AVAILABLE | ACCEPTED TO CONNECT | DATA NOT AVAILABLE | DATA NOT AVAILABLE | DATA NOT AVAILABLE | DATA NOT AVAILABLE | DATA NOT AVAILABLE | DATA NOT AVAILABLE | 20 | 20 | 21.0526 | 22.1611 | 21.053 | 44601 | DATA NOT AVAILABLE | N | DATA NOT AVAILABLE | DATA NOT AVAILABLE | DATA NOT AVAILABLE | DATA NOT AVAILABLE | DATA NOT AVAILABLE | 44617
DATA NOT AVAILABLE | [5 empty] | DATA NOT AVAILABLE | VITAL ENERGI SOLUTIONS LIMITED | 49.9MW ENERY STORAGE | MIDMILL GASHOLDER STATION | PITKERRO ROAD | DUNDEE | ANGUS | DD4 8HA | SCOTLAND | 342671 | 732845 | MILTON OF CRAIGIE | DATA NOT APPLICABLE | MILTON OF CRAIGIE GRID | 33 | SCOTTISH HYDRO ELECTRIC POWER DISTRIBUTION PLC | STORED ENERGY (ALL STORED ENERGY IRRESPECTVE OF THE ORIGINAL ENERGY SOURCE) | STORAGE - ELECTROCHEMICAL (BATTERIES) | NO | DATA NOT AVAILABLE | DATA NOT AVAILABLE | 49.9 | DATA NOT AVAILABLE | DATA NOT AVAILABLE | DATA NOT AVAILABLE | DATA NOT AVAILABLE | DATA NOT AVAILABLE | DATA NOT AVAILABLE | DATA NOT AVAILABLE | DATA NOT AVAILABLE | DATA NOT AVAILABLE | DATA NOT AVAILABLE | DATA NOT AVAILABLE | DATA NOT AVAILABLE | DATA NOT AVAILABLE | ACCEPTED TO CONNECT | DATA NOT AVAILABLE | DATA NOT AVAILABLE | DATA NOT AVAILABLE | DATA NOT AVAILABLE | DATA NOT AVAILABLE | DATA NOT AVAILABLE | 49.9 | 49.9 | 52.5263 | 52.5263 | 49.9 | 44777 | DATA NOT AVAILABLE | N | DATA NOT AVAILABLE | DATA NOT AVAILABLE | DATA NOT AVAILABLE | DATA NOT AVAILABLE | DATA NOT AVAILABLE | 44811
DATA NOT AVAILABLE | [5 empty] | DATA NOT AVAILABLE | VITAL ENERGI SOLUTIONS LIMITED | 49.9MW BATTERY STORAGE | CARSVIEW ROAD | DATA NOT AVAILABLE | FORFAR | ANGUS | DD8 3BT | SCOTLAND | 346083 | 751661 | LUNANHEAD | DATA NOT APPLICABLE | LUNANHEAD GRID | 33 | SCOTTISH HYDRO ELECTRIC POWER DISTRIBUTION PLC | STORED ENERGY (ALL STORED ENERGY IRRESPECTVE OF THE ORIGINAL ENERGY SOURCE) | STORAGE - ELECTROCHEMICAL (BATTERIES) | NO | DATA NOT AVAILABLE | DATA NOT AVAILABLE | 49.9 | DATA NOT AVAILABLE | DATA NOT AVAILABLE | DATA NOT AVAILABLE | DATA NOT AVAILABLE | DATA NOT AVAILABLE | DATA NOT AVAILABLE | DATA NOT AVAILABLE | DATA NOT AVAILABLE | DATA NOT AVAILABLE | DATA NOT AVAILABLE | DATA NOT AVAILABLE | DATA NOT AVAILABLE | DATA NOT AVAILABLE | ACCEPTED TO CONNECT | DATA NOT AVAILABLE | DATA NOT AVAILABLE | DATA NOT AVAILABLE | DATA NOT AVAILABLE | DATA NOT AVAILABLE | DATA NOT AVAILABLE | 49.9 | 49.9 | 52.5263 | 52.5263 | 49.9 | 44777 | DATA NOT AVAILABLE | N | DATA NOT AVAILABLE | DATA NOT AVAILABLE | DATA NOT AVAILABLE | DATA NOT AVAILABLE | DATA NOT AVAILABLE | 44811
DATA NOT AVAILABLE | [5 empty] | DATA NOT AVAILABLE | SUN4NET LTD | 34MW BESS | DOUNREAY BESS | NORTH AND WEST HIGHLANDS REAY | THURSO | HIGHLAND | KW14 7RW | SCOTLAND | 297760 | 965302 | DOUNREAY | DATA NOT APPLICABLE | DOUNREAY | 11 | SCOTTISH HYDRO ELECTRIC POWER DISTRIBUTION PLC | STORED ENERGY (ALL STORED ENERGY IRRESPECTVE OF THE ORIGINAL ENERGY SOURCE) | STORAGE - ELECTROCHEMICAL (BATTERIES) | NO | DATA NOT AVAILABLE | DATA NOT AVAILABLE | 36 | DATA NOT AVAILABLE | DATA NOT AVAILABLE | DATA NOT AVAILABLE | DATA NOT AVAILABLE | DATA NOT AVAILABLE | DATA NOT AVAILABLE | DATA NOT AVAILABLE | DATA NOT AVAILABLE | DATA NOT AVAILABLE | DATA NOT AVAILABLE | DATA NOT AVAILABLE | DATA NOT AVAILABLE | DATA NOT AVAILABLE | ACCEPTED TO CONNECT | DATA NOT AVAILABLE | DATA NOT AVAILABLE | DATA NOT AVAILABLE | DATA NOT AVAILABLE | DATA NOT AVAILABLE | DATA NOT AVAILABLE | 36 | 34 | 35.7895 | 35.7895 | 34 | 44706 | DATA NOT AVAILABLE | N | DATA NOT AVAILABLE | DATA NOT AVAILABLE | DATA NOT AVAILABLE | DATA NOT AVAILABLE | DATA NOT AVAILABLE | 44719
DATA NOT AVAILABLE | [5 empty] | DATA NOT AVAILABLE | SAVILLS (UK) LTD | 50MW BATTERY | DATA NOT AVAILABLE | UPTON LANE NURSLING | SOUTHAMPTON | HAMPSHIRE | SO16 0XY | ENGLAND | 437161 | 116729 | NURSLING GSP | ROWNHAMS | ROWNHAM | 33 | SOUTHERN ELECTRIC POWER DISTRIBUTION PLC | STORED ENERGY (ALL STORED ENERGY IRRESPECTVE OF THE ORIGINAL ENERGY SOURCE) | STORAGE - ELECTROCHEMICAL (BATTERIES) | NO | DATA NOT AVAILABLE | DATA NOT AVAILABLE | 49.5 | DATA NOT AVAILABLE | DATA NOT AVAILABLE | DATA NOT AVAILABLE | DATA NOT AVAILABLE | DATA NOT AVAILABLE | DATA NOT AVAILABLE | DATA NOT AVAILABLE | DATA NOT AVAILABLE | DATA NOT AVAILABLE | DATA NOT AVAILABLE | DATA NOT AVAILABLE | DATA NOT AVAILABLE | DATA NOT AVAILABLE | ACCEPTED TO CONNECT | DATA NOT AVAILABLE | DATA NOT AVAILABLE | DATA NOT AVAILABLE | DATA NOT AVAILABLE | DATA NOT AVAILABLE | DATA NOT AVAILABLE | 49.5 | 49.5 | 52.1053 | 54.8474 | 52.105 | 44834 | DATA NOT AVAILABLE | N | DATA NOT AVAILABLE | DATA NOT AVAILABLE | DATA NOT AVAILABLE | DATA NOT AVAILABLE | DATA NOT AVAILABLE | 44844
DATA NOT AVAILABLE | [5 empty] | DATA NOT AVAILABLE | SSE UTILITY SOLUTIONS LIMITED | 50MW BESS | CHICKERELL BESS | LAND SOUTH OF COLDHARBOUR CHICKERELL | WEYMOUTH | DORSET | DT4 9RZ | ENGLAND | 366133 | 80982 | CHICKERELL GSP | CHICKERELL | CHICKERELL | 11 | SOUTHERN ELECTRIC POWER DISTRIBUTION PLC | STORED ENERGY (ALL STORED ENERGY IRRESPECTVE OF THE ORIGINAL ENERGY SOURCE) | STORAGE - ELECTROCHEMICAL (BATTERIES) | NO | DATA NOT AVAILABLE | DATA NOT AVAILABLE | 50.54 | DATA NOT AVAILABLE | DATA NOT AVAILABLE | DATA NOT AVAILABLE | DATA NOT AVAILABLE | DATA NOT AVAILABLE | DATA NOT AVAILABLE | DATA NOT AVAILABLE | DATA NOT AVAILABLE | DATA NOT AVAILABLE | DATA NOT AVAILABLE | DATA NOT AVAILABLE | DATA NOT AVAILABLE | DATA NOT AVAILABLE | ACCEPTED TO CONNECT | DATA NOT AVAILABLE | DATA NOT AVAILABLE | DATA NOT AVAILABLE | DATA NOT AVAILABLE | DATA NOT AVAILABLE | DATA NOT AVAILABLE | 50.54 | 50 | 52.6316 | 55.4021 | 52.632 | 44798 | DATA NOT AVAILABLE | N | DATA NOT AVAILABLE | DATA NOT AVAILABLE | DATA NOT AVAILABLE | DATA NOT AVAILABLE | DATA NOT AVAILABLE | 44811
DATA NOT AVAILABLE | [5 empty] | DATA NOT AVAILABLE | FPC ELECTRIC LAND | 99.9MW ENERGY STORAGE | DATA NOT AVAILABLE | LAND ON THE SOUTH SIDE OF MELKSHAM LANE BROUGHTON GIFFORD | MELKSHAM | WILTSHIRE | SN12 8LW | ENGLAND | 388118 | 164086 | MELKSHAM GSP | DATA NOT AVAILABLE | DATA NOT AVAILABLE | 132 | SOUTHERN ELECTRIC POWER DISTRIBUTION PLC | STORED ENERGY (ALL STORED ENERGY IRRESPECTVE OF THE ORIGINAL ENERGY SOURCE) | STORAGE - ELECTROCHEMICAL (BATTERIES) | NO | DATA NOT AVAILABLE | DATA NOT AVAILABLE | 99.95 | DATA NOT AVAILABLE | DATA NOT AVAILABLE | DATA NOT AVAILABLE | DATA NOT AVAILABLE | DATA NOT AVAILABLE | DATA NOT AVAILABLE | DATA NOT AVAILABLE | DATA NOT AVAILABLE | DATA NOT AVAILABLE | DATA NOT AVAILABLE | DATA NOT AVAILABLE | DATA NOT AVAILABLE | DATA NOT AVAILABLE | ACCEPTED TO CONNECT | DATA NOT AVAILABLE | DATA NOT AVAILABLE | DATA NOT AVAILABLE | DATA NOT AVAILABLE | DATA NOT AVAILABLE | DATA NOT AVAILABLE | 99.95 | 99.9 | 105.1579 | 110.7368 | 105.2 | 44830 | DATA NOT AVAILABLE | N | DATA NOT AVAILABLE | DATA NOT AVAILABLE | DATA NOT AVAILABLE | DATA NOT AVAILABLE | DATA NOT AVAILABLE | 44844
DATA NOT AVAILABLE | [5 empty] | DATA NOT AVAILABLE | GRIDSOURCE LIMITED | AUTH - 49.9MW BATTERY | LAND TO THE EAST OF MARCHWOOD BYPASS | MARCHWOOD | SOUTHAMPTON | HAMPSHIRE | SO40 4UE | ENGLAND | 437103 | 111317 | NURSLING GSP | DATA NOT AVAILABLE | DATA NOT AVAILABLE | 132 | SOUTHERN ELECTRIC POWER DISTRIBUTION PLC | STORED ENERGY (ALL STORED ENERGY IRRESPECTVE OF THE ORIGINAL ENERGY SOURCE) | STORAGE - ELECTROCHEMICAL (BATTERIES) | NO | DATA NOT AVAILABLE | DATA NOT AVAILABLE | 49.9 | DATA NOT AVAILABLE | DATA NOT AVAILABLE | DATA NOT AVAILABLE | DATA NOT AVAILABLE | DATA NOT AVAILABLE | DATA NOT AVAILABLE | DATA NOT AVAILABLE | DATA NOT AVAILABLE | DATA NOT AVAILABLE | DATA NOT AVAILABLE | DATA NOT AVAILABLE | DATA NOT AVAILABLE | DATA NOT AVAILABLE | ACCEPTED TO CONNECT | DATA NOT AVAILABLE | DATA NOT AVAILABLE | DATA NOT AVAILABLE | DATA NOT AVAILABLE | DATA NOT AVAILABLE | DATA NOT AVAILABLE | 49.9 | 49.9 | 52.5263 | 55.2905 | 52.526 | 44749 | DATA NOT AVAILABLE | N | DATA NOT AVAILABLE | DATA NOT AVAILABLE | DATA NOT AVAILABLE | DATA NOT AVAILABLE | DATA NOT AVAILABLE | 44774
DATA NOT AVAILABLE | [5 empty] | DATA NOT AVAILABLE | AB ENERGY AGENCY CO LIMITED | 200MW BESS | SY799870 | LAND TO THE EAST OF LONDON ROAD ASHFORD | STAINES | SURREY | DATA NOT AVAILABLE | ENGLAND | DATA NOT AVAILABLE | DATA NOT AVAILABLE | LALEHAM | DATA NOT AVAILABLE | DATA NOT AVAILABLE | 132 | SOUTHERN ELECTRIC POWER DISTRIBUTION PLC | STORED ENERGY (ALL STORED ENERGY IRRESPECTVE OF THE ORIGINAL ENERGY SOURCE) | STORAGE - ELECTROCHEMICAL (BATTERIES) | NO | DATA NOT AVAILABLE | DATA NOT AVAILABLE | 200 | DATA NOT AVAILABLE | DATA NOT AVAILABLE | DATA NOT AVAILABLE | DATA NOT AVAILABLE | DATA NOT AVAILABLE | DATA NOT AVAILABLE | DATA NOT AVAILABLE | DATA NOT AVAILABLE | DATA NOT AVAILABLE | DATA NOT AVAILABLE | DATA NOT AVAILABLE | DATA NOT AVAILABLE | DATA NOT AVAILABLE | ACCEPTED TO CONNECT | DATA NOT AVAILABLE | DATA NOT AVAILABLE | DATA NOT AVAILABLE | DATA NOT AVAILABLE | DATA NOT AVAILABLE | DATA NOT AVAILABLE | 200 | 200 | 210.5263 | 221.6063 | 210.526 | 44770 | DATA NOT AVAILABLE | N | DATA NOT AVAILABLE | DATA NOT AVAILABLE | DATA NOT AVAILABLE | DATA NOT AVAILABLE | DATA NOT AVAILABLE | 44811
DATA NOT AVAILABLE | [5 empty] | DATA NOT AVAILABLE | OPDE UK LTD | 50MW BATTERY | BALGONIE FARM | ABERNETHY | PERTH | PERTHSHIRE AND KINROSS | PH2 9LL | SCOTLAND | 319390 | 717191 | ABERNETHY | DATA NOT APPLICABLE | ABERNETHY GRID | 33 | SCOTTISH HYDRO ELECTRIC POWER DISTRIBUTION PLC | STORED ENERGY (ALL STORED ENERGY IRRESPECTVE OF THE ORIGINAL ENERGY SOURCE) | STORAGE - ELECTROCHEMICAL (BATTERIES) | NO | DATA NOT AVAILABLE | DATA NOT AVAILABLE | 52.68 | DATA NOT AVAILABLE | DATA NOT AVAILABLE | DATA NOT AVAILABLE | DATA NOT AVAILABLE | DATA NOT AVAILABLE | DATA NOT AVAILABLE | DATA NOT AVAILABLE | DATA NOT AVAILABLE | DATA NOT AVAILABLE | DATA NOT AVAILABLE | DATA NOT AVAILABLE | DATA NOT AVAILABLE | DATA NOT AVAILABLE | ACCEPTED TO CONNECT | DATA NOT AVAILABLE | DATA NOT AVAILABLE | DATA NOT AVAILABLE | DATA NOT AVAILABLE | DATA NOT AVAILABLE | DATA NOT AVAILABLE | 52.68 | 50 | 52.6316 | 55.4021 | 52.632 | 44915 | DATA NOT AVAILABLE | N | DATA NOT AVAILABLE | DATA NOT AVAILABLE | DATA NOT AVAILABLE | DATA NOT AVAILABLE | DATA NOT AVAILABLE | 44936
DATA NOT AVAILABLE | [5 empty] | DATA NOT AVAILABLE | DNO CONSULTING LTD | 42MW BESS | BERRY COURT FARM | LITTLE LONDON TADLEY | BASINGSTOKE | HAMPSHIRE | RG26 5AT | ENGLAND | 461977 | 159143 | BRAMLEY (FLEE) | BRAMLEY | BRAMLEY | 132 | SOUTHERN ELECTRIC POWER DISTRIBUTION PLC | STORED ENERGY (ALL STORED ENERGY IRRESPECTVE OF THE ORIGINAL ENERGY SOURCE) | STORAGE - ELECTROCHEMICAL (BATTERIES) | NO | DATA NOT AVAILABLE | DATA NOT AVAILABLE | 42 | DATA NOT AVAILABLE | DATA NOT AVAILABLE | DATA NOT AVAILABLE | DATA NOT AVAILABLE | DATA NOT AVAILABLE | DATA NOT AVAILABLE | DATA NOT AVAILABLE | DATA NOT AVAILABLE | DATA NOT AVAILABLE | DATA NOT AVAILABLE | DATA NOT AVAILABLE | DATA NOT AVAILABLE | DATA NOT AVAILABLE | ACCEPTED TO CONNECT | DATA NOT AVAILABLE | DATA NOT AVAILABLE | DATA NOT AVAILABLE | DATA NOT AVAILABLE | DATA NOT AVAILABLE | DATA NOT AVAILABLE | 42 | 42 | 44.2105 | 46.5368 | 44.21 | 44790 | DATA NOT AVAILABLE | N | DATA NOT AVAILABLE | DATA NOT AVAILABLE | DATA NOT AVAILABLE | DATA NOT AVAILABLE | DATA NOT AVAILABLE | 44844
DATA NOT AVAILABLE | [5 empty] | DATA NOT AVAILABLE | SMITH BROTHERS POWER SYSTEM DESIGN | 98MW BATTERY | STURTS FARM | THREE CROSS ROAD WEST MOORS FERNDOWN | WIMBORNE | DORSET | BH22 0NF | ENGLAND | 407828 | 104455 | MANNINGTON GSP | MANNINGTON | MANNINGTON | 11 | SOUTHERN ELECTRIC POWER DISTRIBUTION PLC | STORED ENERGY (ALL STORED ENERGY IRRESPECTVE OF THE ORIGINAL ENERGY SOURCE) | STORAGE - ELECTROCHEMICAL (BATTERIES) | NO | DATA NOT AVAILABLE | DATA NOT AVAILABLE | 98 | DATA NOT AVAILABLE | DATA NOT AVAILABLE | DATA NOT AVAILABLE | DATA NOT AVAILABLE | DATA NOT AVAILABLE | DATA NOT AVAILABLE | DATA NOT AVAILABLE | DATA NOT AVAILABLE | DATA NOT AVAILABLE | DATA NOT AVAILABLE | DATA NOT AVAILABLE | DATA NOT AVAILABLE | DATA NOT AVAILABLE | ACCEPTED TO CONNECT | DATA NOT AVAILABLE | DATA NOT AVAILABLE | DATA NOT AVAILABLE | DATA NOT AVAILABLE | DATA NOT AVAILABLE | DATA NOT AVAILABLE | 98 | 98 | 103.1579 | 108.5874 | 103.158 | 44804 | DATA NOT AVAILABLE | N | DATA NOT AVAILABLE | DATA NOT AVAILABLE | DATA NOT AVAILABLE | DATA NOT AVAILABLE | DATA NOT AVAILABLE | 44844
DATA NOT AVAILABLE | [5 empty] | DATA NOT AVAILABLE | OPDE UK LTD | LAIRG BESS - 50MW BATTERY | LAIRG BESS | LAIRG | LAIRG | HIGHLAND | IV27 4DG | SCOTLAND | 260518 | 905814 | LAIRG | DATA NOT APPLICABLE | LAIRG GRID | 33 | SCOTTISH HYDRO ELECTRIC POWER DISTRIBUTION PLC | STORED ENERGY (ALL STORED ENERGY IRRESPECTVE OF THE ORIGINAL ENERGY SOURCE) | STORAGE - ELECTROCHEMICAL (BATTERIES) | NO | DATA NOT AVAILABLE | DATA NOT AVAILABLE | 52.68 | DATA NOT AVAILABLE | DATA NOT AVAILABLE | DATA NOT AVAILABLE | DATA NOT AVAILABLE | DATA NOT AVAILABLE | DATA NOT AVAILABLE | DATA NOT AVAILABLE | DATA NOT AVAILABLE | DATA NOT AVAILABLE | DATA NOT AVAILABLE | DATA NOT AVAILABLE | DATA NOT AVAILABLE | DATA NOT AVAILABLE | ACCEPTED TO CONNECT | DATA NOT AVAILABLE | DATA NOT AVAILABLE | DATA NOT AVAILABLE | DATA NOT AVAILABLE | DATA NOT AVAILABLE | DATA NOT AVAILABLE | 52.68 | 50 | 52.6316 | 52.6316 | 50 | 44817 | DATA NOT AVAILABLE | N | DATA NOT AVAILABLE | DATA NOT AVAILABLE | DATA NOT AVAILABLE | DATA NOT AVAILABLE | DATA NOT AVAILABLE | 44844
DATA NOT AVAILABLE | [5 empty] | DATA NOT AVAILABLE | DNO CONSULTING LTD | 30MW BATTERY | CORDON FARM | ABERNETHY | PERTH | PERTHSHIRE AND KINROSS | PH2 9LN | SCOTLAND | 318059 | 717563 | ABERNETHY | DATA NOT APPLICABLE | ABERNETHY GRID | 33 | SCOTTISH HYDRO ELECTRIC POWER DISTRIBUTION PLC | STORED ENERGY (ALL STORED ENERGY IRRESPECTVE OF THE ORIGINAL ENERGY SOURCE) | STORAGE - ELECTROCHEMICAL (BATTERIES) | NO | DATA NOT AVAILABLE | DATA NOT AVAILABLE | 30 | DATA NOT AVAILABLE | DATA NOT AVAILABLE | DATA NOT AVAILABLE | DATA NOT AVAILABLE | DATA NOT AVAILABLE | DATA NOT AVAILABLE | DATA NOT AVAILABLE | DATA NOT AVAILABLE | DATA NOT AVAILABLE | DATA NOT AVAILABLE | DATA NOT AVAILABLE | DATA NOT AVAILABLE | DATA NOT AVAILABLE | ACCEPTED TO CONNECT | DATA NOT AVAILABLE | DATA NOT AVAILABLE | DATA NOT AVAILABLE | DATA NOT AVAILABLE | DATA NOT AVAILABLE | DATA NOT AVAILABLE | 30 | 30 | 31.5789 | 33.9053 | 32.21 | 44819 | DATA NOT AVAILABLE | N | DATA NOT AVAILABLE | DATA NOT AVAILABLE | DATA NOT AVAILABLE | DATA NOT AVAILABLE | DATA NOT AVAILABLE | 44844
DATA NOT AVAILABLE | [5 empty] | DATA NOT AVAILABLE | THE ABBEY GROUP CAMBRIDGESHIRE LIMITED | 49.9MW BATTERY STORAGE | FORSS BUSINESS PARK, | FORSS | THURSO | HIGHLAND | KW14 7UZ | SCOTLAND | 302297 | 969827 | DOUNREAY | DATA NOT APPLICABLE | DOUNREAY | 11 | SCOTTISH HYDRO ELECTRIC POWER DISTRIBUTION PLC | STORED ENERGY (ALL STORED ENERGY IRRESPECTVE OF THE ORIGINAL ENERGY SOURCE) | STORAGE - ELECTROCHEMICAL (BATTERIES) | NO | DATA NOT AVAILABLE | DATA NOT AVAILABLE | 50 | DATA NOT AVAILABLE | DATA NOT AVAILABLE | DATA NOT AVAILABLE | DATA NOT AVAILABLE | DATA NOT AVAILABLE | DATA NOT AVAILABLE | DATA NOT AVAILABLE | DATA NOT AVAILABLE | DATA NOT AVAILABLE | DATA NOT AVAILABLE | DATA NOT AVAILABLE | DATA NOT AVAILABLE | DATA NOT AVAILABLE | ACCEPTED TO CONNECT | DATA NOT AVAILABLE | DATA NOT AVAILABLE | DATA NOT AVAILABLE | DATA NOT AVAILABLE | DATA NOT AVAILABLE | DATA NOT AVAILABLE | 50 | 49.9 | 52.5263 | 52.5263 | 49.9 | 44753 | DATA NOT AVAILABLE | N | DATA NOT AVAILABLE | DATA NOT AVAILABLE | DATA NOT AVAILABLE | DATA NOT AVAILABLE | DATA NOT AVAILABLE | 44774
DATA NOT AVAILABLE | [5 empty] | DATA NOT AVAILABLE | DEMONDS LTD | 25MW BATTERY | GLENSKENNO FARM | HILLSIDE | MONTROSE | ANGUS | DD10 9LG | SCOTLAND | 368276 | 760422 | BRIDGE OF DUN | DATA NOT APPLICABLE | BRIDGE OF DUN GRID | 33 | SCOTTISH HYDRO ELECTRIC POWER DISTRIBUTION PLC | STORED ENERGY (ALL STORED ENERGY IRRESPECTVE OF THE ORIGINAL ENERGY SOURCE) | STORAGE - ELECTROCHEMICAL (BATTERIES) | NO | DATA NOT AVAILABLE | DATA NOT AVAILABLE | 25 | DATA NOT AVAILABLE | DATA NOT AVAILABLE | DATA NOT AVAILABLE | DATA NOT AVAILABLE | DATA NOT AVAILABLE | DATA NOT AVAILABLE | DATA NOT AVAILABLE | DATA NOT AVAILABLE | DATA NOT AVAILABLE | DATA NOT AVAILABLE | DATA NOT AVAILABLE | DATA NOT AVAILABLE | DATA NOT AVAILABLE | ACCEPTED TO CONNECT | DATA NOT AVAILABLE | DATA NOT AVAILABLE | DATA NOT AVAILABLE | DATA NOT AVAILABLE | DATA NOT AVAILABLE | DATA NOT AVAILABLE | 25 | 25 | 26.3158 | 27.7011 | 26.316 | 44887 | DATA NOT AVAILABLE | N | DATA NOT AVAILABLE | DATA NOT AVAILABLE | DATA NOT AVAILABLE | DATA NOT AVAILABLE | DATA NOT AVAILABLE | 44901
DATA NOT AVAILABLE | [5 empty] | DATA NOT AVAILABLE | FASNAKYLE BATTERY STORAGE LTD | CB CAVEAT FASNAKYLE BATTERY STORAGE - 49.9MW | FASNAKYLE | CANNICH | BEAULY | HIGHLAND | IV4 7NB | SCOTLAND | 231116 | 828818 | FASNAKYLE | DATA NOT APPLICABLE | FASNAKYLE GRID | 33 | SCOTTISH HYDRO ELECTRIC POWER DISTRIBUTION PLC | STORED ENERGY (ALL STORED ENERGY IRRESPECTVE OF THE ORIGINAL ENERGY SOURCE) | STORAGE - ELECTROCHEMICAL (BATTERIES) | NO | DATA NOT AVAILABLE | DATA NOT AVAILABLE | 50 | DATA NOT AVAILABLE | DATA NOT AVAILABLE | DATA NOT AVAILABLE | DATA NOT AVAILABLE | DATA NOT AVAILABLE | DATA NOT AVAILABLE | DATA NOT AVAILABLE | DATA NOT AVAILABLE | DATA NOT AVAILABLE | DATA NOT AVAILABLE | DATA NOT AVAILABLE | DATA NOT AVAILABLE | DATA NOT AVAILABLE | ACCEPTED TO CONNECT | DATA NOT AVAILABLE | DATA NOT AVAILABLE | DATA NOT AVAILABLE | DATA NOT AVAILABLE | DATA NOT AVAILABLE | DATA NOT AVAILABLE | 50 | 49.9 | 52.5263 | 52.5263 | 49.9 | 44785 | DATA NOT AVAILABLE | N | DATA NOT AVAILABLE | DATA NOT AVAILABLE | DATA NOT AVAILABLE | DATA NOT AVAILABLE | DATA NOT AVAILABLE | 44811
DATA NOT AVAILABLE | [5 empty] | DATA NOT AVAILABLE | OPDE UK LTD | 50MW BATTERY | BLINDWELLS FARM | B9127 NEWTON OF ARBIRLOT ARBIRLOT | ARBROATH | ANGUS | DD11 2NT | SCOTLAND | 359990 | 741591 | ARBROATH | DATA NOT APPLICABLE | ARBROATH GRID | 33 | SCOTTISH HYDRO ELECTRIC POWER DISTRIBUTION PLC | STORED ENERGY (ALL STORED ENERGY IRRESPECTVE OF THE ORIGINAL ENERGY SOURCE) | STORAGE - ELECTROCHEMICAL (BATTERIES) | NO | DATA NOT AVAILABLE | DATA NOT AVAILABLE | 52.68 | DATA NOT AVAILABLE | DATA NOT AVAILABLE | DATA NOT AVAILABLE | DATA NOT AVAILABLE | DATA NOT AVAILABLE | DATA NOT AVAILABLE | DATA NOT AVAILABLE | DATA NOT AVAILABLE | DATA NOT AVAILABLE | DATA NOT AVAILABLE | DATA NOT AVAILABLE | DATA NOT AVAILABLE | DATA NOT AVAILABLE | ACCEPTED TO CONNECT | DATA NOT AVAILABLE | DATA NOT AVAILABLE | DATA NOT AVAILABLE | DATA NOT AVAILABLE | DATA NOT AVAILABLE | DATA NOT AVAILABLE | 52.68 | 50 | 52.6316 | 52.6316 | 50 | 44781 | DATA NOT AVAILABLE | N | DATA NOT AVAILABLE | DATA NOT AVAILABLE | DATA NOT AVAILABLE | DATA NOT AVAILABLE | DATA NOT AVAILABLE | 44811
DATA NOT AVAILABLE | [5 empty] | DATA NOT AVAILABLE | OPDE UK LTD | DEYHILL BESS | CRAIGNEIL | TARLAIR WAY | MACDUFF | ABERDEENSHIRE | AB44 1RU | SCOTLAND | 371539 | 864272 | MACDUFF | DATA NOT APPLICABLE | MACDUFF GRID | 33 | SCOTTISH HYDRO ELECTRIC POWER DISTRIBUTION PLC | STORED ENERGY (ALL STORED ENERGY IRRESPECTVE OF THE ORIGINAL ENERGY SOURCE) | STORAGE - ELECTROCHEMICAL (BATTERIES) | NO | DATA NOT AVAILABLE | DATA NOT AVAILABLE | 52.68 | DATA NOT AVAILABLE | DATA NOT AVAILABLE | DATA NOT AVAILABLE | DATA NOT AVAILABLE | DATA NOT AVAILABLE | DATA NOT AVAILABLE | DATA NOT AVAILABLE | DATA NOT AVAILABLE | DATA NOT AVAILABLE | DATA NOT AVAILABLE | DATA NOT AVAILABLE | DATA NOT AVAILABLE | DATA NOT AVAILABLE | ACCEPTED TO CONNECT | DATA NOT AVAILABLE | DATA NOT AVAILABLE | DATA NOT AVAILABLE | DATA NOT AVAILABLE | DATA NOT AVAILABLE | DATA NOT AVAILABLE | 52.68 | 50 | 52.6316 | 52.6316 | 50 | 45037 | DATA NOT AVAILABLE | N | DATA NOT AVAILABLE | DATA NOT AVAILABLE | DATA NOT AVAILABLE | DATA NOT AVAILABLE | DATA NOT AVAILABLE | 45057
DATA NOT AVAILABLE | [5 empty] | DATA NOT AVAILABLE | TOPLING ENERGY LTD | 20MW BATTERY | LAND TO THE WEST OF | OF DENFIELD STEADINGS | ARBROATH | ANGUS | DD11 2NP | SCOTLAND | 361661 | 741661 | ARBROATH | DATA NOT APPLICABLE | ARBROATH GRID | 33 | SCOTTISH HYDRO ELECTRIC POWER DISTRIBUTION PLC | STORED ENERGY (ALL STORED ENERGY IRRESPECTVE OF THE ORIGINAL ENERGY SOURCE) | STORAGE - ELECTROCHEMICAL (BATTERIES) | NO | DATA NOT AVAILABLE | DATA NOT AVAILABLE | 20 | DATA NOT AVAILABLE | DATA NOT AVAILABLE | DATA NOT AVAILABLE | DATA NOT AVAILABLE | DATA NOT AVAILABLE | DATA NOT AVAILABLE | DATA NOT AVAILABLE | DATA NOT AVAILABLE | DATA NOT AVAILABLE | DATA NOT AVAILABLE | DATA NOT AVAILABLE | DATA NOT AVAILABLE | DATA NOT AVAILABLE | ACCEPTED TO CONNECT | DATA NOT AVAILABLE | DATA NOT AVAILABLE | DATA NOT AVAILABLE | DATA NOT AVAILABLE | DATA NOT AVAILABLE | DATA NOT AVAILABLE | 20 | 20 | 21.0526 | 22.1611 | 21.053 | 44944 | DATA NOT AVAILABLE | N | DATA NOT AVAILABLE | DATA NOT AVAILABLE | DATA NOT AVAILABLE | DATA NOT AVAILABLE | DATA NOT AVAILABLE | 44959
DATA NOT AVAILABLE | [5 empty] | DATA NOT AVAILABLE | ECOTRICITY GENERATION LTD | 99MW ENERGY STORAGE | BUTTS FIELD ENERGY STORAGE | MILL LANE NURSLING | SOUTHAMPTON | HAMPSHIRE | SO16 0YE | ENGLAND | 435578 | 115796 | NURSLING GSP | DATA NOT APPLICABLE | NURSLING | 132 | SOUTHERN ELECTRIC POWER DISTRIBUTION PLC | STORED ENERGY (ALL STORED ENERGY IRRESPECTVE OF THE ORIGINAL ENERGY SOURCE) | STORAGE - ELECTROCHEMICAL (BATTERIES) | NO | DATA NOT AVAILABLE | DATA NOT AVAILABLE | 99 | DATA NOT AVAILABLE | DATA NOT AVAILABLE | DATA NOT AVAILABLE | DATA NOT AVAILABLE | DATA NOT AVAILABLE | DATA NOT AVAILABLE | DATA NOT AVAILABLE | DATA NOT AVAILABLE | DATA NOT AVAILABLE | DATA NOT AVAILABLE | DATA NOT AVAILABLE | DATA NOT AVAILABLE | DATA NOT AVAILABLE | ACCEPTED TO CONNECT | DATA NOT AVAILABLE | DATA NOT AVAILABLE | DATA NOT AVAILABLE | DATA NOT AVAILABLE | DATA NOT AVAILABLE | DATA NOT AVAILABLE | 99 | 99 | 104.2105 | 109.4737 | 104 | 44930 | DATA NOT AVAILABLE | N | DATA NOT AVAILABLE | DATA NOT AVAILABLE | DATA NOT AVAILABLE | DATA NOT AVAILABLE | DATA NOT AVAILABLE | 44959
DATA NOT AVAILABLE | [5 empty] | DATA NOT AVAILABLE | INTELLIGENT LAND INVESTMENTS GROUP PLC | 49.9MW BATTERY | BALNACRAIG BATTERY STORAGE | BALNACRAIG FARM MID BALNACRAIG | ALNESS | HIGHLAND | IV17 0XL | SCOTLAND | 264259 | 871752 | ALNESS | DATA NOT APPLICABLE | ALNESS GRID | 33 | SCOTTISH HYDRO ELECTRIC POWER DISTRIBUTION PLC | STORED ENERGY (ALL STORED ENERGY IRRESPECTVE OF THE ORIGINAL ENERGY SOURCE) | STORAGE - ELECTROCHEMICAL (BATTERIES) | NO | DATA NOT AVAILABLE | DATA NOT AVAILABLE | 50 | DATA NOT AVAILABLE | DATA NOT AVAILABLE | DATA NOT AVAILABLE | DATA NOT AVAILABLE | DATA NOT AVAILABLE | DATA NOT AVAILABLE | DATA NOT AVAILABLE | DATA NOT AVAILABLE | DATA NOT AVAILABLE | DATA NOT AVAILABLE | DATA NOT AVAILABLE | DATA NOT AVAILABLE | DATA NOT AVAILABLE | ACCEPTED TO CONNECT | DATA NOT AVAILABLE | DATA NOT AVAILABLE | DATA NOT AVAILABLE | DATA NOT AVAILABLE | DATA NOT AVAILABLE | DATA NOT AVAILABLE | 50 | 49.9 | 52.5263 | 52.5263 | 49.9 | 45189 | DATA NOT AVAILABLE | N | DATA NOT AVAILABLE | DATA NOT AVAILABLE | DATA NOT AVAILABLE | DATA NOT AVAILABLE | DATA NOT AVAILABLE | 44811
DATA NOT AVAILABLE | [5 empty] | DATA NOT AVAILABLE | ECONERGY INTERNATIONAL LTD | 75.2MW BESS AWAITING INFO FROM CONNECTIONS | RODDEN FARM | RODDEN | FROME | SOMERSET | BA11 5JL | ENGLAND | 379947 | 148305 | MELKSHAM GSP | NORRINGTON | DATA NOT AVAILABLE | 132 | SOUTHERN ELECTRIC POWER DISTRIBUTION PLC | STORED ENERGY (ALL STORED ENERGY IRRESPECTVE OF THE ORIGINAL ENERGY SOURCE) | STORAGE - ELECTROCHEMICAL (BATTERIES) | NO | DATA NOT AVAILABLE | DATA NOT AVAILABLE | 75.2 | DATA NOT AVAILABLE | DATA NOT AVAILABLE | DATA NOT AVAILABLE | DATA NOT AVAILABLE | DATA NOT AVAILABLE | DATA NOT AVAILABLE | DATA NOT AVAILABLE | DATA NOT AVAILABLE | DATA NOT AVAILABLE | DATA NOT AVAILABLE | DATA NOT AVAILABLE | DATA NOT AVAILABLE | DATA NOT AVAILABLE | ACCEPTED TO CONNECT | DATA NOT AVAILABLE | DATA NOT AVAILABLE | DATA NOT AVAILABLE | DATA NOT AVAILABLE | DATA NOT AVAILABLE | DATA NOT AVAILABLE | 75.2 | 75.2 | 79.1579 | 83.3242 | 79.158 | 44770 | DATA NOT AVAILABLE | N | DATA NOT AVAILABLE | DATA NOT AVAILABLE | DATA NOT AVAILABLE | DATA NOT AVAILABLE | DATA NOT AVAILABLE | 44901
DATA NOT AVAILABLE | [5 empty] | DATA NOT AVAILABLE | RENEWABLE ENERGY SYSTEMS LTD | SP 49.99MW BATTERY | DUNMILL ENERGY STORAGE SCHEME | LAND SITUATED AT AND AROUND BRIDGE OF DUN | MONTROSE | ANGUS | DD10 9LH | SCOTLAND | 366043 | 758883 | BRIDGE OF DUN | DATA NOT APPLICABLE | BRIDGE OF DUN GRID | 33 | SCOTTISH HYDRO ELECTRIC POWER DISTRIBUTION PLC | STORED ENERGY (ALL STORED ENERGY IRRESPECTVE OF THE ORIGINAL ENERGY SOURCE) | STORAGE - ELECTROCHEMICAL (BATTERIES) | NO | DATA NOT AVAILABLE | DATA NOT AVAILABLE | 76.23 | DATA NOT AVAILABLE | DATA NOT AVAILABLE | DATA NOT AVAILABLE | DATA NOT AVAILABLE | DATA NOT AVAILABLE | DATA NOT AVAILABLE | DATA NOT AVAILABLE | DATA NOT AVAILABLE | DATA NOT AVAILABLE | DATA NOT AVAILABLE | DATA NOT AVAILABLE | DATA NOT AVAILABLE | DATA NOT AVAILABLE | ACCEPTED TO CONNECT | DATA NOT AVAILABLE | DATA NOT AVAILABLE | DATA NOT AVAILABLE | DATA NOT AVAILABLE | DATA NOT AVAILABLE | DATA NOT AVAILABLE | 76.23 | 49.99 | 52.6211 | 55.3905 | 52.621 | 45021 | DATA NOT AVAILABLE | N | DATA NOT AVAILABLE | DATA NOT AVAILABLE | DATA NOT AVAILABLE | DATA NOT AVAILABLE | DATA NOT AVAILABLE | 45057
DATA NOT AVAILABLE | [5 empty] | DATA NOT AVAILABLE | ROADNIGHT TAYLOR LTD | CCM 72MW ENERGY STORAGE | DATA NOT AVAILABLE | TITCHFIELD LANE WICKHAM | FAREHAM | HAMPSHIRE | PO15 6DY | ENGLAND | 455138 | 109927 | BOTLEY WOOD GSP | BOTLEY WOOD | BOTLEY WOOD | 132 | SOUTHERN ELECTRIC POWER DISTRIBUTION PLC | STORED ENERGY (ALL STORED ENERGY IRRESPECTVE OF THE ORIGINAL ENERGY SOURCE) | STORAGE - ELECTROCHEMICAL (BATTERIES) | NO | DATA NOT AVAILABLE | DATA NOT AVAILABLE | 71.25 | DATA NOT AVAILABLE | DATA NOT AVAILABLE | DATA NOT AVAILABLE | DATA NOT AVAILABLE | DATA NOT AVAILABLE | DATA NOT AVAILABLE | DATA NOT AVAILABLE | DATA NOT AVAILABLE | DATA NOT AVAILABLE | DATA NOT AVAILABLE | DATA NOT AVAILABLE | DATA NOT AVAILABLE | DATA NOT AVAILABLE | ACCEPTED TO CONNECT | DATA NOT AVAILABLE | DATA NOT AVAILABLE | DATA NOT AVAILABLE | DATA NOT AVAILABLE | DATA NOT AVAILABLE | DATA NOT AVAILABLE | 71.25 | 71.25 | 75 | 78.9474 | 75 | 44844 | DATA NOT AVAILABLE | N | DATA NOT AVAILABLE | DATA NOT AVAILABLE | DATA NOT AVAILABLE | DATA NOT AVAILABLE | DATA NOT AVAILABLE | 44868
DATA NOT AVAILABLE | [5 empty] | DATA NOT AVAILABLE | ENERGY 101 LTD | 48.6MW BATTERY | BEDHAMPTON BESS, BEDHAMPTON PORTSMOUTH WATER, WATERWORKS | MEYRICK ROAD | HAVANT | PORTSMOUTH | PO9 3HB | ENGLAND | 470541 | 106472 | LOVEDEAN GSP | HAVANT | MEYRICK ROAD | 11 | SOUTHERN ELECTRIC POWER DISTRIBUTION PLC | STORED ENERGY (ALL STORED ENERGY IRRESPECTVE OF THE ORIGINAL ENERGY SOURCE) | STORAGE - ELECTROCHEMICAL (BATTERIES) | NO | DATA NOT AVAILABLE | DATA NOT AVAILABLE | 57 | DATA NOT AVAILABLE | DATA NOT AVAILABLE | DATA NOT AVAILABLE | DATA NOT AVAILABLE | DATA NOT AVAILABLE | DATA NOT AVAILABLE | DATA NOT AVAILABLE | DATA NOT AVAILABLE | DATA NOT AVAILABLE | DATA NOT AVAILABLE | DATA NOT AVAILABLE | DATA NOT AVAILABLE | DATA NOT AVAILABLE | ACCEPTED TO CONNECT | DATA NOT AVAILABLE | DATA NOT AVAILABLE | DATA NOT AVAILABLE | DATA NOT AVAILABLE | DATA NOT AVAILABLE | DATA NOT AVAILABLE | 57 | 48.6 | 51.1579 | 53.7895 | 51.1 | 44827 | DATA NOT AVAILABLE | N | DATA NOT AVAILABLE | DATA NOT AVAILABLE | DATA NOT AVAILABLE | DATA NOT AVAILABLE | DATA NOT AVAILABLE | 44844
DATA NOT AVAILABLE | [5 empty] | DATA NOT AVAILABLE | SSEN | DRYNOCH RAAS 3MW BATTERY | DRYNOCH RAAS FACILITY | DRYNOCH PRIMARY | ISLE OF SKYE | HIGHLAND | IV47 8SU | SCOTLAND | 140526 | 831212 | DUNVEGAN GRID | DATA NOT APPLICABLE | DRYNOCH | 11 | SCOTTISH HYDRO ELECTRIC POWER DISTRIBUTION PLC | STORED ENERGY (ALL STORED ENERGY IRRESPECTVE OF THE ORIGINAL ENERGY SOURCE) | STORAGE - ELECTROCHEMICAL (BATTERIES) | NO | DATA NOT AVAILABLE | DATA NOT AVAILABLE | 3 | DATA NOT AVAILABLE | DATA NOT AVAILABLE | DATA NOT AVAILABLE | DATA NOT AVAILABLE | DATA NOT AVAILABLE | DATA NOT AVAILABLE | DATA NOT AVAILABLE | DATA NOT AVAILABLE | DATA NOT AVAILABLE | DATA NOT AVAILABLE | DATA NOT AVAILABLE | DATA NOT AVAILABLE | DATA NOT AVAILABLE | ACCEPTED TO CONNECT | DATA NOT AVAILABLE | DATA NOT AVAILABLE | DATA NOT AVAILABLE | DATA NOT AVAILABLE | DATA NOT AVAILABLE | DATA NOT AVAILABLE | 3 | 0 | 0 | 1.0316 | 0.98 | 45005 | DATA NOT AVAILABLE | N | DATA NOT AVAILABLE | DATA NOT AVAILABLE | DATA NOT AVAILABLE | DATA NOT AVAILABLE | DATA NOT AVAILABLE | 45022
DATA NOT AVAILABLE | [5 empty] | DATA NOT AVAILABLE | VASANAT INTERNATIONAL LIMITED | 39.9MW EXPORT BESS | LOCARNO WORKS | BROWN STREET | DUNDEE | CITY OF DUNDEE | DD1 5EE | SCOTLAND | 339770 | 730433 | DUDHOPE | DATA NOT APPLICABLE | DUDHOPE GRID | 33 | SCOTTISH HYDRO ELECTRIC POWER DISTRIBUTION PLC | STORED ENERGY (ALL STORED ENERGY IRRESPECTVE OF THE ORIGINAL ENERGY SOURCE) | STORAGE - ELECTROCHEMICAL (BATTERIES) | NO | DATA NOT AVAILABLE | DATA NOT AVAILABLE | 43.56 | DATA NOT AVAILABLE | DATA NOT AVAILABLE | DATA NOT AVAILABLE | DATA NOT AVAILABLE | DATA NOT AVAILABLE | DATA NOT AVAILABLE | DATA NOT AVAILABLE | DATA NOT AVAILABLE | DATA NOT AVAILABLE | DATA NOT AVAILABLE | DATA NOT AVAILABLE | DATA NOT AVAILABLE | DATA NOT AVAILABLE | ACCEPTED TO CONNECT | DATA NOT AVAILABLE | DATA NOT AVAILABLE | DATA NOT AVAILABLE | DATA NOT AVAILABLE | DATA NOT AVAILABLE | DATA NOT AVAILABLE | 43.56 | 39.9 | 42 | 44.2105 | 42 | 44838 | DATA NOT AVAILABLE | N | DATA NOT AVAILABLE | DATA NOT AVAILABLE | DATA NOT AVAILABLE | DATA NOT AVAILABLE | DATA NOT AVAILABLE | 44844
DATA NOT AVAILABLE | [5 empty] | DATA NOT AVAILABLE | ADTEK LTD | ACHANALT BATTERY ENERGY STORAGE SYSTEM | ACHANALT | ACHANALT | GARVE | HIGHLAND | IV23 2QD | SCOTLAND | 224521 | 861552 | GRUDIE BRIDGE | DATA NOT APPLICABLE | GRUDIE BRIDGE | 33 | SCOTTISH HYDRO ELECTRIC POWER DISTRIBUTION PLC | STORED ENERGY (ALL STORED ENERGY IRRESPECTVE OF THE ORIGINAL ENERGY SOURCE) | STORAGE - ELECTROCHEMICAL (BATTERIES) | NO | DATA NOT AVAILABLE | DATA NOT AVAILABLE | 49.9 | DATA NOT AVAILABLE | DATA NOT AVAILABLE | DATA NOT AVAILABLE | DATA NOT AVAILABLE | DATA NOT AVAILABLE | DATA NOT AVAILABLE | DATA NOT AVAILABLE | DATA NOT AVAILABLE | DATA NOT AVAILABLE | DATA NOT AVAILABLE | DATA NOT AVAILABLE | DATA NOT AVAILABLE | DATA NOT AVAILABLE | ACCEPTED TO CONNECT | DATA NOT AVAILABLE | DATA NOT AVAILABLE | DATA NOT AVAILABLE | DATA NOT AVAILABLE | DATA NOT AVAILABLE | DATA NOT AVAILABLE | 49.9 | 49.9 | 52.5263 | 52.5263 | 49.9 | 45111 | DATA NOT AVAILABLE | N | DATA NOT AVAILABLE | DATA NOT AVAILABLE | DATA NOT AVAILABLE | DATA NOT AVAILABLE | DATA NOT AVAILABLE | 45176
DATA NOT AVAILABLE | [5 empty] | DATA NOT AVAILABLE | TNEI SERVICES | 49.99MW BESS | LOVAT ESTATE BESS | BREEDON BEAULY QUARRY | BEAULY | HIGHLAND | IV4 7BG | SCOTLAND | 251218 | 844956 | BEAULY | DATA NOT APPLICABLE | BEAULY GRID | 33 | SCOTTISH HYDRO ELECTRIC POWER DISTRIBUTION PLC | STORED ENERGY (ALL STORED ENERGY IRRESPECTVE OF THE ORIGINAL ENERGY SOURCE) | STORAGE - ELECTROCHEMICAL (BATTERIES) | NO | DATA NOT AVAILABLE | DATA NOT AVAILABLE | 50 | DATA NOT AVAILABLE | DATA NOT AVAILABLE | DATA NOT AVAILABLE | DATA NOT AVAILABLE | DATA NOT AVAILABLE | DATA NOT AVAILABLE | DATA NOT AVAILABLE | DATA NOT AVAILABLE | DATA NOT AVAILABLE | DATA NOT AVAILABLE | DATA NOT AVAILABLE | DATA NOT AVAILABLE | DATA NOT AVAILABLE | ACCEPTED TO CONNECT | DATA NOT AVAILABLE | DATA NOT AVAILABLE | DATA NOT AVAILABLE | DATA NOT AVAILABLE | DATA NOT AVAILABLE | DATA NOT AVAILABLE | 50 | 49.99 | 52.6211 | 52.6211 | 49.99 | 44868 | DATA NOT AVAILABLE | N | DATA NOT AVAILABLE | DATA NOT AVAILABLE | DATA NOT AVAILABLE | DATA NOT AVAILABLE | DATA NOT AVAILABLE | 44901
DATA NOT AVAILABLE | [5 empty] | DATA NOT AVAILABLE | TRINA SOLAR UK HOLDCO LTD | 30MW BATTERY | FROME POWER | GLEBE LAND ON RODDEN ROAD | FROME | SOMERSET | BA11 5JS | ENGLAND | 378920 | 147960 | MELKSHAM GSP | NORRINGTON | DATA NOT AVAILABLE | LV | SOUTHERN ELECTRIC POWER DISTRIBUTION PLC | STORED ENERGY (ALL STORED ENERGY IRRESPECTVE OF THE ORIGINAL ENERGY SOURCE) | STORAGE - ELECTROCHEMICAL (BATTERIES) | NO | DATA NOT AVAILABLE | DATA NOT AVAILABLE | 30 | DATA NOT AVAILABLE | DATA NOT AVAILABLE | DATA NOT AVAILABLE | DATA NOT AVAILABLE | DATA NOT AVAILABLE | DATA NOT AVAILABLE | DATA NOT AVAILABLE | DATA NOT AVAILABLE | DATA NOT AVAILABLE | DATA NOT AVAILABLE | DATA NOT AVAILABLE | DATA NOT AVAILABLE | DATA NOT AVAILABLE | ACCEPTED TO CONNECT | DATA NOT AVAILABLE | DATA NOT AVAILABLE | DATA NOT AVAILABLE | DATA NOT AVAILABLE | DATA NOT AVAILABLE | DATA NOT AVAILABLE | 30 | 30 | 31.5789 | 36.9684 | 35.12 | 44866 | DATA NOT AVAILABLE | N | DATA NOT AVAILABLE | DATA NOT AVAILABLE | DATA NOT AVAILABLE | DATA NOT AVAILABLE | DATA NOT AVAILABLE | 44901
DATA NOT AVAILABLE | [5 empty] | DATA NOT AVAILABLE | OPDE UK LTD | 50MVA ELECTRICITY STORAGE | BUCKIES FARM | B874 GLENGOLLY | THURSO | HIGHLAND | KW14 7XJ | SCOTLAND | 310726 | 964943 | THURSO SOUTH GRID | DATA NOT APPLICABLE | THURSO SOUTH GRID | 33 | SCOTTISH HYDRO ELECTRIC POWER DISTRIBUTION PLC | STORED ENERGY (ALL STORED ENERGY IRRESPECTVE OF THE ORIGINAL ENERGY SOURCE) | STORAGE - ELECTROCHEMICAL (BATTERIES) | NO | DATA NOT AVAILABLE | DATA NOT AVAILABLE | 52.68 | DATA NOT AVAILABLE | DATA NOT AVAILABLE | DATA NOT AVAILABLE | DATA NOT AVAILABLE | DATA NOT AVAILABLE | DATA NOT AVAILABLE | DATA NOT AVAILABLE | DATA NOT AVAILABLE | DATA NOT AVAILABLE | DATA NOT AVAILABLE | DATA NOT AVAILABLE | DATA NOT AVAILABLE | DATA NOT AVAILABLE | ACCEPTED TO CONNECT | DATA NOT AVAILABLE | DATA NOT AVAILABLE | DATA NOT AVAILABLE | DATA NOT AVAILABLE | DATA NOT AVAILABLE | DATA NOT AVAILABLE | 52.68 | 50 | 52.6316 | 52.6316 | 50 | 44834 | DATA NOT AVAILABLE | N | DATA NOT AVAILABLE | DATA NOT AVAILABLE | DATA NOT AVAILABLE | DATA NOT AVAILABLE | DATA NOT AVAILABLE | 44844
DATA NOT AVAILABLE | [5 empty] | DATA NOT AVAILABLE | FUTURENERGY PARTNERS LIMITED | 90MW BATTERY | LAND AT MOOR MEADOW | THATCHAM | NEWBURY | OXFORDSHIRE | RG19 3XL | ENGLAND | 451501 | 166493 | BRAMLEY (ANDO-THAT) | THATCHAM | DATA NOT AVAILABLE | 132 | SOUTHERN ELECTRIC POWER DISTRIBUTION PLC | STORED ENERGY (ALL STORED ENERGY IRRESPECTVE OF THE ORIGINAL ENERGY SOURCE) | STORAGE - ELECTROCHEMICAL (BATTERIES) | NO | DATA NOT AVAILABLE | DATA NOT AVAILABLE | 90 | DATA NOT AVAILABLE | DATA NOT AVAILABLE | DATA NOT AVAILABLE | DATA NOT AVAILABLE | DATA NOT AVAILABLE | DATA NOT AVAILABLE | DATA NOT AVAILABLE | DATA NOT AVAILABLE | DATA NOT AVAILABLE | DATA NOT AVAILABLE | DATA NOT AVAILABLE | DATA NOT AVAILABLE | DATA NOT AVAILABLE | ACCEPTED TO CONNECT | DATA NOT AVAILABLE | DATA NOT AVAILABLE | DATA NOT AVAILABLE | DATA NOT AVAILABLE | DATA NOT AVAILABLE | DATA NOT AVAILABLE | 90 | 90 | 94.7368 | 99.7232 | 94.737 | 44893 | DATA NOT AVAILABLE | N | DATA NOT AVAILABLE | DATA NOT AVAILABLE | DATA NOT AVAILABLE | DATA NOT AVAILABLE | DATA NOT AVAILABLE | 44936
DATA NOT AVAILABLE | [5 empty] | DATA NOT AVAILABLE | GEW2 LTD | 200MW BESS | DATA NOT AVAILABLE | CORONATION ROAD BANGORS RD SOUTH IVER | SLOUGH | BERKSHIRE | SL0 0BE | ENGLAND | 503063 | 182332 | IVER 132KV | IVER 132KV | DATA NOT AVAILABLE | 132 | SOUTHERN ELECTRIC POWER DISTRIBUTION PLC | STORED ENERGY (ALL STORED ENERGY IRRESPECTVE OF THE ORIGINAL ENERGY SOURCE) | STORAGE - ELECTROCHEMICAL (BATTERIES) | NO | DATA NOT AVAILABLE | DATA NOT AVAILABLE | 200 | DATA NOT AVAILABLE | DATA NOT AVAILABLE | DATA NOT AVAILABLE | DATA NOT AVAILABLE | DATA NOT AVAILABLE | DATA NOT AVAILABLE | DATA NOT AVAILABLE | DATA NOT AVAILABLE | DATA NOT AVAILABLE | DATA NOT AVAILABLE | DATA NOT AVAILABLE | DATA NOT AVAILABLE | DATA NOT AVAILABLE | ACCEPTED TO CONNECT | DATA NOT AVAILABLE | DATA NOT AVAILABLE | DATA NOT AVAILABLE | DATA NOT AVAILABLE | DATA NOT AVAILABLE | DATA NOT AVAILABLE | 200 | 200 | 210.5263 | 213.0758 | 202.422 | 44916 | DATA NOT AVAILABLE | N | DATA NOT AVAILABLE | DATA NOT AVAILABLE | DATA NOT AVAILABLE | DATA NOT AVAILABLE | DATA NOT AVAILABLE | 44936
DATA NOT AVAILABLE | [5 empty] | DATA NOT AVAILABLE | THE ENERGY WORKSHOP LIMITED | OLD GALLOWS ROAD - BATTERY ENERGY STORAGE | OLD GALLOWS ROAD | PERTH | PERTH | PERTHSHIRE AND KINROSS | PH1 1QE | SCOTLAND | 308123 | 723733 | BURGHMUIR | DATA NOT APPLICABLE | BURGHMUIR GRID | 33 | SCOTTISH HYDRO ELECTRIC POWER DISTRIBUTION PLC | STORED ENERGY (ALL STORED ENERGY IRRESPECTVE OF THE ORIGINAL ENERGY SOURCE) | STORAGE - ELECTROCHEMICAL (BATTERIES) | NO | DATA NOT AVAILABLE | DATA NOT AVAILABLE | 49.4 | DATA NOT AVAILABLE | DATA NOT AVAILABLE | DATA NOT AVAILABLE | DATA NOT AVAILABLE | DATA NOT AVAILABLE | DATA NOT AVAILABLE | DATA NOT AVAILABLE | DATA NOT AVAILABLE | DATA NOT AVAILABLE | DATA NOT AVAILABLE | DATA NOT AVAILABLE | DATA NOT AVAILABLE | DATA NOT AVAILABLE | ACCEPTED TO CONNECT | DATA NOT AVAILABLE | DATA NOT AVAILABLE | DATA NOT AVAILABLE | DATA NOT AVAILABLE | DATA NOT AVAILABLE | DATA NOT AVAILABLE | 49.4 | 49.4 | 52 | 54.7368 | 52 | 45139 | DATA NOT AVAILABLE | N | DATA NOT AVAILABLE | DATA NOT AVAILABLE | DATA NOT AVAILABLE | DATA NOT AVAILABLE | DATA NOT AVAILABLE | 44993
DATA NOT AVAILABLE | [5 empty] | DATA NOT AVAILABLE | ELMYA ENERGY UK LIMITED | 100MW BESS | HIGH WYCOMBE BESS | LANE END HIGH WYCOMBE | HIGH WYCOMBE | BUCKINGHAMSHIRE | HP14 3FN | ENGLAND | 481111 | 191471 | COWLEY GSP | HIGH WYCOMBE | DATA NOT AVAILABLE | 132 | SOUTHERN ELECTRIC POWER DISTRIBUTION PLC | STORED ENERGY (ALL STORED ENERGY IRRESPECTVE OF THE ORIGINAL ENERGY SOURCE) | STORAGE - ELECTROCHEMICAL (BATTERIES) | NO | DATA NOT AVAILABLE | DATA NOT AVAILABLE | 100 | DATA NOT AVAILABLE | DATA NOT AVAILABLE | DATA NOT AVAILABLE | DATA NOT AVAILABLE | DATA NOT AVAILABLE | DATA NOT AVAILABLE | DATA NOT AVAILABLE | DATA NOT AVAILABLE | DATA NOT AVAILABLE | DATA NOT AVAILABLE | DATA NOT AVAILABLE | DATA NOT AVAILABLE | DATA NOT AVAILABLE | ACCEPTED TO CONNECT | DATA NOT AVAILABLE | DATA NOT AVAILABLE | DATA NOT AVAILABLE | DATA NOT AVAILABLE | DATA NOT AVAILABLE | DATA NOT AVAILABLE | 100 | 100 | 105.2632 | 110.8463 | 105.304 | 44974 | DATA NOT AVAILABLE | N | DATA NOT AVAILABLE | DATA NOT AVAILABLE | DATA NOT AVAILABLE | DATA NOT AVAILABLE | DATA NOT AVAILABLE | 45022
DATA NOT AVAILABLE | [5 empty] | DATA NOT AVAILABLE | BIOWATT FACILITIES MANAGEMENT LTD | 800KW CHP | BRAINS FARM AD, BRAINS FARM | MOOR LANE | WINCANTON | SOMERSET | BA9 9RA | ENGLAND | 372494 | 127168 | MANNINGTON GSP | SHAFTESBURY | WINCANTON | 11 | SOUTHERN ELECTRIC POWER DISTRIBUTION PLC | STORED ENERGY (ALL STORED ENERGY IRRESPECTVE OF THE ORIGINAL ENERGY SOURCE) | STORAGE - ELECTROCHEMICAL (BATTERIES) | NO | DATA NOT AVAILABLE | DATA NOT AVAILABLE | 0.8 | DATA NOT AVAILABLE | DATA NOT AVAILABLE | DATA NOT AVAILABLE | DATA NOT AVAILABLE | DATA NOT AVAILABLE | DATA NOT AVAILABLE | DATA NOT AVAILABLE | DATA NOT AVAILABLE | DATA NOT AVAILABLE | DATA NOT AVAILABLE | DATA NOT AVAILABLE | DATA NOT AVAILABLE | DATA NOT AVAILABLE | ACCEPTED TO CONNECT | DATA NOT AVAILABLE | DATA NOT AVAILABLE | DATA NOT AVAILABLE | DATA NOT AVAILABLE | DATA NOT AVAILABLE | DATA NOT AVAILABLE | 0.8 | 0.8 | 0.84211 | 1.2274 | 1.166 | 45488 | DATA NOT AVAILABLE | N | DATA NOT AVAILABLE | DATA NOT AVAILABLE | DATA NOT AVAILABLE | DATA NOT AVAILABLE | DATA NOT AVAILABLE | 45089
DATA NOT AVAILABLE | [5 empty] | DATA NOT AVAILABLE | OPDE UK LIMITED | 49.4MW BATTERY | DATA NOT AVAILABLE | MORENISH | KILLIN | STIRLING | FK21 8TL | SCOTLAND | 258367 | 734419 | KILLIN | DATA NOT APPLICABLE | KILLIN GRID | 33 | SCOTTISH HYDRO ELECTRIC POWER DISTRIBUTION PLC | STORED ENERGY (ALL STORED ENERGY IRRESPECTVE OF THE ORIGINAL ENERGY SOURCE) | STORAGE - ELECTROCHEMICAL (BATTERIES) | NO | DATA NOT AVAILABLE | DATA NOT AVAILABLE | 49.4 | DATA NOT AVAILABLE | DATA NOT AVAILABLE | DATA NOT AVAILABLE | DATA NOT AVAILABLE | DATA NOT AVAILABLE | DATA NOT AVAILABLE | DATA NOT AVAILABLE | DATA NOT AVAILABLE | DATA NOT AVAILABLE | DATA NOT AVAILABLE | DATA NOT AVAILABLE | DATA NOT AVAILABLE | DATA NOT AVAILABLE | ACCEPTED TO CONNECT | DATA NOT AVAILABLE | DATA NOT AVAILABLE | DATA NOT AVAILABLE | DATA NOT AVAILABLE | DATA NOT AVAILABLE | DATA NOT AVAILABLE | 49.4 | 49.4 | 52 | 54.7368 | 52 | 44862 | DATA NOT AVAILABLE | N | DATA NOT AVAILABLE | DATA NOT AVAILABLE | DATA NOT AVAILABLE | DATA NOT AVAILABLE | DATA NOT AVAILABLE | 44901
DATA NOT AVAILABLE | [5 empty] | DATA NOT AVAILABLE | NAREC DISTRIBUTED ENERGY LTD | LAND OFF THE B9134 - BESS | LAND OFF THE B9134 | FORFAR ANGUS | ANGUS | ANGUS | DD8 2UX | SCOTLAND | 347504 | 751932 | LUNANHEAD | DATA NOT APPLICABLE | LUNANHEAD GRID | 33 | SCOTTISH HYDRO ELECTRIC POWER DISTRIBUTION PLC | STORED ENERGY (ALL STORED ENERGY IRRESPECTVE OF THE ORIGINAL ENERGY SOURCE) | STORAGE - ELECTROCHEMICAL (BATTERIES) | NO | DATA NOT AVAILABLE | DATA NOT AVAILABLE | 49.99 | DATA NOT AVAILABLE | DATA NOT AVAILABLE | DATA NOT AVAILABLE | DATA NOT AVAILABLE | DATA NOT AVAILABLE | DATA NOT AVAILABLE | DATA NOT AVAILABLE | DATA NOT AVAILABLE | DATA NOT AVAILABLE | DATA NOT AVAILABLE | DATA NOT AVAILABLE | DATA NOT AVAILABLE | DATA NOT AVAILABLE | ACCEPTED TO CONNECT | DATA NOT AVAILABLE | DATA NOT AVAILABLE | DATA NOT AVAILABLE | DATA NOT AVAILABLE | DATA NOT AVAILABLE | DATA NOT AVAILABLE | 49.99 | 49.99 | 52.6211 | 52.6211 | 49.99 | 44834 | DATA NOT AVAILABLE | N | DATA NOT AVAILABLE | DATA NOT AVAILABLE | DATA NOT AVAILABLE | DATA NOT AVAILABLE | DATA NOT AVAILABLE | 44868
DATA NOT AVAILABLE | [5 empty] | DATA NOT AVAILABLE | ADTEK LIMITED | LAURENCEKIRK 30MW BATTERY | FIDDES BATTERY STORAGE | CASTLE OF FIDDES | LAURENCEKIRK | ABERDEENSHIRE | AB30 1LL | SCOTLAND | 381297 | 781886 | FIDDES | DATA NOT APPLICABLE | FIDDES | 33 | SCOTTISH HYDRO ELECTRIC POWER DISTRIBUTION PLC | STORED ENERGY (ALL STORED ENERGY IRRESPECTVE OF THE ORIGINAL ENERGY SOURCE) | STORAGE - ELECTROCHEMICAL (BATTERIES) | NO | DATA NOT AVAILABLE | DATA NOT AVAILABLE | 30 | DATA NOT AVAILABLE | DATA NOT AVAILABLE | DATA NOT AVAILABLE | DATA NOT AVAILABLE | DATA NOT AVAILABLE | DATA NOT AVAILABLE | DATA NOT AVAILABLE | DATA NOT AVAILABLE | DATA NOT AVAILABLE | DATA NOT AVAILABLE | DATA NOT AVAILABLE | DATA NOT AVAILABLE | DATA NOT AVAILABLE | ACCEPTED TO CONNECT | DATA NOT AVAILABLE | DATA NOT AVAILABLE | DATA NOT AVAILABLE | DATA NOT AVAILABLE | DATA NOT AVAILABLE | DATA NOT AVAILABLE | 30 | 30 | 31.5789 | 33.2411 | 31.579 | 44826 | DATA NOT AVAILABLE | N | DATA NOT AVAILABLE | DATA NOT AVAILABLE | DATA NOT AVAILABLE | DATA NOT AVAILABLE | DATA NOT AVAILABLE | 44844
DATA NOT AVAILABLE | [5 empty] | DATA NOT AVAILABLE | NATURAL POWER CONSULTANTS | 20MW BATTERY | TOFTINGALL 2 BESS | TOFTINGALL HALKIRK | CAITHNESS | HIGHLAND | KW12 6UW | SCOTLAND | 313553 | 953351 | MYBSTER | DATA NOT APPLICABLE | MYBSTER GRID | 33 | SCOTTISH HYDRO ELECTRIC POWER DISTRIBUTION PLC | STORED ENERGY (ALL STORED ENERGY IRRESPECTVE OF THE ORIGINAL ENERGY SOURCE) | STORAGE - ELECTROCHEMICAL (BATTERIES) | NO | DATA NOT AVAILABLE | DATA NOT AVAILABLE | 21 | DATA NOT AVAILABLE | DATA NOT AVAILABLE | DATA NOT AVAILABLE | DATA NOT AVAILABLE | DATA NOT AVAILABLE | DATA NOT AVAILABLE | DATA NOT AVAILABLE | DATA NOT AVAILABLE | DATA NOT AVAILABLE | DATA NOT AVAILABLE | DATA NOT AVAILABLE | DATA NOT AVAILABLE | DATA NOT AVAILABLE | ACCEPTED TO CONNECT | DATA NOT AVAILABLE | DATA NOT AVAILABLE | DATA NOT AVAILABLE | DATA NOT AVAILABLE | DATA NOT AVAILABLE | DATA NOT AVAILABLE | 21 | 20 | 21.0526 | 22.1695 | 21.061 | 44930 | DATA NOT AVAILABLE | N | DATA NOT AVAILABLE | DATA NOT AVAILABLE | DATA NOT AVAILABLE | DATA NOT AVAILABLE | DATA NOT AVAILABLE | 44959
DATA NOT AVAILABLE | [5 empty] | DATA NOT AVAILABLE | INTEGRUM RNEWABLE ENERGY | AUTH & QC 99.9MW BESS | HALFWAY HOUSE FARM | BEANACRE | MELKSHAM | WILTSHIRE | SN12 7QA | ENGLAND | 391310 | 166930 | DATA NOT AVAILABLE | DATA NOT AVAILABLE | DATA NOT AVAILABLE | 132 | SOUTHERN ELECTRIC POWER DISTRIBUTION PLC | STORED ENERGY (ALL STORED ENERGY IRRESPECTVE OF THE ORIGINAL ENERGY SOURCE) | STORAGE - ELECTROCHEMICAL (BATTERIES) | NO | DATA NOT AVAILABLE | DATA NOT AVAILABLE | 104.2 | DATA NOT AVAILABLE | DATA NOT AVAILABLE | DATA NOT AVAILABLE | DATA NOT AVAILABLE | DATA NOT AVAILABLE | DATA NOT AVAILABLE | DATA NOT AVAILABLE | DATA NOT AVAILABLE | DATA NOT AVAILABLE | DATA NOT AVAILABLE | DATA NOT AVAILABLE | DATA NOT AVAILABLE | DATA NOT AVAILABLE | ACCEPTED TO CONNECT | DATA NOT AVAILABLE | DATA NOT AVAILABLE | DATA NOT AVAILABLE | DATA NOT AVAILABLE | DATA NOT AVAILABLE | DATA NOT AVAILABLE | 104.2 | 99.9 | 105.1579 | 110.6926 | 105.158 | 45022 | DATA NOT AVAILABLE | N | DATA NOT AVAILABLE | DATA NOT AVAILABLE | DATA NOT AVAILABLE | DATA NOT AVAILABLE | DATA NOT AVAILABLE | 45057
DATA NOT AVAILABLE | [5 empty] | DATA NOT AVAILABLE | CONRAD ENERGY (DEVELOPMENTS) II LIMITED | 99MW BESS | FAWLEY BATTERY ENERGY STORAGE PLANT | ASHLETT ROAD | SOUTHAMPTON | HAMPSHIRE | SO45 1DT | ENGLAND | 446543 | 103212 | FAWLEY GSP | DATA NOT AVAILABLE | DATA NOT AVAILABLE | 132 | SOUTHERN ELECTRIC POWER DISTRIBUTION PLC | STORED ENERGY (ALL STORED ENERGY IRRESPECTVE OF THE ORIGINAL ENERGY SOURCE) | STORAGE - ELECTROCHEMICAL (BATTERIES) | NO | DATA NOT AVAILABLE | DATA NOT AVAILABLE | 99 | DATA NOT AVAILABLE | DATA NOT AVAILABLE | DATA NOT AVAILABLE | DATA NOT AVAILABLE | DATA NOT AVAILABLE | DATA NOT AVAILABLE | DATA NOT AVAILABLE | DATA NOT AVAILABLE | DATA NOT AVAILABLE | DATA NOT AVAILABLE | DATA NOT AVAILABLE | DATA NOT AVAILABLE | DATA NOT AVAILABLE | ACCEPTED TO CONNECT | DATA NOT AVAILABLE | DATA NOT AVAILABLE | DATA NOT AVAILABLE | DATA NOT AVAILABLE | DATA NOT AVAILABLE | DATA NOT AVAILABLE | 99 | 99 | 104.2105 | 109.6958 | 104.211 | 44862 | DATA NOT AVAILABLE | N | DATA NOT AVAILABLE | DATA NOT AVAILABLE | DATA NOT AVAILABLE | DATA NOT AVAILABLE | DATA NOT AVAILABLE | 44901
DATA NOT AVAILABLE | [5 empty] | DATA NOT AVAILABLE | DNO CONSULTING LTD | 99.9MW BATTERY | ROW HILL FARM | DATA NOT AVAILABLE | WIMBORNE | DORSET | BH21 7EB | ENGLAND | 404435 | 104350 | MANNINGTON GSP | DATA NOT AVAILABLE | DATA NOT AVAILABLE | 132 | SOUTHERN ELECTRIC POWER DISTRIBUTION PLC | STORED ENERGY (ALL STORED ENERGY IRRESPECTVE OF THE ORIGINAL ENERGY SOURCE) | STORAGE - ELECTROCHEMICAL (BATTERIES) | NO | DATA NOT AVAILABLE | DATA NOT AVAILABLE | 99.9 | DATA NOT AVAILABLE | DATA NOT AVAILABLE | DATA NOT AVAILABLE | DATA NOT AVAILABLE | DATA NOT AVAILABLE | DATA NOT AVAILABLE | DATA NOT AVAILABLE | DATA NOT AVAILABLE | DATA NOT AVAILABLE | DATA NOT AVAILABLE | DATA NOT AVAILABLE | DATA NOT AVAILABLE | DATA NOT AVAILABLE | ACCEPTED TO CONNECT | DATA NOT AVAILABLE | DATA NOT AVAILABLE | DATA NOT AVAILABLE | DATA NOT AVAILABLE | DATA NOT AVAILABLE | DATA NOT AVAILABLE | 99.9 | 99.9 | 105.1579 | 110.7368 | 105.2 | 45014 | DATA NOT AVAILABLE | N | DATA NOT AVAILABLE | DATA NOT AVAILABLE | DATA NOT AVAILABLE | DATA NOT AVAILABLE | DATA NOT AVAILABLE | 45057
DATA NOT AVAILABLE | [5 empty] | DATA NOT AVAILABLE | ADTEK LTD | MARKETHILL BESS | LAND AT PLEASANCE ROAD | COUPAR ANGUS | BLAIRGOWRIE | PERTHSHIRE AND KINROSS | PH13 9EJ | SCOTLAND | 322403 | 739624 | COUPAR ANGUS | DATA NOT APPLICABLE | DATA NOT AVAILABLE | EHV | SCOTTISH HYDRO ELECTRIC POWER DISTRIBUTION PLC | STORED ENERGY (ALL STORED ENERGY IRRESPECTVE OF THE ORIGINAL ENERGY SOURCE) | STORAGE - ELECTROCHEMICAL (BATTERIES) | NO | DATA NOT AVAILABLE | DATA NOT AVAILABLE | 49.9 | DATA NOT AVAILABLE | DATA NOT AVAILABLE | DATA NOT AVAILABLE | DATA NOT AVAILABLE | DATA NOT AVAILABLE | DATA NOT AVAILABLE | DATA NOT AVAILABLE | DATA NOT AVAILABLE | DATA NOT AVAILABLE | DATA NOT AVAILABLE | DATA NOT AVAILABLE | DATA NOT AVAILABLE | DATA NOT AVAILABLE | ACCEPTED TO CONNECT | DATA NOT AVAILABLE | DATA NOT AVAILABLE | DATA NOT AVAILABLE | DATA NOT AVAILABLE | DATA NOT AVAILABLE | DATA NOT AVAILABLE | 49.9 | 49.9 | 52.5263 | 52.5263 | 49.9 | 45071 | DATA NOT AVAILABLE | N | DATA NOT AVAILABLE | DATA NOT AVAILABLE | DATA NOT AVAILABLE | DATA NOT AVAILABLE | DATA NOT AVAILABLE | 45089
DATA NOT AVAILABLE | [5 empty] | DATA NOT AVAILABLE | DATA NOT AVAILABLE | 49.9MW ENERGY STORAGE | PLOT 5 | MID CRAIGIE INDUSTRIAL ESTATE KINGSWAY EAST | DUNDEE | DUNDEE CITY | DD4 7RP | SCOTLAND | 342595 | 731993 | MILTON OF CRAIGIE | DATA NOT APPLICABLE | MILTON OF CRAIGIE GRID | 33 | SCOTTISH HYDRO ELECTRIC POWER DISTRIBUTION PLC | STORED ENERGY (ALL STORED ENERGY IRRESPECTVE OF THE ORIGINAL ENERGY SOURCE) | STORAGE - ELECTROCHEMICAL (BATTERIES) | NO | DATA NOT AVAILABLE | DATA NOT AVAILABLE | 50 | DATA NOT AVAILABLE | DATA NOT AVAILABLE | DATA NOT AVAILABLE | DATA NOT AVAILABLE | DATA NOT AVAILABLE | DATA NOT AVAILABLE | DATA NOT AVAILABLE | DATA NOT AVAILABLE | DATA NOT AVAILABLE | DATA NOT AVAILABLE | DATA NOT AVAILABLE | DATA NOT AVAILABLE | DATA NOT AVAILABLE | ACCEPTED TO CONNECT | DATA NOT AVAILABLE | DATA NOT AVAILABLE | DATA NOT AVAILABLE | DATA NOT AVAILABLE | DATA NOT AVAILABLE | DATA NOT AVAILABLE | 50 | 49.9 | 52.5263 | 52.6316 | 50 | 44938 | DATA NOT AVAILABLE | N | DATA NOT AVAILABLE | DATA NOT AVAILABLE | DATA NOT AVAILABLE | DATA NOT AVAILABLE | DATA NOT AVAILABLE | 44959
DATA NOT AVAILABLE | [5 empty] | DATA NOT AVAILABLE | MR WILLIAM LESLIE | WARDHILL FARM BESS | WARDHILL CASTLE | DATA NOT AVAILABLE | INVERURIE | ABERDEENSHIRE | AB51 5BH | SCOTLAND | 371384 | 830878 | ROTHIENORMAN | DATA NOT APPLICABLE | ROTHIENORMAN | 0.4 | SCOTTISH HYDRO ELECTRIC POWER DISTRIBUTION PLC | STORED ENERGY (ALL STORED ENERGY IRRESPECTVE OF THE ORIGINAL ENERGY SOURCE) | STORAGE - ELECTROCHEMICAL (BATTERIES) | NO | DATA NOT AVAILABLE | DATA NOT AVAILABLE | 50 | DATA NOT AVAILABLE | DATA NOT AVAILABLE | DATA NOT AVAILABLE | DATA NOT AVAILABLE | DATA NOT AVAILABLE | DATA NOT AVAILABLE | DATA NOT AVAILABLE | DATA NOT AVAILABLE | DATA NOT AVAILABLE | DATA NOT AVAILABLE | DATA NOT AVAILABLE | DATA NOT AVAILABLE | DATA NOT AVAILABLE | ACCEPTED TO CONNECT | DATA NOT AVAILABLE | DATA NOT AVAILABLE | DATA NOT AVAILABLE | DATA NOT AVAILABLE | DATA NOT AVAILABLE | DATA NOT AVAILABLE | 50 | 49.9 | 52.5263 | 52.5263 | 49.9 | 45015 | DATA NOT AVAILABLE | N | DATA NOT AVAILABLE | DATA NOT AVAILABLE | DATA NOT AVAILABLE | DATA NOT AVAILABLE | DATA NOT AVAILABLE | 45057
DATA NOT AVAILABLE | [5 empty] | DATA NOT AVAILABLE | NEW ENGLAND LOBSTERS INTERNATIONAL LIMITED | 43MW BATTERY | BORELAND ENERGY STORAGE PARK | BORELAND GLEN LOCHAY | KILLIN | STIRLING | FK21 8TT | SCOTLAND | 255686 | 734696 | KILLIN | DATA NOT APPLICABLE | KILLIN GRID | 33 | SCOTTISH HYDRO ELECTRIC POWER DISTRIBUTION PLC | STORED ENERGY (ALL STORED ENERGY IRRESPECTVE OF THE ORIGINAL ENERGY SOURCE) | STORAGE - ELECTROCHEMICAL (BATTERIES) | NO | DATA NOT AVAILABLE | DATA NOT AVAILABLE | 48 | DATA NOT AVAILABLE | DATA NOT AVAILABLE | DATA NOT AVAILABLE | DATA NOT AVAILABLE | DATA NOT AVAILABLE | DATA NOT AVAILABLE | DATA NOT AVAILABLE | DATA NOT AVAILABLE | DATA NOT AVAILABLE | DATA NOT AVAILABLE | DATA NOT AVAILABLE | DATA NOT AVAILABLE | DATA NOT AVAILABLE | ACCEPTED TO CONNECT | DATA NOT AVAILABLE | DATA NOT AVAILABLE | DATA NOT AVAILABLE | DATA NOT AVAILABLE | DATA NOT AVAILABLE | DATA NOT AVAILABLE | 48 | 43 | 45.2632 | 45.2632 | 43 | 45057 | DATA NOT AVAILABLE | N | DATA NOT AVAILABLE | DATA NOT AVAILABLE | DATA NOT AVAILABLE | DATA NOT AVAILABLE | DATA NOT AVAILABLE | 45089
DATA NOT AVAILABLE | [5 empty] | DATA NOT AVAILABLE | GRID CONNECTION CONSULTING | PM AB1 ENERGY STORAGE | PM AB ENERGY STORAGE | ABERNETHY ROAD ABERNETHY | PERTH | PERTHSHIRE AND KINROSS | KY14 6EW | SCOTLAND | 319852 | 718014 | ABERNETHY | DATA NOT APPLICABLE | ABERNETHY GRID | 33 | SCOTTISH HYDRO ELECTRIC POWER DISTRIBUTION PLC | STORED ENERGY (ALL STORED ENERGY IRRESPECTVE OF THE ORIGINAL ENERGY SOURCE) | STORAGE - ELECTROCHEMICAL (BATTERIES) | NO | DATA NOT AVAILABLE | DATA NOT AVAILABLE | 49.9 | DATA NOT AVAILABLE | DATA NOT AVAILABLE | DATA NOT AVAILABLE | DATA NOT AVAILABLE | DATA NOT AVAILABLE | DATA NOT AVAILABLE | DATA NOT AVAILABLE | DATA NOT AVAILABLE | DATA NOT AVAILABLE | DATA NOT AVAILABLE | DATA NOT AVAILABLE | DATA NOT AVAILABLE | DATA NOT AVAILABLE | ACCEPTED TO CONNECT | DATA NOT AVAILABLE | DATA NOT AVAILABLE | DATA NOT AVAILABLE | DATA NOT AVAILABLE | DATA NOT AVAILABLE | DATA NOT AVAILABLE | 49.9 | 49.9 | 52.5263 | 52.5263 | 49.9 | 44840 | DATA NOT AVAILABLE | N | DATA NOT AVAILABLE | DATA NOT AVAILABLE | DATA NOT AVAILABLE | DATA NOT AVAILABLE | DATA NOT AVAILABLE | 44868
DATA NOT AVAILABLE | [5 empty] | DATA NOT AVAILABLE | GRID CONNECTION CONSULTING | PM AB2 ENERGY STORAGE | PM AB2 ENERGY STORAGE | ABERNETHY ROAD ABERNETHY | PERTH | PERTHSHIRE AND KINROSS | KY14 6EW | SCOTLAND | 319852 | 718014 | ABERNETHY | DATA NOT APPLICABLE | ABERNETHY GRID | 33 | SCOTTISH HYDRO ELECTRIC POWER DISTRIBUTION PLC | STORED ENERGY (ALL STORED ENERGY IRRESPECTVE OF THE ORIGINAL ENERGY SOURCE) | STORAGE - ELECTROCHEMICAL (BATTERIES) | NO | DATA NOT AVAILABLE | DATA NOT AVAILABLE | 15 | DATA NOT AVAILABLE | DATA NOT AVAILABLE | DATA NOT AVAILABLE | DATA NOT AVAILABLE | DATA NOT AVAILABLE | DATA NOT AVAILABLE | DATA NOT AVAILABLE | DATA NOT AVAILABLE | DATA NOT AVAILABLE | DATA NOT AVAILABLE | DATA NOT AVAILABLE | DATA NOT AVAILABLE | DATA NOT AVAILABLE | ACCEPTED TO CONNECT | DATA NOT AVAILABLE | DATA NOT AVAILABLE | DATA NOT AVAILABLE | DATA NOT AVAILABLE | DATA NOT AVAILABLE | DATA NOT AVAILABLE | 15 | 15 | 15.7895 | 15.7895 | 15 | 44840 | DATA NOT AVAILABLE | N | DATA NOT AVAILABLE | DATA NOT AVAILABLE | DATA NOT AVAILABLE | DATA NOT AVAILABLE | DATA NOT AVAILABLE | 44868
DATA NOT AVAILABLE | [5 empty] | DATA NOT AVAILABLE | HADI KARIMI | G99 APPLICATION FOR 50MW BATTERY STORAGE AT TITCHF | HIGGLERS FARM | TITCHFIELD LANE | FAREHAM | HAMPSHIRE | PO17 5PQ | ENGLAND | 455620 | 110613 | BOTLEY WOOD GSP | BOTLEY WOOD | BOTLEY WOOD | EHV | SOUTHERN ELECTRIC POWER DISTRIBUTION PLC | STORED ENERGY (ALL STORED ENERGY IRRESPECTVE OF THE ORIGINAL ENERGY SOURCE) | STORAGE - ELECTROCHEMICAL (BATTERIES) | NO | DATA NOT AVAILABLE | DATA NOT AVAILABLE | 49.99 | DATA NOT AVAILABLE | DATA NOT AVAILABLE | DATA NOT AVAILABLE | DATA NOT AVAILABLE | DATA NOT AVAILABLE | DATA NOT AVAILABLE | DATA NOT AVAILABLE | DATA NOT AVAILABLE | DATA NOT AVAILABLE | DATA NOT AVAILABLE | DATA NOT AVAILABLE | DATA NOT AVAILABLE | DATA NOT AVAILABLE | ACCEPTED TO CONNECT | DATA NOT AVAILABLE | DATA NOT AVAILABLE | DATA NOT AVAILABLE | DATA NOT AVAILABLE | DATA NOT AVAILABLE | DATA NOT AVAILABLE | 49.99 | 49.99 | 52.6211 | 55.2905 | 52.526 | 44897 | DATA NOT AVAILABLE | N | DATA NOT AVAILABLE | DATA NOT AVAILABLE | DATA NOT AVAILABLE | DATA NOT AVAILABLE | DATA NOT AVAILABLE | 44936
DATA NOT AVAILABLE | [5 empty] | DATA NOT AVAILABLE | BALANCE POWER PROJECTS LTD | 49.9MW BATTERY | HALLYBURTON BESS | BALDOWRIE | BLAIRGOWRIE | PERTHSHIRE AND KINROSS | PH13 9JW | SCOTLAND | 323934 | 739048 | DATA NOT AVAILABLE | DATA NOT APPLICABLE | DATA NOT AVAILABLE | EHV | SCOTTISH HYDRO ELECTRIC POWER DISTRIBUTION PLC | STORED ENERGY (ALL STORED ENERGY IRRESPECTVE OF THE ORIGINAL ENERGY SOURCE) | STORAGE - ELECTROCHEMICAL (BATTERIES) | NO | DATA NOT AVAILABLE | DATA NOT AVAILABLE | 49.9 | DATA NOT AVAILABLE | DATA NOT AVAILABLE | DATA NOT AVAILABLE | DATA NOT AVAILABLE | DATA NOT AVAILABLE | DATA NOT AVAILABLE | DATA NOT AVAILABLE | DATA NOT AVAILABLE | DATA NOT AVAILABLE | DATA NOT AVAILABLE | DATA NOT AVAILABLE | DATA NOT AVAILABLE | DATA NOT AVAILABLE | ACCEPTED TO CONNECT | DATA NOT AVAILABLE | DATA NOT AVAILABLE | DATA NOT AVAILABLE | DATA NOT AVAILABLE | DATA NOT AVAILABLE | DATA NOT AVAILABLE | 49.9 | 49.9 | 52.5263 | 52.5263 | 49.9 | 44942 | DATA NOT AVAILABLE | N | DATA NOT AVAILABLE | DATA NOT AVAILABLE | DATA NOT AVAILABLE | DATA NOT AVAILABLE | DATA NOT AVAILABLE | 44959
DATA NOT AVAILABLE | [5 empty] | DATA NOT AVAILABLE | GEW2 LTD | 99.9MW BESS | DATA NOT AVAILABLE | NEAR BATH ROAD | MELKSHAM | WILTSHIRE | SN12 8EG | ENGLAND | 389242 | 165317 | MELKSHAM GSP | NORRINGTON | DATA NOT AVAILABLE | 132 | SOUTHERN ELECTRIC POWER DISTRIBUTION PLC | STORED ENERGY (ALL STORED ENERGY IRRESPECTVE OF THE ORIGINAL ENERGY SOURCE) | STORAGE - ELECTROCHEMICAL (BATTERIES) | NO | DATA NOT AVAILABLE | DATA NOT AVAILABLE | 99.9 | DATA NOT AVAILABLE | DATA NOT AVAILABLE | DATA NOT AVAILABLE | DATA NOT AVAILABLE | DATA NOT AVAILABLE | DATA NOT AVAILABLE | DATA NOT AVAILABLE | DATA NOT AVAILABLE | DATA NOT AVAILABLE | DATA NOT AVAILABLE | DATA NOT AVAILABLE | DATA NOT AVAILABLE | DATA NOT AVAILABLE | ACCEPTED TO CONNECT | DATA NOT AVAILABLE | DATA NOT AVAILABLE | DATA NOT AVAILABLE | DATA NOT AVAILABLE | DATA NOT AVAILABLE | DATA NOT AVAILABLE | 99.9 | 99.9 | 105.1579 | 110.7368 | 105.2 | 45042 | DATA NOT AVAILABLE | N | DATA NOT AVAILABLE | DATA NOT AVAILABLE | DATA NOT AVAILABLE | DATA NOT AVAILABLE | DATA NOT AVAILABLE | 45057
DATA NOT AVAILABLE | [5 empty] | DATA NOT AVAILABLE | SIRIUS RENEWABLE ENERGY (INVESTMENTS) LTD | AUTHORISATION 50MW BATTERY STORAGE | MINETY BESS, OLD PARK FARM | STONEHILL CHARLTON | MALMESBURY | WILTSHIRE | SN16 9DY | ENGLAND | 398298 | 189393 | MINETY GSP | DATA NOT AVAILABLE | DATA NOT AVAILABLE | 132 | SOUTHERN ELECTRIC POWER DISTRIBUTION PLC | STORED ENERGY (ALL STORED ENERGY IRRESPECTVE OF THE ORIGINAL ENERGY SOURCE) | STORAGE - ELECTROCHEMICAL (BATTERIES) | NO | DATA NOT AVAILABLE | DATA NOT AVAILABLE | 50 | DATA NOT AVAILABLE | DATA NOT AVAILABLE | DATA NOT AVAILABLE | DATA NOT AVAILABLE | DATA NOT AVAILABLE | DATA NOT AVAILABLE | DATA NOT AVAILABLE | DATA NOT AVAILABLE | DATA NOT AVAILABLE | DATA NOT AVAILABLE | DATA NOT AVAILABLE | DATA NOT AVAILABLE | DATA NOT AVAILABLE | ACCEPTED TO CONNECT | DATA NOT AVAILABLE | DATA NOT AVAILABLE | DATA NOT AVAILABLE | DATA NOT AVAILABLE | DATA NOT AVAILABLE | DATA NOT AVAILABLE | 50 | 50 | 52.6316 | 55.4 | 52.63 | 44972 | DATA NOT AVAILABLE | N | DATA NOT AVAILABLE | DATA NOT AVAILABLE | DATA NOT AVAILABLE | DATA NOT AVAILABLE | DATA NOT AVAILABLE | 44993
DATA NOT AVAILABLE | [5 empty] | DATA NOT AVAILABLE | CATHERINE LEWIS | SPITTAL BESS | SPITTAL BESS | SPITTAL QUARRIES A9T B870 JUNCTION - SPITTAL MAINS ACCESS | WICK | HIGHLAND | KW1 5XR | SCOTLAND | 316907 | 953956 | MYBSTER | DATA NOT APPLICABLE | DATA NOT AVAILABLE | EHV | SCOTTISH HYDRO ELECTRIC POWER DISTRIBUTION PLC | STORED ENERGY (ALL STORED ENERGY IRRESPECTVE OF THE ORIGINAL ENERGY SOURCE) | STORAGE - ELECTROCHEMICAL (BATTERIES) | NO | DATA NOT AVAILABLE | DATA NOT AVAILABLE | 56.14 | DATA NOT AVAILABLE | DATA NOT AVAILABLE | DATA NOT AVAILABLE | DATA NOT AVAILABLE | DATA NOT AVAILABLE | DATA NOT AVAILABLE | DATA NOT AVAILABLE | DATA NOT AVAILABLE | DATA NOT AVAILABLE | DATA NOT AVAILABLE | DATA NOT AVAILABLE | DATA NOT AVAILABLE | DATA NOT AVAILABLE | ACCEPTED TO CONNECT | DATA NOT AVAILABLE | DATA NOT AVAILABLE | DATA NOT AVAILABLE | DATA NOT AVAILABLE | DATA NOT AVAILABLE | DATA NOT AVAILABLE | 56.14 | 49.9 | 52.5263 | 55.2905 | 52.526 | 45099 | DATA NOT AVAILABLE | N | DATA NOT AVAILABLE | DATA NOT AVAILABLE | DATA NOT AVAILABLE | DATA NOT AVAILABLE | DATA NOT AVAILABLE | 45113
DATA NOT AVAILABLE | [5 empty] | DATA NOT AVAILABLE | DATA NOT AVAILABLE | CROSSKIRK ENERGY STORAGE | NEW SITE | FORSS BUSINESS PARK CROSSKIRK | THURSO | HIGHLAND | KW14 7UZ | SCOTLAND | 302297 | 969827 | DOUNREAY | DATA NOT APPLICABLE | DOUNREAY | 11 | SCOTTISH HYDRO ELECTRIC POWER DISTRIBUTION PLC | STORED ENERGY (ALL STORED ENERGY IRRESPECTVE OF THE ORIGINAL ENERGY SOURCE) | STORAGE - ELECTROCHEMICAL (BATTERIES) | NO | DATA NOT AVAILABLE | DATA NOT AVAILABLE | 50 | DATA NOT AVAILABLE | DATA NOT AVAILABLE | DATA NOT AVAILABLE | DATA NOT AVAILABLE | DATA NOT AVAILABLE | DATA NOT AVAILABLE | DATA NOT AVAILABLE | DATA NOT AVAILABLE | DATA NOT AVAILABLE | DATA NOT AVAILABLE | DATA NOT AVAILABLE | DATA NOT AVAILABLE | DATA NOT AVAILABLE | ACCEPTED TO CONNECT | DATA NOT AVAILABLE | DATA NOT AVAILABLE | DATA NOT AVAILABLE | DATA NOT AVAILABLE | DATA NOT AVAILABLE | DATA NOT AVAILABLE | 50 | 49.9 | 52.5263 | 52.5263 | 49.9 | 45133 | DATA NOT AVAILABLE | N | DATA NOT AVAILABLE | DATA NOT AVAILABLE | DATA NOT AVAILABLE | DATA NOT AVAILABLE | DATA NOT AVAILABLE | 45176
DATA NOT AVAILABLE | [5 empty] | DATA NOT AVAILABLE | KONSTANTINOS BISTOLAKIS | CONTULLICH BESS | CONTULLICH BESS | STRUIE ROAD, MID BALNACRAIG | ALNESS | HIGHLAND | IV17 0XH | SCOTLAND | 263271 | 869271 | ALNESS | DATA NOT APPLICABLE | LEALTY | 11 | SCOTTISH HYDRO ELECTRIC POWER DISTRIBUTION PLC | STORED ENERGY (ALL STORED ENERGY IRRESPECTVE OF THE ORIGINAL ENERGY SOURCE) | STORAGE - ELECTROCHEMICAL (BATTERIES) | NO | DATA NOT AVAILABLE | DATA NOT AVAILABLE | 52.65 | DATA NOT AVAILABLE | DATA NOT AVAILABLE | DATA NOT AVAILABLE | DATA NOT AVAILABLE | DATA NOT AVAILABLE | DATA NOT AVAILABLE | DATA NOT AVAILABLE | DATA NOT AVAILABLE | DATA NOT AVAILABLE | DATA NOT AVAILABLE | DATA NOT AVAILABLE | DATA NOT AVAILABLE | DATA NOT AVAILABLE | ACCEPTED TO CONNECT | DATA NOT AVAILABLE | DATA NOT AVAILABLE | DATA NOT AVAILABLE | DATA NOT AVAILABLE | DATA NOT AVAILABLE | DATA NOT AVAILABLE | 52.65 | 45 | 47.3684 | 49.1337 | 46.677 | 44995 | DATA NOT AVAILABLE | N | DATA NOT AVAILABLE | DATA NOT AVAILABLE | DATA NOT AVAILABLE | DATA NOT AVAILABLE | DATA NOT AVAILABLE | 45022
DATA NOT AVAILABLE | [5 empty] | DATA NOT AVAILABLE | ANESCO LTD | THE WATERS BESS | NEW SITE | THE WATERS, GLENBERVIE | STONEHAVEN | ABERDEENSHIRE | AB39 3YR | SCOTLAND | 377159 | 784401 | FETTERSSO GRID | DATA NOT APPLICABLE | FETTERSSO GRID | 33 | SCOTTISH HYDRO ELECTRIC POWER DISTRIBUTION PLC | STORED ENERGY (ALL STORED ENERGY IRRESPECTVE OF THE ORIGINAL ENERGY SOURCE) | STORAGE - ELECTROCHEMICAL (BATTERIES) | NO | DATA NOT AVAILABLE | DATA NOT AVAILABLE | 55 | DATA NOT AVAILABLE | DATA NOT AVAILABLE | DATA NOT AVAILABLE | DATA NOT AVAILABLE | DATA NOT AVAILABLE | DATA NOT AVAILABLE | DATA NOT AVAILABLE | DATA NOT AVAILABLE | DATA NOT AVAILABLE | DATA NOT AVAILABLE | DATA NOT AVAILABLE | DATA NOT AVAILABLE | DATA NOT AVAILABLE | ACCEPTED TO CONNECT | DATA NOT AVAILABLE | DATA NOT AVAILABLE | DATA NOT AVAILABLE | DATA NOT AVAILABLE | DATA NOT AVAILABLE | DATA NOT AVAILABLE | 55 | 50 | 52.6316 | 52.6316 | 50 | 45294 | DATA NOT AVAILABLE | N | DATA NOT AVAILABLE | DATA NOT AVAILABLE | DATA NOT AVAILABLE | DATA NOT AVAILABLE | DATA NOT AVAILABLE | 45176
DATA NOT AVAILABLE | [5 empty] | DATA NOT AVAILABLE | OPDENERGY | 50 MW BESS | DATA NOT AVAILABLE | NETHER PITFORTHIE, C21K, | ARBUTHNOTT | HIGHLAND | AB30 1LR | SCOTLAND | 380260 | 778430 | FIDDES | DATA NOT APPLICABLE | DATA NOT AVAILABLE | EHV | SCOTTISH HYDRO ELECTRIC POWER DISTRIBUTION PLC | STORED ENERGY (ALL STORED ENERGY IRRESPECTVE OF THE ORIGINAL ENERGY SOURCE) | STORAGE - ELECTROCHEMICAL (BATTERIES) | NO | DATA NOT AVAILABLE | DATA NOT AVAILABLE | 52.68 | DATA NOT AVAILABLE | DATA NOT AVAILABLE | DATA NOT AVAILABLE | DATA NOT AVAILABLE | DATA NOT AVAILABLE | DATA NOT AVAILABLE | DATA NOT AVAILABLE | DATA NOT AVAILABLE | DATA NOT AVAILABLE | DATA NOT AVAILABLE | DATA NOT AVAILABLE | DATA NOT AVAILABLE | DATA NOT AVAILABLE | ACCEPTED TO CONNECT | DATA NOT AVAILABLE | DATA NOT AVAILABLE | DATA NOT AVAILABLE | DATA NOT AVAILABLE | DATA NOT AVAILABLE | DATA NOT AVAILABLE | 52.68 | 50 | 52.6316 | 52.6316 | 50 | 45006 | DATA NOT AVAILABLE | N | DATA NOT AVAILABLE | DATA NOT AVAILABLE | DATA NOT AVAILABLE | DATA NOT AVAILABLE | DATA NOT AVAILABLE | 45022
DATA NOT AVAILABLE | [5 empty] | DATA NOT AVAILABLE | DATA NOT AVAILABLE | 0.96MW BESS PORT | HAWKS NEST BATTERY STORAGE | HAWK'S NEST FARM | FAREHAM | HAMPSHIRE | PO17 5AS | ENGLAND | 458327 | 114459 | BOTLEY WOOD GSP | NETLEY COMMON | BISHOPS WALTHAM | 11 | SOUTHERN ELECTRIC POWER DISTRIBUTION PLC | STORED ENERGY (ALL STORED ENERGY IRRESPECTVE OF THE ORIGINAL ENERGY SOURCE) | STORAGE - ELECTROCHEMICAL (BATTERIES) | NO | DATA NOT AVAILABLE | DATA NOT AVAILABLE | 0.96 | DATA NOT AVAILABLE | DATA NOT AVAILABLE | DATA NOT AVAILABLE | DATA NOT AVAILABLE | DATA NOT AVAILABLE | DATA NOT AVAILABLE | DATA NOT AVAILABLE | DATA NOT AVAILABLE | DATA NOT AVAILABLE | DATA NOT AVAILABLE | DATA NOT AVAILABLE | DATA NOT AVAILABLE | DATA NOT AVAILABLE | ACCEPTED TO CONNECT | DATA NOT AVAILABLE | DATA NOT AVAILABLE | DATA NOT AVAILABLE | DATA NOT AVAILABLE | DATA NOT AVAILABLE | DATA NOT AVAILABLE | 0.96 | 0.96 | 1.0105 | 1.0642 | 1.011 | 45063 | DATA NOT AVAILABLE | N | DATA NOT AVAILABLE | DATA NOT AVAILABLE | DATA NOT AVAILABLE | DATA NOT AVAILABLE | DATA NOT AVAILABLE | 45089
DATA NOT AVAILABLE | [5 empty] | DATA NOT AVAILABLE | LOCHLUICHART BATTERY STORAGE LTD | 49.9MW BESS | LOCHLUICHART BATTERY STORAGE | GRUDIE LOCHLUICHART | GARVE | HIGHLAND | IV23 2QB | SCOTLAND | 230856 | 862137 | GRUDIE BRIDGE | DATA NOT APPLICABLE | DATA NOT AVAILABLE | EHV | SCOTTISH HYDRO ELECTRIC POWER DISTRIBUTION PLC | STORED ENERGY (ALL STORED ENERGY IRRESPECTVE OF THE ORIGINAL ENERGY SOURCE) | STORAGE - ELECTROCHEMICAL (BATTERIES) | NO | DATA NOT AVAILABLE | DATA NOT AVAILABLE | 50 | DATA NOT AVAILABLE | DATA NOT AVAILABLE | DATA NOT AVAILABLE | DATA NOT AVAILABLE | DATA NOT AVAILABLE | DATA NOT AVAILABLE | DATA NOT AVAILABLE | DATA NOT AVAILABLE | DATA NOT AVAILABLE | DATA NOT AVAILABLE | DATA NOT AVAILABLE | DATA NOT AVAILABLE | DATA NOT AVAILABLE | ACCEPTED TO CONNECT | DATA NOT AVAILABLE | DATA NOT AVAILABLE | DATA NOT AVAILABLE | DATA NOT AVAILABLE | DATA NOT AVAILABLE | DATA NOT AVAILABLE | 50 | 49.9 | 52.5263 | 52.5263 | 49.9 | 44974 | DATA NOT AVAILABLE | N | DATA NOT AVAILABLE | DATA NOT AVAILABLE | DATA NOT AVAILABLE | DATA NOT AVAILABLE | DATA NOT AVAILABLE | 44993
DATA NOT AVAILABLE | [5 empty] | DATA NOT AVAILABLE | GREEN FROG CONNECT | MANNINGTON BATTERY | MANNINGTON DEPOT STORAGE | TRADING ESTATE | SWINDON | WILTSHIRE | SN5 8BA | ENGLAND | 412770 | 183731 | MINETY GSP | TOOTHILL | DATA NOT AVAILABLE | EHV | SOUTHERN ELECTRIC POWER DISTRIBUTION PLC | STORED ENERGY (ALL STORED ENERGY IRRESPECTVE OF THE ORIGINAL ENERGY SOURCE) | STORAGE - ELECTROCHEMICAL (BATTERIES) | NO | DATA NOT AVAILABLE | DATA NOT AVAILABLE | 5 | DATA NOT AVAILABLE | DATA NOT AVAILABLE | DATA NOT AVAILABLE | DATA NOT AVAILABLE | DATA NOT AVAILABLE | DATA NOT AVAILABLE | DATA NOT AVAILABLE | DATA NOT AVAILABLE | DATA NOT AVAILABLE | DATA NOT AVAILABLE | DATA NOT AVAILABLE | DATA NOT AVAILABLE | DATA NOT AVAILABLE | ACCEPTED TO CONNECT | DATA NOT AVAILABLE | DATA NOT AVAILABLE | DATA NOT AVAILABLE | DATA NOT AVAILABLE | DATA NOT AVAILABLE | DATA NOT AVAILABLE | 5 | 5 | 5.2632 | 5.54 | 5.263 | 45083 | DATA NOT AVAILABLE | N | DATA NOT AVAILABLE | DATA NOT AVAILABLE | DATA NOT AVAILABLE | DATA NOT AVAILABLE | DATA NOT AVAILABLE | 45113
DATA NOT AVAILABLE | [5 empty] | DATA NOT AVAILABLE | LAMIN SAIDY VULART | UPPER WESTOWN FARM BESS | DATA NOT AVAILABLE | LAND AT UPPER WESTOWN FARM | STONEHAVEN | ABERDEENSHIRE | AB39 2XU | SCOTLAND | 383038 | 780405 | FIDDES | DATA NOT APPLICABLE | FIDDES | 33 | SCOTTISH HYDRO ELECTRIC POWER DISTRIBUTION PLC | STORED ENERGY (ALL STORED ENERGY IRRESPECTVE OF THE ORIGINAL ENERGY SOURCE) | STORAGE - ELECTROCHEMICAL (BATTERIES) | NO | DATA NOT AVAILABLE | DATA NOT AVAILABLE | 50 | DATA NOT AVAILABLE | DATA NOT AVAILABLE | DATA NOT AVAILABLE | DATA NOT AVAILABLE | DATA NOT AVAILABLE | DATA NOT AVAILABLE | DATA NOT AVAILABLE | DATA NOT AVAILABLE | DATA NOT AVAILABLE | DATA NOT AVAILABLE | DATA NOT AVAILABLE | DATA NOT AVAILABLE | DATA NOT AVAILABLE | ACCEPTED TO CONNECT | DATA NOT AVAILABLE | DATA NOT AVAILABLE | DATA NOT AVAILABLE | DATA NOT AVAILABLE | DATA NOT AVAILABLE | DATA NOT AVAILABLE | 50 | 49.9 | 52.5263 | 52.5263 | 49.9 | 45016 | DATA NOT AVAILABLE | N | DATA NOT AVAILABLE | DATA NOT AVAILABLE | DATA NOT AVAILABLE | DATA NOT AVAILABLE | DATA NOT AVAILABLE | 45057
DATA NOT AVAILABLE | [5 empty] | DATA NOT AVAILABLE | DATA NOT AVAILABLE | 7MW BESS - MELK | DATA NOT AVAILABLE | LAND NEAR HATHERDEN FARM, HATHERDEN LANE | ANDOVER | HAMPSHIRE | SP11 0HT | ENGLAND | 434437 | 150215 | DATA NOT AVAILABLE | DATA NOT AVAILABLE | DATA NOT AVAILABLE | 132 | SOUTHERN ELECTRIC POWER DISTRIBUTION PLC | STORED ENERGY (ALL STORED ENERGY IRRESPECTVE OF THE ORIGINAL ENERGY SOURCE) | STORAGE - ELECTROCHEMICAL (BATTERIES) | NO | DATA NOT AVAILABLE | DATA NOT AVAILABLE | 7 | DATA NOT AVAILABLE | DATA NOT AVAILABLE | DATA NOT AVAILABLE | DATA NOT AVAILABLE | DATA NOT AVAILABLE | DATA NOT AVAILABLE | DATA NOT AVAILABLE | DATA NOT AVAILABLE | DATA NOT AVAILABLE | DATA NOT AVAILABLE | DATA NOT AVAILABLE | DATA NOT AVAILABLE | DATA NOT AVAILABLE | ACCEPTED TO CONNECT | DATA NOT AVAILABLE | DATA NOT AVAILABLE | DATA NOT AVAILABLE | DATA NOT AVAILABLE | DATA NOT AVAILABLE | DATA NOT AVAILABLE | 7 | 0 | 0 | 7.9663 | 7.568 | 45044 | DATA NOT AVAILABLE | N | DATA NOT AVAILABLE | DATA NOT AVAILABLE | DATA NOT AVAILABLE | DATA NOT AVAILABLE | DATA NOT AVAILABLE | 45057
DATA NOT AVAILABLE | [5 empty] | DATA NOT AVAILABLE | DATA NOT AVAILABLE | CRAIGTON ENERGY STORAGE | DATA NOT AVAILABLE | FIELD SOUTH OF COUNTESSWELLS RD | ABERDEEN | ABERDEENSHIRE | AB15 7AL | SCOTLAND | 389726 | 804540 | CRAIGIEBUCKLER | DATA NOT APPLICABLE | CRAIGIEBUCKLER GRID | 33 | SCOTTISH HYDRO ELECTRIC POWER DISTRIBUTION PLC | STORED ENERGY (ALL STORED ENERGY IRRESPECTVE OF THE ORIGINAL ENERGY SOURCE) | STORAGE - ELECTROCHEMICAL (BATTERIES) | NO | DATA NOT AVAILABLE | DATA NOT AVAILABLE | 48.4 | DATA NOT AVAILABLE | DATA NOT AVAILABLE | DATA NOT AVAILABLE | DATA NOT AVAILABLE | DATA NOT AVAILABLE | DATA NOT AVAILABLE | DATA NOT AVAILABLE | DATA NOT AVAILABLE | DATA NOT AVAILABLE | DATA NOT AVAILABLE | DATA NOT AVAILABLE | DATA NOT AVAILABLE | DATA NOT AVAILABLE | ACCEPTED TO CONNECT | DATA NOT AVAILABLE | DATA NOT AVAILABLE | DATA NOT AVAILABLE | DATA NOT AVAILABLE | DATA NOT AVAILABLE | DATA NOT AVAILABLE | 48.4 | 40 | 42.1053 | 42.1053 | 40 | 45062 | DATA NOT AVAILABLE | N | DATA NOT AVAILABLE | DATA NOT AVAILABLE | DATA NOT AVAILABLE | DATA NOT AVAILABLE | DATA NOT AVAILABLE | 45089
DATA NOT AVAILABLE | [5 empty] | DATA NOT AVAILABLE | SARAH J LIGHTFOOT | ABERDEEN BESS, NIGG | PARKHEAD | REDMOSS ROAD | ABERDEEN | ABERDEENSHIRE | AB12 3JP | SCOTLAND | 394166 | 802544 | REDMOSS | DATA NOT APPLICABLE | REDMOSS GRID | 33 | SCOTTISH HYDRO ELECTRIC POWER DISTRIBUTION PLC | STORED ENERGY (ALL STORED ENERGY IRRESPECTVE OF THE ORIGINAL ENERGY SOURCE) | STORAGE - ELECTROCHEMICAL (BATTERIES) | NO | DATA NOT AVAILABLE | DATA NOT AVAILABLE | 39.71 | DATA NOT AVAILABLE | DATA NOT AVAILABLE | DATA NOT AVAILABLE | DATA NOT AVAILABLE | DATA NOT AVAILABLE | DATA NOT AVAILABLE | DATA NOT AVAILABLE | DATA NOT AVAILABLE | DATA NOT AVAILABLE | DATA NOT AVAILABLE | DATA NOT AVAILABLE | DATA NOT AVAILABLE | DATA NOT AVAILABLE | ACCEPTED TO CONNECT | DATA NOT AVAILABLE | DATA NOT AVAILABLE | DATA NOT AVAILABLE | DATA NOT AVAILABLE | DATA NOT AVAILABLE | DATA NOT AVAILABLE | 39.71 | 39.71 | 41.8 | 41.8 | 39.71 | 45089 | DATA NOT AVAILABLE | N | DATA NOT AVAILABLE | DATA NOT AVAILABLE | DATA NOT AVAILABLE | DATA NOT AVAILABLE | DATA NOT AVAILABLE | 45113
DATA NOT AVAILABLE | [5 empty] | DATA NOT AVAILABLE | GREGORY TRIANTAFYLLIDIS | JS AUT 99.9MW BESS | LOWER OLD PARK FARM | DORAS GREEN LANE | FARNHAM | HAMPSHIRE | GU10 5DX | ENGLAND | 481344 | 147354 | BRAMLEY (FLEE) | DATA NOT APPLICABLE | FLEET | 132 | SOUTHERN ELECTRIC POWER DISTRIBUTION PLC | STORED ENERGY (ALL STORED ENERGY IRRESPECTVE OF THE ORIGINAL ENERGY SOURCE) | STORAGE - ELECTROCHEMICAL (BATTERIES) | NO | DATA NOT AVAILABLE | DATA NOT AVAILABLE | 100 | DATA NOT AVAILABLE | DATA NOT AVAILABLE | DATA NOT AVAILABLE | DATA NOT AVAILABLE | DATA NOT AVAILABLE | DATA NOT AVAILABLE | DATA NOT AVAILABLE | DATA NOT AVAILABLE | DATA NOT AVAILABLE | DATA NOT AVAILABLE | DATA NOT AVAILABLE | DATA NOT AVAILABLE | DATA NOT AVAILABLE | ACCEPTED TO CONNECT | DATA NOT AVAILABLE | DATA NOT AVAILABLE | DATA NOT AVAILABLE | DATA NOT AVAILABLE | DATA NOT AVAILABLE | DATA NOT AVAILABLE | 100 | 99.9 | 105.1579 | 110.7926 | 105.253 | 45105 | DATA NOT AVAILABLE | N | DATA NOT AVAILABLE | DATA NOT AVAILABLE | DATA NOT AVAILABLE | DATA NOT AVAILABLE | DATA NOT AVAILABLE | 45113
DATA NOT AVAILABLE | [5 empty] | DATA NOT AVAILABLE | ANDREW HAMMOND | 5.6MW BESS REPLACING 5.6MW BIOMASS | NEW SITE | ACHARN BIOMASS FACILITY KILLIN | KILLIN | STIRLING | FK21 8RA | SCOTLAND | 256238 | 731409 | KILLIN | DATA NOT APPLICABLE | KILLIN GRID | 33 | SCOTTISH HYDRO ELECTRIC POWER DISTRIBUTION PLC | STORED ENERGY (ALL STORED ENERGY IRRESPECTVE OF THE ORIGINAL ENERGY SOURCE) | STORAGE - ELECTROCHEMICAL (BATTERIES) | NO | DATA NOT AVAILABLE | DATA NOT AVAILABLE | 0.001 | DATA NOT AVAILABLE | DATA NOT AVAILABLE | DATA NOT AVAILABLE | DATA NOT AVAILABLE | DATA NOT AVAILABLE | DATA NOT AVAILABLE | DATA NOT AVAILABLE | DATA NOT AVAILABLE | DATA NOT AVAILABLE | DATA NOT AVAILABLE | DATA NOT AVAILABLE | DATA NOT AVAILABLE | DATA NOT AVAILABLE | ACCEPTED TO CONNECT | DATA NOT AVAILABLE | DATA NOT AVAILABLE | DATA NOT AVAILABLE | DATA NOT AVAILABLE | DATA NOT AVAILABLE | DATA NOT AVAILABLE | 0.001 | 0 | 0 | 4.8421 | 4.6 | 45099 | DATA NOT AVAILABLE | N | DATA NOT AVAILABLE | DATA NOT AVAILABLE | DATA NOT AVAILABLE | DATA NOT AVAILABLE | DATA NOT AVAILABLE | 45113
DATA NOT AVAILABLE | [5 empty] | DATA NOT AVAILABLE | DATA NOT AVAILABLE | LAND AT ARDGOUR ESTATE | DATA NOT AVAILABLE | LAND AT ARDGOUR ESTATE | HIGHLANDS | HIGHLAND | PH33 7AG | SCOTLAND | 200501 | 763345 | FORT WILLIAM | DATA NOT APPLICABLE | FORT WILLIAM GRID | 33 | SCOTTISH HYDRO ELECTRIC POWER DISTRIBUTION PLC | STORED ENERGY (ALL STORED ENERGY IRRESPECTVE OF THE ORIGINAL ENERGY SOURCE) | STORAGE - ELECTROCHEMICAL (BATTERIES) | NO | DATA NOT AVAILABLE | DATA NOT AVAILABLE | 1.5 | DATA NOT AVAILABLE | DATA NOT AVAILABLE | DATA NOT AVAILABLE | DATA NOT AVAILABLE | DATA NOT AVAILABLE | DATA NOT AVAILABLE | DATA NOT AVAILABLE | DATA NOT AVAILABLE | DATA NOT AVAILABLE | DATA NOT AVAILABLE | DATA NOT AVAILABLE | DATA NOT AVAILABLE | DATA NOT AVAILABLE | ACCEPTED TO CONNECT | DATA NOT AVAILABLE | DATA NOT AVAILABLE | DATA NOT AVAILABLE | DATA NOT AVAILABLE | DATA NOT AVAILABLE | DATA NOT AVAILABLE | 1.5 | 1.5 | 1.5789 | 0.010526 | 0.01 | 45082 | DATA NOT AVAILABLE | N | DATA NOT AVAILABLE | DATA NOT AVAILABLE | DATA NOT AVAILABLE | DATA NOT AVAILABLE | DATA NOT AVAILABLE | 45089
DATA NOT AVAILABLE | [5 empty] | DATA NOT AVAILABLE | LAMIN SAIDY VULART | NEWTACK FARM BESS | DATA NOT AVAILABLE | LAND AT AB55 6LQ FARM | KEITH | MORAY | AB55 6LQ | SCOTLAND | 346380 | 854170 | KEITH | DATA NOT APPLICABLE | KEITH GRID | 33 | SCOTTISH HYDRO ELECTRIC POWER DISTRIBUTION PLC | STORED ENERGY (ALL STORED ENERGY IRRESPECTVE OF THE ORIGINAL ENERGY SOURCE) | STORAGE - ELECTROCHEMICAL (BATTERIES) | NO | DATA NOT AVAILABLE | DATA NOT AVAILABLE | 50 | DATA NOT AVAILABLE | DATA NOT AVAILABLE | DATA NOT AVAILABLE | DATA NOT AVAILABLE | DATA NOT AVAILABLE | DATA NOT AVAILABLE | DATA NOT AVAILABLE | DATA NOT AVAILABLE | DATA NOT AVAILABLE | DATA NOT AVAILABLE | DATA NOT AVAILABLE | DATA NOT AVAILABLE | DATA NOT AVAILABLE | ACCEPTED TO CONNECT | DATA NOT AVAILABLE | DATA NOT AVAILABLE | DATA NOT AVAILABLE | DATA NOT AVAILABLE | DATA NOT AVAILABLE | DATA NOT AVAILABLE | 50 | 49.9 | 52.5263 | 52.5263 | 49.9 | 45023 | DATA NOT AVAILABLE | N | DATA NOT AVAILABLE | DATA NOT AVAILABLE | DATA NOT AVAILABLE | DATA NOT AVAILABLE | DATA NOT AVAILABLE | 45057
DATA NOT AVAILABLE | [5 empty] | DATA NOT AVAILABLE | DATA NOT AVAILABLE | MIDDLETON OF POTTERTON BESS | DATA NOT AVAILABLE | MIDDLETON OF POTTERTON FARM POTTERTON | ABERDEEN | ABERDEENSHIRE | AB23 8UB | SCOTLAND | 394446 | 815482 | DYCE | DATA NOT APPLICABLE | DYCE GRID | 33 | SCOTTISH HYDRO ELECTRIC POWER DISTRIBUTION PLC | STORED ENERGY (ALL STORED ENERGY IRRESPECTVE OF THE ORIGINAL ENERGY SOURCE) | STORAGE - ELECTROCHEMICAL (BATTERIES) | NO | DATA NOT AVAILABLE | DATA NOT AVAILABLE | 50 | DATA NOT AVAILABLE | DATA NOT AVAILABLE | DATA NOT AVAILABLE | DATA NOT AVAILABLE | DATA NOT AVAILABLE | DATA NOT AVAILABLE | DATA NOT AVAILABLE | DATA NOT AVAILABLE | DATA NOT AVAILABLE | DATA NOT AVAILABLE | DATA NOT AVAILABLE | DATA NOT AVAILABLE | DATA NOT AVAILABLE | ACCEPTED TO CONNECT | DATA NOT AVAILABLE | DATA NOT AVAILABLE | DATA NOT AVAILABLE | DATA NOT AVAILABLE | DATA NOT AVAILABLE | DATA NOT AVAILABLE | 50 | 49.9 | 52.5263 | 52.5263 | 49.9 | 45078 | DATA NOT AVAILABLE | N | DATA NOT AVAILABLE | DATA NOT AVAILABLE | DATA NOT AVAILABLE | DATA NOT AVAILABLE | DATA NOT AVAILABLE | 45089
DATA NOT AVAILABLE | [5 empty] | DATA NOT AVAILABLE | BSR APPLICATIONS LIMITED | AUTH RAMPISHAM DOWN BATTERY STORAGE | BRITISH BROADCASTING CORP 24MW BATTERY | RAMPISHAM DOWN | DORCHESTER | DORSET | DT2 0HS | ENGLAND | 354760 | 101249 | CHICKERELL GSP | DATA NOT AVAILABLE | DATA NOT AVAILABLE | EHV | SOUTHERN ELECTRIC POWER DISTRIBUTION PLC | STORED ENERGY (ALL STORED ENERGY IRRESPECTVE OF THE ORIGINAL ENERGY SOURCE) | STORAGE - ELECTROCHEMICAL (BATTERIES) | NO | DATA NOT AVAILABLE | DATA NOT AVAILABLE | 10 | DATA NOT AVAILABLE | DATA NOT AVAILABLE | DATA NOT AVAILABLE | DATA NOT AVAILABLE | DATA NOT AVAILABLE | DATA NOT AVAILABLE | DATA NOT AVAILABLE | DATA NOT AVAILABLE | DATA NOT AVAILABLE | DATA NOT AVAILABLE | DATA NOT AVAILABLE | DATA NOT AVAILABLE | DATA NOT AVAILABLE | ACCEPTED TO CONNECT | DATA NOT AVAILABLE | DATA NOT AVAILABLE | DATA NOT AVAILABLE | DATA NOT AVAILABLE | DATA NOT AVAILABLE | DATA NOT AVAILABLE | 10 | 6.5 | 6.8421 | 0 | 0 | 45065 | DATA NOT AVAILABLE | N | DATA NOT AVAILABLE | DATA NOT AVAILABLE | DATA NOT AVAILABLE | DATA NOT AVAILABLE | DATA NOT AVAILABLE | 45089
DATA NOT AVAILABLE | [5 empty] | DATA NOT AVAILABLE | ALEXANDER MIEJIMOLLE - OPDENERGY | NEWTON OF PARK BESS 2 | NEW SITE | GRANNY BARBOURS ROAD HOUSEHILL | NAIRN | HIGHLAND | IV12 5RL | SCOTLAND | 291324 | 854811 | NAIRN | DATA NOT APPLICABLE | DATA NOT AVAILABLE | EHV | SCOTTISH HYDRO ELECTRIC POWER DISTRIBUTION PLC | STORED ENERGY (ALL STORED ENERGY IRRESPECTVE OF THE ORIGINAL ENERGY SOURCE) | STORAGE - ELECTROCHEMICAL (BATTERIES) | NO | DATA NOT AVAILABLE | DATA NOT AVAILABLE | 52.68 | DATA NOT AVAILABLE | DATA NOT AVAILABLE | DATA NOT AVAILABLE | DATA NOT AVAILABLE | DATA NOT AVAILABLE | DATA NOT AVAILABLE | DATA NOT AVAILABLE | DATA NOT AVAILABLE | DATA NOT AVAILABLE | DATA NOT AVAILABLE | DATA NOT AVAILABLE | DATA NOT AVAILABLE | DATA NOT AVAILABLE | ACCEPTED TO CONNECT | DATA NOT AVAILABLE | DATA NOT AVAILABLE | DATA NOT AVAILABLE | DATA NOT AVAILABLE | DATA NOT AVAILABLE | DATA NOT AVAILABLE | 52.68 | 50 | 52.6316 | 55.3905 | 52.621 | 45131 | DATA NOT AVAILABLE | N | DATA NOT AVAILABLE | DATA NOT AVAILABLE | DATA NOT AVAILABLE | DATA NOT AVAILABLE | DATA NOT AVAILABLE | 45176
DATA NOT AVAILABLE | [5 empty] | DATA NOT AVAILABLE | DATA NOT AVAILABLE | RIVERSIDE BUNGALOW FARM BESS | NEW SITE | THE BUNGALOW FARM NEW KEITH, KEITH | KEITH | MORAY | AB55 5NX | SCOTLAND | 341837 | 848773 | KEITH | DATA NOT APPLICABLE | KEITH GRID | 33 | SCOTTISH HYDRO ELECTRIC POWER DISTRIBUTION PLC | STORED ENERGY (ALL STORED ENERGY IRRESPECTVE OF THE ORIGINAL ENERGY SOURCE) | STORAGE - ELECTROCHEMICAL (BATTERIES) | NO | DATA NOT AVAILABLE | DATA NOT AVAILABLE | 50 | DATA NOT AVAILABLE | DATA NOT AVAILABLE | DATA NOT AVAILABLE | DATA NOT AVAILABLE | DATA NOT AVAILABLE | DATA NOT AVAILABLE | DATA NOT AVAILABLE | DATA NOT AVAILABLE | DATA NOT AVAILABLE | DATA NOT AVAILABLE | DATA NOT AVAILABLE | DATA NOT AVAILABLE | DATA NOT AVAILABLE | ACCEPTED TO CONNECT | DATA NOT AVAILABLE | DATA NOT AVAILABLE | DATA NOT AVAILABLE | DATA NOT AVAILABLE | DATA NOT AVAILABLE | DATA NOT AVAILABLE | 50 | 49.9 | 52.5263 | 52.5263 | 49.9 | 45119 | DATA NOT AVAILABLE | N | DATA NOT AVAILABLE | DATA NOT AVAILABLE | DATA NOT AVAILABLE | DATA NOT AVAILABLE | DATA NOT AVAILABLE | 45176
DATA NOT AVAILABLE | [5 empty] | DATA NOT AVAILABLE | DATA NOT AVAILABLE | DALCHORK FARM BESS | NEW SITE | LAND WEST OF A836 | DALCHORK | HIGHLAND | IV27 4DJ | SCOTLAND | 257424 | 910689 | LAIRG | DATA NOT APPLICABLE | LAIRG GRID | 33 | SCOTTISH HYDRO ELECTRIC POWER DISTRIBUTION PLC | STORED ENERGY (ALL STORED ENERGY IRRESPECTVE OF THE ORIGINAL ENERGY SOURCE) | STORAGE - ELECTROCHEMICAL (BATTERIES) | NO | DATA NOT AVAILABLE | DATA NOT AVAILABLE | 50 | DATA NOT AVAILABLE | DATA NOT AVAILABLE | DATA NOT AVAILABLE | DATA NOT AVAILABLE | DATA NOT AVAILABLE | DATA NOT AVAILABLE | DATA NOT AVAILABLE | DATA NOT AVAILABLE | DATA NOT AVAILABLE | DATA NOT AVAILABLE | DATA NOT AVAILABLE | DATA NOT AVAILABLE | DATA NOT AVAILABLE | ACCEPTED TO CONNECT | DATA NOT AVAILABLE | DATA NOT AVAILABLE | DATA NOT AVAILABLE | DATA NOT AVAILABLE | DATA NOT AVAILABLE | DATA NOT AVAILABLE | 50 | 49.9 | 52.5263 | 55.0021 | 52.252 | 45131 | DATA NOT AVAILABLE | N | DATA NOT AVAILABLE | DATA NOT AVAILABLE | DATA NOT AVAILABLE | DATA NOT AVAILABLE | DATA NOT AVAILABLE | 45176
DATA NOT AVAILABLE | [5 empty] | DATA NOT AVAILABLE | DONALD FU | ZENOBE SHETLAND BACKUP BESS | INSPECTION HOUSE | PORT BUSINESS PARK | SHETLAND | SHETLAND ISLANDS | ZE1 0TW | SCOTLAND | 446329 | 1142677 | GREMISTA | DATA NOT APPLICABLE | GREMISTA | 11 | SCOTTISH HYDRO ELECTRIC POWER DISTRIBUTION PLC | STORED ENERGY (ALL STORED ENERGY IRRESPECTVE OF THE ORIGINAL ENERGY SOURCE) | STORAGE - ELECTROCHEMICAL (BATTERIES) | NO | DATA NOT AVAILABLE | DATA NOT AVAILABLE | 99.68 | DATA NOT AVAILABLE | DATA NOT AVAILABLE | DATA NOT AVAILABLE | DATA NOT AVAILABLE | DATA NOT AVAILABLE | DATA NOT AVAILABLE | DATA NOT AVAILABLE | DATA NOT AVAILABLE | DATA NOT AVAILABLE | DATA NOT AVAILABLE | DATA NOT AVAILABLE | DATA NOT AVAILABLE | DATA NOT AVAILABLE | ACCEPTED TO CONNECT | DATA NOT AVAILABLE | DATA NOT AVAILABLE | DATA NOT AVAILABLE | DATA NOT AVAILABLE | DATA NOT AVAILABLE | DATA NOT AVAILABLE | 99.68 | 70 | 73.6842 | 80.7368 | 76.7 | 45097 | DATA NOT AVAILABLE | N | DATA NOT AVAILABLE | DATA NOT AVAILABLE | DATA NOT AVAILABLE | DATA NOT AVAILABLE | DATA NOT AVAILABLE | 45113
DATA NOT AVAILABLE | [5 empty] | DATA NOT AVAILABLE | JAY ALJARAD | CAIRNBULG ESTATE BESS | NEW SITE | B9033 FRASERBURGH | ABERDEENSHIRE | ABERDEENSHIRE | AB43 8TL | SCOTLAND | 400176 | 865608 | FRASERBURGH | DATA NOT APPLICABLE | FRASERBURGH GRID | 33 | SCOTTISH HYDRO ELECTRIC POWER DISTRIBUTION PLC | STORED ENERGY (ALL STORED ENERGY IRRESPECTVE OF THE ORIGINAL ENERGY SOURCE) | STORAGE - ELECTROCHEMICAL (BATTERIES) | NO | DATA NOT AVAILABLE | DATA NOT AVAILABLE | 49.5 | DATA NOT AVAILABLE | DATA NOT AVAILABLE | DATA NOT AVAILABLE | DATA NOT AVAILABLE | DATA NOT AVAILABLE | DATA NOT AVAILABLE | DATA NOT AVAILABLE | DATA NOT AVAILABLE | DATA NOT AVAILABLE | DATA NOT AVAILABLE | DATA NOT AVAILABLE | DATA NOT AVAILABLE | DATA NOT AVAILABLE | ACCEPTED TO CONNECT | DATA NOT AVAILABLE | DATA NOT AVAILABLE | DATA NOT AVAILABLE | DATA NOT AVAILABLE | DATA NOT AVAILABLE | DATA NOT AVAILABLE | 49.5 | 49.5 | 52.1053 | 52.1053 | 49.5 | 45093 | DATA NOT AVAILABLE | N | DATA NOT AVAILABLE | DATA NOT AVAILABLE | DATA NOT AVAILABLE | DATA NOT AVAILABLE | DATA NOT AVAILABLE | 45113
DATA NOT AVAILABLE | [5 empty] | DATA NOT AVAILABLE | DATA NOT AVAILABLE | YLEM ENERGY BESS BURGHMUIR | DATA NOT AVAILABLE | BURGHMUIR | PERTH | PERTHSHIRE AND KINROSS | PH1 1QJ | SCOTLAND | 305123 | 723706 | BURGHMUIR | DATA NOT APPLICABLE | BURGHMUIR GRID | 33 | SCOTTISH HYDRO ELECTRIC POWER DISTRIBUTION PLC | STORED ENERGY (ALL STORED ENERGY IRRESPECTVE OF THE ORIGINAL ENERGY SOURCE) | STORAGE - ELECTROCHEMICAL (BATTERIES) | NO | DATA NOT AVAILABLE | DATA NOT AVAILABLE | 51.75 | DATA NOT AVAILABLE | DATA NOT AVAILABLE | DATA NOT AVAILABLE | DATA NOT AVAILABLE | DATA NOT AVAILABLE | DATA NOT AVAILABLE | DATA NOT AVAILABLE | DATA NOT AVAILABLE | DATA NOT AVAILABLE | DATA NOT AVAILABLE | DATA NOT AVAILABLE | DATA NOT AVAILABLE | DATA NOT AVAILABLE | ACCEPTED TO CONNECT | DATA NOT AVAILABLE | DATA NOT AVAILABLE | DATA NOT AVAILABLE | DATA NOT AVAILABLE | DATA NOT AVAILABLE | DATA NOT AVAILABLE | 51.75 | 50 | 52.6316 | 53.1579 | 50.5 | 45061 | DATA NOT AVAILABLE | N | DATA NOT AVAILABLE | DATA NOT AVAILABLE | DATA NOT AVAILABLE | DATA NOT AVAILABLE | DATA NOT AVAILABLE | 45089
DATA NOT AVAILABLE | [5 empty] | DATA NOT AVAILABLE | MARTYN BENTLEY | CRAIGSHAW DRIVE EV & BESS | NEW SITE | LAND ADJACENT TO KINCORTH PRIMARY SUBSTA WEST TULLOS INDUSTRIAL ESTATE | ABERDEEN | ABERDEENSHIRE | AB12 3AH | SCOTLAND | 394236 | 803670 | REDMOSS | DATA NOT APPLICABLE | KINCORTH | 11 | SCOTTISH HYDRO ELECTRIC POWER DISTRIBUTION PLC | STORED ENERGY (ALL STORED ENERGY IRRESPECTVE OF THE ORIGINAL ENERGY SOURCE) | STORAGE - ELECTROCHEMICAL (BATTERIES) | NO | DATA NOT AVAILABLE | DATA NOT AVAILABLE | 5.8 | DATA NOT AVAILABLE | DATA NOT AVAILABLE | DATA NOT AVAILABLE | DATA NOT AVAILABLE | DATA NOT AVAILABLE | DATA NOT AVAILABLE | DATA NOT AVAILABLE | DATA NOT AVAILABLE | DATA NOT AVAILABLE | DATA NOT AVAILABLE | DATA NOT AVAILABLE | DATA NOT AVAILABLE | DATA NOT AVAILABLE | ACCEPTED TO CONNECT | DATA NOT AVAILABLE | DATA NOT AVAILABLE | DATA NOT AVAILABLE | DATA NOT AVAILABLE | DATA NOT AVAILABLE | DATA NOT AVAILABLE | 5.8 | 5 | 5.2632 | 5 | 4.75 | 45105 | DATA NOT AVAILABLE | N | DATA NOT AVAILABLE | DATA NOT AVAILABLE | DATA NOT AVAILABLE | DATA NOT AVAILABLE | DATA NOT AVAILABLE | 45113
DATA NOT AVAILABLE | [5 empty] | DATA NOT AVAILABLE | NIEL DEY | 50MW BESS | NEW SITE | LAND AT SIR WILLIAM SMITH ROAD | ARBROATH | ANGUS | DD11 3RD | SCOTLAND | 362722 | 742375 | ARBROATH | DATA NOT APPLICABLE | DATA NOT AVAILABLE | EHV | SCOTTISH HYDRO ELECTRIC POWER DISTRIBUTION PLC | STORED ENERGY (ALL STORED ENERGY IRRESPECTVE OF THE ORIGINAL ENERGY SOURCE) | STORAGE - ELECTROCHEMICAL (BATTERIES) | NO | DATA NOT AVAILABLE | DATA NOT AVAILABLE | 54.45 | DATA NOT AVAILABLE | DATA NOT AVAILABLE | DATA NOT AVAILABLE | DATA NOT AVAILABLE | DATA NOT AVAILABLE | DATA NOT AVAILABLE | DATA NOT AVAILABLE | DATA NOT AVAILABLE | DATA NOT AVAILABLE | DATA NOT AVAILABLE | DATA NOT AVAILABLE | DATA NOT AVAILABLE | DATA NOT AVAILABLE | ACCEPTED TO CONNECT | DATA NOT AVAILABLE | DATA NOT AVAILABLE | DATA NOT AVAILABLE | DATA NOT AVAILABLE | DATA NOT AVAILABLE | DATA NOT AVAILABLE | 54.45 | 50 | 52.6316 | 52.6316 | 50 | 45084 | DATA NOT AVAILABLE | N | DATA NOT AVAILABLE | DATA NOT AVAILABLE | DATA NOT AVAILABLE | DATA NOT AVAILABLE | DATA NOT AVAILABLE | 45113
DATA NOT AVAILABLE | [5 empty] | DATA NOT AVAILABLE | OLIVER PETTERSEN | 49.9MW BESS | NEW SITE | HALLYBURTON (2) BESS, | BLAIRGOWRIE | PERTHSHIRE AND KINROSS | PH13 9JW | SCOTLAND | 323934 | 739048 | COUPAR ANGUS | DATA NOT APPLICABLE | DATA NOT AVAILABLE | EHV | SCOTTISH HYDRO ELECTRIC POWER DISTRIBUTION PLC | STORED ENERGY (ALL STORED ENERGY IRRESPECTVE OF THE ORIGINAL ENERGY SOURCE) | STORAGE - ELECTROCHEMICAL (BATTERIES) | NO | DATA NOT AVAILABLE | DATA NOT AVAILABLE | 49.9 | DATA NOT AVAILABLE | DATA NOT AVAILABLE | DATA NOT AVAILABLE | DATA NOT AVAILABLE | DATA NOT AVAILABLE | DATA NOT AVAILABLE | DATA NOT AVAILABLE | DATA NOT AVAILABLE | DATA NOT AVAILABLE | DATA NOT AVAILABLE | DATA NOT AVAILABLE | DATA NOT AVAILABLE | DATA NOT AVAILABLE | ACCEPTED TO CONNECT | DATA NOT AVAILABLE | DATA NOT AVAILABLE | DATA NOT AVAILABLE | DATA NOT AVAILABLE | DATA NOT AVAILABLE | DATA NOT AVAILABLE | 49.9 | 49.9 | 52.5263 | 52.5263 | 49.9 | 45091 | DATA NOT AVAILABLE | N | DATA NOT AVAILABLE | DATA NOT AVAILABLE | DATA NOT AVAILABLE | DATA NOT AVAILABLE | DATA NOT AVAILABLE | 45113
DATA NOT AVAILABLE | [5 empty] | DATA NOT AVAILABLE | DATA NOT AVAILABLE | AUTH & QC FLEX ADDED - 49.9MW BESS | OAKWOOD HOUSE | TINWOOD LANE | CHICHESTER | WEST SUSSEX | PO18 0LJ | ENGLAND | 492808 | 107625 | LOVEDEAN GSP | CHICHESTER | DATA NOT AVAILABLE | 132 | SOUTHERN ELECTRIC POWER DISTRIBUTION PLC | STORED ENERGY (ALL STORED ENERGY IRRESPECTVE OF THE ORIGINAL ENERGY SOURCE) | STORAGE - ELECTROCHEMICAL (BATTERIES) | NO | DATA NOT AVAILABLE | DATA NOT AVAILABLE | 52.25 | DATA NOT AVAILABLE | DATA NOT AVAILABLE | DATA NOT AVAILABLE | DATA NOT AVAILABLE | DATA NOT AVAILABLE | DATA NOT AVAILABLE | DATA NOT AVAILABLE | DATA NOT AVAILABLE | DATA NOT AVAILABLE | DATA NOT AVAILABLE | DATA NOT AVAILABLE | DATA NOT AVAILABLE | DATA NOT AVAILABLE | ACCEPTED TO CONNECT | DATA NOT AVAILABLE | DATA NOT AVAILABLE | DATA NOT AVAILABLE | DATA NOT AVAILABLE | DATA NOT AVAILABLE | DATA NOT AVAILABLE | 52.25 | 49.9 | 52.5263 | 55.2916 | 52.527 | 45125 | DATA NOT AVAILABLE | N | DATA NOT AVAILABLE | DATA NOT AVAILABLE | DATA NOT AVAILABLE | DATA NOT AVAILABLE | DATA NOT AVAILABLE | 45176
DATA NOT AVAILABLE | [5 empty] | DATA NOT AVAILABLE | DATA NOT AVAILABLE | MOUNTPLEASANT BESS | CLAREDON | FOLLY ROAD | THURSO | HIGHLAND | KW14 8YS | SCOTLAND | 314687 | 968122 | THURSO SOUTH GRID | DATA NOT APPLICABLE | THURSO SOUTH GRID | 33 | SCOTTISH HYDRO ELECTRIC POWER DISTRIBUTION PLC | STORED ENERGY (ALL STORED ENERGY IRRESPECTVE OF THE ORIGINAL ENERGY SOURCE) | STORAGE - ELECTROCHEMICAL (BATTERIES) | NO | DATA NOT AVAILABLE | DATA NOT AVAILABLE | 55 | DATA NOT AVAILABLE | DATA NOT AVAILABLE | DATA NOT AVAILABLE | DATA NOT AVAILABLE | DATA NOT AVAILABLE | DATA NOT AVAILABLE | DATA NOT AVAILABLE | DATA NOT AVAILABLE | DATA NOT AVAILABLE | DATA NOT AVAILABLE | DATA NOT AVAILABLE | DATA NOT AVAILABLE | DATA NOT AVAILABLE | ACCEPTED TO CONNECT | DATA NOT AVAILABLE | DATA NOT AVAILABLE | DATA NOT AVAILABLE | DATA NOT AVAILABLE | DATA NOT AVAILABLE | DATA NOT AVAILABLE | 55 | 50 | 52.6316 | 55.3905 | 52.621 | 45163 | DATA NOT AVAILABLE | N | DATA NOT AVAILABLE | DATA NOT AVAILABLE | DATA NOT AVAILABLE | DATA NOT AVAILABLE | DATA NOT AVAILABLE | 45176
DATA NOT AVAILABLE | [5 empty] | DATA NOT AVAILABLE | DATA NOT AVAILABLE | KEITH BESS | NEW SITE | LAND AT THE NORTH SIDE OF BANFF ROAD BROOMHILL | KEITH | MORAY | AB55 6RX | SCOTLAND | 343822 | 851260 | KEITH | DATA NOT APPLICABLE | KEITH GRID | 33 | SCOTTISH HYDRO ELECTRIC POWER DISTRIBUTION PLC | STORED ENERGY (ALL STORED ENERGY IRRESPECTVE OF THE ORIGINAL ENERGY SOURCE) | STORAGE - ELECTROCHEMICAL (BATTERIES) | NO | DATA NOT AVAILABLE | DATA NOT AVAILABLE | 55 | DATA NOT AVAILABLE | DATA NOT AVAILABLE | DATA NOT AVAILABLE | DATA NOT AVAILABLE | DATA NOT AVAILABLE | DATA NOT AVAILABLE | DATA NOT AVAILABLE | DATA NOT AVAILABLE | DATA NOT AVAILABLE | DATA NOT AVAILABLE | DATA NOT AVAILABLE | DATA NOT AVAILABLE | DATA NOT AVAILABLE | ACCEPTED TO CONNECT | DATA NOT AVAILABLE | DATA NOT AVAILABLE | DATA NOT AVAILABLE | DATA NOT AVAILABLE | DATA NOT AVAILABLE | DATA NOT AVAILABLE | 55 | 50 | 52.6316 | 52.6316 | 50 | 45163 | DATA NOT AVAILABLE | N | DATA NOT AVAILABLE | DATA NOT AVAILABLE | DATA NOT AVAILABLE | DATA NOT AVAILABLE | DATA NOT AVAILABLE | 45176
DATA NOT AVAILABLE | [5 empty] | DATA NOT AVAILABLE | HANNAH GEE | GRUDIE BRIDGE 49.4MW BESS | NEW SITE | LAND AT GRUDIE WOODLAND LOCHLUICHART | GARVE | HIGHLAND | IV23 2PZ | SCOTLAND | 232877 | 863027 | GRUDIE BRIDGE | DATA NOT APPLICABLE | GRUDIE BRIDGE | 33 | SCOTTISH HYDRO ELECTRIC POWER DISTRIBUTION PLC | STORED ENERGY (ALL STORED ENERGY IRRESPECTVE OF THE ORIGINAL ENERGY SOURCE) | STORAGE - ELECTROCHEMICAL (BATTERIES) | NO | DATA NOT AVAILABLE | DATA NOT AVAILABLE | 53.2 | DATA NOT AVAILABLE | DATA NOT AVAILABLE | DATA NOT AVAILABLE | DATA NOT AVAILABLE | DATA NOT AVAILABLE | DATA NOT AVAILABLE | DATA NOT AVAILABLE | DATA NOT AVAILABLE | DATA NOT AVAILABLE | DATA NOT AVAILABLE | DATA NOT AVAILABLE | DATA NOT AVAILABLE | DATA NOT AVAILABLE | ACCEPTED TO CONNECT | DATA NOT AVAILABLE | DATA NOT AVAILABLE | DATA NOT AVAILABLE | DATA NOT AVAILABLE | DATA NOT AVAILABLE | DATA NOT AVAILABLE | 53.2 | 49.4 | 52 | 52 | 49.4 | 45163 | DATA NOT AVAILABLE | N | DATA NOT AVAILABLE | DATA NOT AVAILABLE | DATA NOT AVAILABLE | DATA NOT AVAILABLE | DATA NOT AVAILABLE | 45176
DATA NOT AVAILABLE | [5 empty] | DATA NOT AVAILABLE | INFINERGY LTD | TOFTINGALL BESS | NEW SITE | TOFTINGALL BESS | CAITHNESS | HIGHLAND | KW12 6UW | SCOTLAND | 313553 | 953351 | MYBSTER | DATA NOT APPLICABLE | MYBSTER GRID | 33 | SCOTTISH HYDRO ELECTRIC POWER DISTRIBUTION PLC | STORED ENERGY (ALL STORED ENERGY IRRESPECTVE OF THE ORIGINAL ENERGY SOURCE) | STORAGE - ELECTROCHEMICAL (BATTERIES) | NO | DATA NOT AVAILABLE | DATA NOT AVAILABLE | 28 | DATA NOT AVAILABLE | DATA NOT AVAILABLE | DATA NOT AVAILABLE | DATA NOT AVAILABLE | DATA NOT AVAILABLE | DATA NOT AVAILABLE | DATA NOT AVAILABLE | DATA NOT AVAILABLE | DATA NOT AVAILABLE | DATA NOT AVAILABLE | DATA NOT AVAILABLE | DATA NOT AVAILABLE | DATA NOT AVAILABLE | ACCEPTED TO CONNECT | DATA NOT AVAILABLE | DATA NOT AVAILABLE | DATA NOT AVAILABLE | DATA NOT AVAILABLE | DATA NOT AVAILABLE | DATA NOT AVAILABLE | 28 | 25.2 | 26.5263 | 26.5263 | 25.2 | 45170 | DATA NOT AVAILABLE | N | DATA NOT AVAILABLE | DATA NOT AVAILABLE | DATA NOT AVAILABLE | DATA NOT AVAILABLE | DATA NOT AVAILABLE | 45176
DATA NOT AVAILABLE | [5 empty] | DATA NOT AVAILABLE | ECOCEL ENERGY (STORAGE) LTD | GLENGOLLY FARM BATTERY STORAGE | NEW SITE | GLENGOLLY FARM | THURSO | HIGHLAND | KW14 7XP | SCOTLAND | 310132 | 965724 | THURSO SOUTH GRID | DATA NOT APPLICABLE | THURSO SOUTH GRID | 33 | SCOTTISH HYDRO ELECTRIC POWER DISTRIBUTION PLC | STORED ENERGY (ALL STORED ENERGY IRRESPECTVE OF THE ORIGINAL ENERGY SOURCE) | STORAGE - ELECTROCHEMICAL (BATTERIES) | NO | DATA NOT AVAILABLE | DATA NOT AVAILABLE | 50 | DATA NOT AVAILABLE | DATA NOT AVAILABLE | DATA NOT AVAILABLE | DATA NOT AVAILABLE | DATA NOT AVAILABLE | DATA NOT AVAILABLE | DATA NOT AVAILABLE | DATA NOT AVAILABLE | DATA NOT AVAILABLE | DATA NOT AVAILABLE | DATA NOT AVAILABLE | DATA NOT AVAILABLE | DATA NOT AVAILABLE | ACCEPTED TO CONNECT | DATA NOT AVAILABLE | DATA NOT AVAILABLE | DATA NOT AVAILABLE | DATA NOT AVAILABLE | DATA NOT AVAILABLE | DATA NOT AVAILABLE | 50 | 49.9 | 52.5263 | 55.2905 | 52.526 | 45163 | DATA NOT AVAILABLE | N | DATA NOT AVAILABLE | DATA NOT AVAILABLE | DATA NOT AVAILABLE | DATA NOT AVAILABLE | DATA NOT AVAILABLE | 45176
DATA NOT AVAILABLE | [5 empty] | DATA NOT AVAILABLE | ENERGY 101 LTD | 48.6MW BATTERY | LOVEDEAN 50MW BESS, LOVEDEAN PORTSMOUTH WATER | LOVEDEAN LANE WATERLOOVILLE | PORTSMOUTH | PORTSMOUTH | PO8 9RY | ENGLAND | 468427 | 113159 | LOVEDEAN GSP | DATA NOT APPLICABLE | DATA NOT AVAILABLE | 132 | SOUTHERN ELECTRIC POWER DISTRIBUTION PLC | STORED ENERGY (ALL STORED ENERGY IRRESPECTVE OF THE ORIGINAL ENERGY SOURCE) | STORAGE - ELECTROCHEMICAL (BATTERIES) | NO | DATA NOT AVAILABLE | DATA NOT AVAILABLE | 57 | DATA NOT AVAILABLE | DATA NOT AVAILABLE | DATA NOT AVAILABLE | DATA NOT AVAILABLE | DATA NOT AVAILABLE | DATA NOT AVAILABLE | DATA NOT AVAILABLE | DATA NOT AVAILABLE | DATA NOT AVAILABLE | DATA NOT AVAILABLE | DATA NOT AVAILABLE | DATA NOT AVAILABLE | DATA NOT AVAILABLE | ACCEPTED TO CONNECT | DATA NOT AVAILABLE | DATA NOT AVAILABLE | DATA NOT AVAILABLE | DATA NOT AVAILABLE | DATA NOT AVAILABLE | DATA NOT AVAILABLE | 57 | 48.6 | 51.1579 | 53.8505 | 51.158 | 45016 | DATA NOT AVAILABLE | N | DATA NOT AVAILABLE | DATA NOT AVAILABLE | DATA NOT AVAILABLE | DATA NOT AVAILABLE | DATA NOT AVAILABLE | 45089
DATA NOT AVAILABLE | [5 empty] | DATA NOT AVAILABLE | BALANCED GRID SOLUTIONS LIMITED | 49.9MW - BATTERY | LAND AT SILKSTEAD FARM | SILKSTEAD LANE | WINCHESTER | HAMPSHIRE | SO21 2LG | ENGLAND | 444632 | 124586 | NURSLING GSP | WINCHESTER | DATA NOT AVAILABLE | EHV | SOUTHERN ELECTRIC POWER DISTRIBUTION PLC | STORED ENERGY (ALL STORED ENERGY IRRESPECTVE OF THE ORIGINAL ENERGY SOURCE) | STORAGE - ELECTROCHEMICAL (BATTERIES) | NO | DATA NOT AVAILABLE | DATA NOT AVAILABLE | 49.95 | DATA NOT AVAILABLE | DATA NOT AVAILABLE | DATA NOT AVAILABLE | DATA NOT AVAILABLE | DATA NOT AVAILABLE | DATA NOT AVAILABLE | DATA NOT AVAILABLE | DATA NOT AVAILABLE | DATA NOT AVAILABLE | DATA NOT AVAILABLE | DATA NOT AVAILABLE | DATA NOT AVAILABLE | DATA NOT AVAILABLE | ACCEPTED TO CONNECT | DATA NOT AVAILABLE | DATA NOT AVAILABLE | DATA NOT AVAILABLE | DATA NOT AVAILABLE | DATA NOT AVAILABLE | DATA NOT AVAILABLE | 49.95 | 49.95 | 52.5789 | 57.8947 | 55 | 45156 | DATA NOT AVAILABLE | N | DATA NOT AVAILABLE | DATA NOT AVAILABLE | DATA NOT AVAILABLE | DATA NOT AVAILABLE | DATA NOT AVAILABLE | 45176
DATA NOT AVAILABLE | [5 empty] | DATA NOT AVAILABLE | OVERHILL SECOND BESS | OVERHILL SECOND BESS | DATA NOT AVAILABLE | LAND AT OVERHILL | INVERURIE | ABERDEENSHIRE | AB51 8YN | SCOTLAND | 368749 | 834910 | ROTHIENORMAN | DATA NOT APPLICABLE | ROTHIENORMAN | 0.4 | SCOTTISH HYDRO ELECTRIC POWER DISTRIBUTION PLC | STORED ENERGY (ALL STORED ENERGY IRRESPECTVE OF THE ORIGINAL ENERGY SOURCE) | STORAGE - ELECTROCHEMICAL (BATTERIES) | NO | DATA NOT AVAILABLE | DATA NOT AVAILABLE | 50 | DATA NOT AVAILABLE | DATA NOT AVAILABLE | DATA NOT AVAILABLE | DATA NOT AVAILABLE | DATA NOT AVAILABLE | DATA NOT AVAILABLE | DATA NOT AVAILABLE | DATA NOT AVAILABLE | DATA NOT AVAILABLE | DATA NOT AVAILABLE | DATA NOT AVAILABLE | DATA NOT AVAILABLE | DATA NOT AVAILABLE | ACCEPTED TO CONNECT | DATA NOT AVAILABLE | DATA NOT AVAILABLE | DATA NOT AVAILABLE | DATA NOT AVAILABLE | DATA NOT AVAILABLE | DATA NOT AVAILABLE | 50 | 49.9 | 52.5263 | 49.9 | 52.5263 | 45196 | DATA NOT AVAILABLE | N | DATA NOT AVAILABLE | DATA NOT AVAILABLE | DATA NOT AVAILABLE | DATA NOT AVAILABLE | DATA NOT AVAILABLE | 45271
DATA NOT AVAILABLE | [5 empty] | DATA NOT AVAILABLE | LAMIN SAIDY VULART | BLACKHILL FARM BESS | NEW SITE | LAND AT BLACKHILL FARM | ALFORD | ABERDEENSHIRE | AB33 8LP | SCOTLAND | 352824 | 807223 | TARLAND | DATA NOT APPLICABLE | TARLAND GRID | 33 | SCOTTISH HYDRO ELECTRIC POWER DISTRIBUTION PLC | STORED ENERGY (ALL STORED ENERGY IRRESPECTVE OF THE ORIGINAL ENERGY SOURCE) | STORAGE - ELECTROCHEMICAL (BATTERIES) | NO | DATA NOT AVAILABLE | DATA NOT AVAILABLE | 50 | DATA NOT AVAILABLE | DATA NOT AVAILABLE | DATA NOT AVAILABLE | DATA NOT AVAILABLE | DATA NOT AVAILABLE | DATA NOT AVAILABLE | DATA NOT AVAILABLE | DATA NOT AVAILABLE | DATA NOT AVAILABLE | DATA NOT AVAILABLE | DATA NOT AVAILABLE | DATA NOT AVAILABLE | DATA NOT AVAILABLE | ACCEPTED TO CONNECT | DATA NOT AVAILABLE | DATA NOT AVAILABLE | DATA NOT AVAILABLE | DATA NOT AVAILABLE | DATA NOT AVAILABLE | DATA NOT AVAILABLE | 50 | 49.9 | 52.5263 | 49.9 | 52.5263 | 45222 | DATA NOT AVAILABLE | N | DATA NOT AVAILABLE | DATA NOT AVAILABLE | DATA NOT AVAILABLE | DATA NOT AVAILABLE | DATA NOT AVAILABLE | 45271
DATA NOT AVAILABLE | [5 empty] | DATA NOT AVAILABLE | DATA NOT AVAILABLE | 49.9MW BESS | LOCHABER FARM | B8033 FROM THE ACCESS ROAD TO KNOXFAULD | ARBROATH | ANGUS | DD11 2NS | SCOTLAND | 360488 | 741865 | DATA NOT AVAILABLE | DATA NOT APPLICABLE | DATA NOT AVAILABLE | EHV | SCOTTISH HYDRO ELECTRIC POWER DISTRIBUTION PLC | STORED ENERGY (ALL STORED ENERGY IRRESPECTVE OF THE ORIGINAL ENERGY SOURCE) | STORAGE - ELECTROCHEMICAL (BATTERIES) | NO | DATA NOT AVAILABLE | DATA NOT AVAILABLE | 50 | DATA NOT AVAILABLE | DATA NOT AVAILABLE | DATA NOT AVAILABLE | DATA NOT AVAILABLE | DATA NOT AVAILABLE | DATA NOT AVAILABLE | DATA NOT AVAILABLE | DATA NOT AVAILABLE | DATA NOT AVAILABLE | DATA NOT AVAILABLE | DATA NOT AVAILABLE | DATA NOT AVAILABLE | DATA NOT AVAILABLE | ACCEPTED TO CONNECT | DATA NOT AVAILABLE | DATA NOT AVAILABLE | DATA NOT AVAILABLE | DATA NOT AVAILABLE | DATA NOT AVAILABLE | DATA NOT AVAILABLE | 50 | 49.9 | 52.5263 | 49.9 | 52.5263 | 45175 | DATA NOT AVAILABLE | N | DATA NOT AVAILABLE | DATA NOT AVAILABLE | DATA NOT AVAILABLE | DATA NOT AVAILABLE | DATA NOT AVAILABLE | 45271
DATA NOT AVAILABLE | [5 empty] | DATA NOT AVAILABLE | DATA NOT AVAILABLE | ROTHIE 3 BESS | NEW SITE | BLACKFORD | ABERDEENSHIRE | ABERDEENSHIRE | AB51 8YL | SCOTLAND | 370198 | 835658 | ROTHIENORMAN | DATA NOT APPLICABLE | ROTHIENORMAN | 0.4 | SCOTTISH HYDRO ELECTRIC POWER DISTRIBUTION PLC | STORED ENERGY (ALL STORED ENERGY IRRESPECTVE OF THE ORIGINAL ENERGY SOURCE) | STORAGE - ELECTROCHEMICAL (BATTERIES) | NO | DATA NOT AVAILABLE | DATA NOT AVAILABLE | 75 | DATA NOT AVAILABLE | DATA NOT AVAILABLE | DATA NOT AVAILABLE | DATA NOT AVAILABLE | DATA NOT AVAILABLE | DATA NOT AVAILABLE | DATA NOT AVAILABLE | DATA NOT AVAILABLE | DATA NOT AVAILABLE | DATA NOT AVAILABLE | DATA NOT AVAILABLE | DATA NOT AVAILABLE | DATA NOT AVAILABLE | ACCEPTED TO CONNECT | DATA NOT AVAILABLE | DATA NOT AVAILABLE | DATA NOT AVAILABLE | DATA NOT AVAILABLE | DATA NOT AVAILABLE | DATA NOT AVAILABLE | 75 | 66 | 69.4737 | 71.25 | 75 | 45177 | DATA NOT AVAILABLE | N | DATA NOT AVAILABLE | DATA NOT AVAILABLE | DATA NOT AVAILABLE | DATA NOT AVAILABLE | DATA NOT AVAILABLE | 45271
DATA NOT AVAILABLE | [5 empty] | DATA NOT AVAILABLE | DATA NOT AVAILABLE | WESTFIELD FARM BESS | NEW SITE | WESTFIELD FARM | MORAY | MORAY | IV30 8XL | SCOTLAND | 316498 | 865644 | ELGIN | DATA NOT APPLICABLE | DATA NOT AVAILABLE | EHV | SCOTTISH HYDRO ELECTRIC POWER DISTRIBUTION PLC | STORED ENERGY (ALL STORED ENERGY IRRESPECTVE OF THE ORIGINAL ENERGY SOURCE) | STORAGE - ELECTROCHEMICAL (BATTERIES) | NO | DATA NOT AVAILABLE | DATA NOT AVAILABLE | 52.68 | DATA NOT AVAILABLE | DATA NOT AVAILABLE | DATA NOT AVAILABLE | DATA NOT AVAILABLE | DATA NOT AVAILABLE | DATA NOT AVAILABLE | DATA NOT AVAILABLE | DATA NOT AVAILABLE | DATA NOT AVAILABLE | DATA NOT AVAILABLE | DATA NOT AVAILABLE | DATA NOT AVAILABLE | DATA NOT AVAILABLE | ACCEPTED TO CONNECT | DATA NOT AVAILABLE | DATA NOT AVAILABLE | DATA NOT AVAILABLE | DATA NOT AVAILABLE | DATA NOT AVAILABLE | DATA NOT AVAILABLE | 52.68 | 49.9 | 52.5263 | 49.9 | 52.5263 | 45201 | DATA NOT AVAILABLE | N | DATA NOT AVAILABLE | DATA NOT AVAILABLE | DATA NOT AVAILABLE | DATA NOT AVAILABLE | DATA NOT AVAILABLE | 45271
DATA NOT AVAILABLE | [5 empty] | DATA NOT AVAILABLE | DATA NOT AVAILABLE | BLACKMUIR BESS | NEW SITE | BLACKMUIR | MORAY | MORAY | AB55 5PE | SCOTLAND | 344424 | 847677 | KEITH | DATA NOT APPLICABLE | KEITH GRID | 33 | SCOTTISH HYDRO ELECTRIC POWER DISTRIBUTION PLC | STORED ENERGY (ALL STORED ENERGY IRRESPECTVE OF THE ORIGINAL ENERGY SOURCE) | STORAGE - ELECTROCHEMICAL (BATTERIES) | NO | DATA NOT AVAILABLE | DATA NOT AVAILABLE | 49.5 | DATA NOT AVAILABLE | DATA NOT AVAILABLE | DATA NOT AVAILABLE | DATA NOT AVAILABLE | DATA NOT AVAILABLE | DATA NOT AVAILABLE | DATA NOT AVAILABLE | DATA NOT AVAILABLE | DATA NOT AVAILABLE | DATA NOT AVAILABLE | DATA NOT AVAILABLE | DATA NOT AVAILABLE | DATA NOT AVAILABLE | ACCEPTED TO CONNECT | DATA NOT AVAILABLE | DATA NOT AVAILABLE | DATA NOT AVAILABLE | DATA NOT AVAILABLE | DATA NOT AVAILABLE | DATA NOT AVAILABLE | 49.5 | 49.5 | 52.1053 | 49.5 | 52.1053 | 45201 | DATA NOT AVAILABLE | N | DATA NOT AVAILABLE | DATA NOT AVAILABLE | DATA NOT AVAILABLE | DATA NOT AVAILABLE | DATA NOT AVAILABLE | 45271
DATA NOT AVAILABLE | [5 empty] | DATA NOT AVAILABLE | DATA NOT AVAILABLE | ABERDEEN BLACKNESS ROAD BESS | NEW SITE | BLACKNESS ROAD ALTENS | ABERDEEN | ABERDEEN CITY | AB12 3PG | SCOTLAND | 395525 | 802153 | REDMOSS | DATA NOT APPLICABLE | REDMOSS GRID | 33 | SCOTTISH HYDRO ELECTRIC POWER DISTRIBUTION PLC | STORED ENERGY (ALL STORED ENERGY IRRESPECTVE OF THE ORIGINAL ENERGY SOURCE) | STORAGE - ELECTROCHEMICAL (BATTERIES) | NO | DATA NOT AVAILABLE | DATA NOT AVAILABLE | 39.71 | DATA NOT AVAILABLE | DATA NOT AVAILABLE | DATA NOT AVAILABLE | DATA NOT AVAILABLE | DATA NOT AVAILABLE | DATA NOT AVAILABLE | DATA NOT AVAILABLE | DATA NOT AVAILABLE | DATA NOT AVAILABLE | DATA NOT AVAILABLE | DATA NOT AVAILABLE | DATA NOT AVAILABLE | DATA NOT AVAILABLE | ACCEPTED TO CONNECT | DATA NOT AVAILABLE | DATA NOT AVAILABLE | DATA NOT AVAILABLE | DATA NOT AVAILABLE | DATA NOT AVAILABLE | DATA NOT AVAILABLE | 39.71 | 39.71 | 41.8 | 39.71 | 41.8 | 45216 | DATA NOT AVAILABLE | N | DATA NOT AVAILABLE | DATA NOT AVAILABLE | DATA NOT AVAILABLE | DATA NOT AVAILABLE | DATA NOT AVAILABLE | 45271
DATA NOT AVAILABLE | [5 empty] | DATA NOT AVAILABLE | GREEN SWITCH CAPITAL LIMITED | OLRIG MAINS FARM WIND AND BESS | OLRIG MAINS FARMHOUSE | OLRIG MAINS ROAD | THURSO | HIGHLAND | KW14 8SN | SCOTLAND | 318593 | 966332 | THURSO SOUTH GRID | DATA NOT APPLICABLE | THURSO SOUTH GRID | 33 | SCOTTISH HYDRO ELECTRIC POWER DISTRIBUTION PLC | STORED ENERGY (ALL STORED ENERGY IRRESPECTVE OF THE ORIGINAL ENERGY SOURCE) | STORAGE - ELECTROCHEMICAL (BATTERIES) | NO | DATA NOT AVAILABLE | DATA NOT AVAILABLE | 34.4 | DATA NOT AVAILABLE | DATA NOT AVAILABLE | DATA NOT AVAILABLE | DATA NOT AVAILABLE | DATA NOT AVAILABLE | DATA NOT AVAILABLE | DATA NOT AVAILABLE | DATA NOT AVAILABLE | DATA NOT AVAILABLE | DATA NOT AVAILABLE | DATA NOT AVAILABLE | DATA NOT AVAILABLE | DATA NOT AVAILABLE | ACCEPTED TO CONNECT | DATA NOT AVAILABLE | DATA NOT AVAILABLE | DATA NOT AVAILABLE | DATA NOT AVAILABLE | DATA NOT AVAILABLE | DATA NOT AVAILABLE | 34.4 | 26.5 | 27.8947 | 8.583 | 9.0347 | 45209 | DATA NOT AVAILABLE | N | DATA NOT AVAILABLE | DATA NOT AVAILABLE | DATA NOT AVAILABLE | DATA NOT AVAILABLE | DATA NOT AVAILABLE | 45271
DATA NOT AVAILABLE | [5 empty] | DATA NOT AVAILABLE | DATA NOT AVAILABLE | 18MW BESS | NEW SITE | LAND OF UPTON LANE | ROWNHAMS | HAMPSHIRE | SO16 0XZ | ENGLAND | 437315 | 116792 | NURSLING GSP | ROWNHAMS | ROWNHAM | 33 | SOUTHERN ELECTRIC POWER DISTRIBUTION PLC | STORED ENERGY (ALL STORED ENERGY IRRESPECTVE OF THE ORIGINAL ENERGY SOURCE) | STORAGE - ELECTROCHEMICAL (BATTERIES) | NO | DATA NOT AVAILABLE | DATA NOT AVAILABLE | 20 | DATA NOT AVAILABLE | DATA NOT AVAILABLE | DATA NOT AVAILABLE | DATA NOT AVAILABLE | DATA NOT AVAILABLE | DATA NOT AVAILABLE | DATA NOT AVAILABLE | DATA NOT AVAILABLE | DATA NOT AVAILABLE | DATA NOT AVAILABLE | DATA NOT AVAILABLE | DATA NOT AVAILABLE | DATA NOT AVAILABLE | ACCEPTED TO CONNECT | DATA NOT AVAILABLE | DATA NOT AVAILABLE | DATA NOT AVAILABLE | DATA NOT AVAILABLE | DATA NOT AVAILABLE | DATA NOT AVAILABLE | 20 | 20 | 21.0526 | 21.052 | 22.16 | 45203 | DATA NOT AVAILABLE | N | DATA NOT AVAILABLE | DATA NOT AVAILABLE | DATA NOT AVAILABLE | DATA NOT AVAILABLE | DATA NOT AVAILABLE | 45271
DATA NOT AVAILABLE | [5 empty] | DATA NOT AVAILABLE | DATA NOT AVAILABLE | ICHRACHAN FARM 50MW BESS | NEW SITE | ICHRACHAN FARM | TAYNUILT | ARGYLL AND BUTE | PA35 1HP | SCOTLAND | 201122 | 730664 | TAYNUILT | DATA NOT APPLICABLE | TAYNUILT GRID | 33 | SCOTTISH HYDRO ELECTRIC POWER DISTRIBUTION PLC | STORED ENERGY (ALL STORED ENERGY IRRESPECTVE OF THE ORIGINAL ENERGY SOURCE) | STORAGE - ELECTROCHEMICAL (BATTERIES) | NO | DATA NOT AVAILABLE | DATA NOT AVAILABLE | 50 | DATA NOT AVAILABLE | DATA NOT AVAILABLE | DATA NOT AVAILABLE | DATA NOT AVAILABLE | DATA NOT AVAILABLE | DATA NOT AVAILABLE | DATA NOT AVAILABLE | DATA NOT AVAILABLE | DATA NOT AVAILABLE | DATA NOT AVAILABLE | DATA NOT AVAILABLE | DATA NOT AVAILABLE | DATA NOT AVAILABLE | ACCEPTED TO CONNECT | DATA NOT AVAILABLE | DATA NOT AVAILABLE | DATA NOT AVAILABLE | DATA NOT AVAILABLE | DATA NOT AVAILABLE | DATA NOT AVAILABLE | 50 | 49.9 | 52.5263 | 49.9 | 52.5263 | 45215 | DATA NOT AVAILABLE | N | DATA NOT AVAILABLE | DATA NOT AVAILABLE | DATA NOT AVAILABLE | DATA NOT AVAILABLE | DATA NOT AVAILABLE | 45271
DATA NOT AVAILABLE | [5 empty] | DATA NOT AVAILABLE | DATA NOT AVAILABLE | 50MW 132KV BESS | NEW SITE | BROOKHOUSE BESS MINLEY ROAD | FLEET | HAMPSHIRE | GU51 2RF | ENGLAND | 481242 | 156670 | BRAMLEY (FLEE) | DATA NOT AVAILABLE | DATA NOT AVAILABLE | 132 | SOUTHERN ELECTRIC POWER DISTRIBUTION PLC | STORED ENERGY (ALL STORED ENERGY IRRESPECTVE OF THE ORIGINAL ENERGY SOURCE) | STORAGE - ELECTROCHEMICAL (BATTERIES) | NO | DATA NOT AVAILABLE | DATA NOT AVAILABLE | 51.75 | DATA NOT AVAILABLE | DATA NOT AVAILABLE | DATA NOT AVAILABLE | DATA NOT AVAILABLE | DATA NOT AVAILABLE | DATA NOT AVAILABLE | DATA NOT AVAILABLE | DATA NOT AVAILABLE | DATA NOT AVAILABLE | DATA NOT AVAILABLE | DATA NOT AVAILABLE | DATA NOT AVAILABLE | DATA NOT AVAILABLE | ACCEPTED TO CONNECT | DATA NOT AVAILABLE | DATA NOT AVAILABLE | DATA NOT AVAILABLE | DATA NOT AVAILABLE | DATA NOT AVAILABLE | DATA NOT AVAILABLE | 51.75 | 50 | 52.6316 | 53.158 | 55.9558 | 45233 | DATA NOT AVAILABLE | N | DATA NOT AVAILABLE | DATA NOT AVAILABLE | DATA NOT AVAILABLE | DATA NOT AVAILABLE | DATA NOT AVAILABLE | 45271
DATA NOT AVAILABLE | [5 empty] | DATA NOT AVAILABLE | DATA NOT AVAILABLE | EHV/132KV 50MW BESS | WITHY PLACE | BRAMLEY ROAD SILCHESTER | READING | HAMPSHIRE | RG7 2LN | ENGLAND | 464787 | 161044 | DATA NOT AVAILABLE | DATA NOT AVAILABLE | DATA NOT AVAILABLE | 132 | SOUTHERN ELECTRIC POWER DISTRIBUTION PLC | STORED ENERGY (ALL STORED ENERGY IRRESPECTVE OF THE ORIGINAL ENERGY SOURCE) | STORAGE - ELECTROCHEMICAL (BATTERIES) | NO | DATA NOT AVAILABLE | DATA NOT AVAILABLE | 51.75 | DATA NOT AVAILABLE | DATA NOT AVAILABLE | DATA NOT AVAILABLE | DATA NOT AVAILABLE | DATA NOT AVAILABLE | DATA NOT AVAILABLE | DATA NOT AVAILABLE | DATA NOT AVAILABLE | DATA NOT AVAILABLE | DATA NOT AVAILABLE | DATA NOT AVAILABLE | DATA NOT AVAILABLE | DATA NOT AVAILABLE | ACCEPTED TO CONNECT | DATA NOT AVAILABLE | DATA NOT AVAILABLE | DATA NOT AVAILABLE | DATA NOT AVAILABLE | DATA NOT AVAILABLE | DATA NOT AVAILABLE | 51.75 | 50 | 52.6316 | 53.158 | 55.9558 | 45233 | DATA NOT AVAILABLE | N | DATA NOT AVAILABLE | DATA NOT AVAILABLE | DATA NOT AVAILABLE | DATA NOT AVAILABLE | DATA NOT AVAILABLE | 45271
DATA NOT AVAILABLE | [5 empty] | DATA NOT AVAILABLE | SKY UK DEVELOPMENT LIMITED | 49.9MW BATTERY | NEWLANDS POWER PLANT, NEWLANDS FARM | CREWKERNE ROAD AXMINSTER OUT OF AREA | AXIMISTER | DEVON | EX13 5SF | ENGLAND | 333254 | 97499 | AXMINSTER | DATA NOT AVAILABLE | DATA NOT AVAILABLE | 132 | SOUTHERN ELECTRIC POWER DISTRIBUTION PLC | STORED ENERGY (ALL STORED ENERGY IRRESPECTVE OF THE ORIGINAL ENERGY SOURCE) | STORAGE - ELECTROCHEMICAL (BATTERIES) | NO | DATA NOT AVAILABLE | DATA NOT AVAILABLE | 52.5 | DATA NOT AVAILABLE | DATA NOT AVAILABLE | DATA NOT AVAILABLE | DATA NOT AVAILABLE | DATA NOT AVAILABLE | DATA NOT AVAILABLE | DATA NOT AVAILABLE | DATA NOT AVAILABLE | DATA NOT AVAILABLE | DATA NOT AVAILABLE | DATA NOT AVAILABLE | DATA NOT AVAILABLE | DATA NOT AVAILABLE | ACCEPTED TO CONNECT | DATA NOT AVAILABLE | DATA NOT AVAILABLE | DATA NOT AVAILABLE | DATA NOT AVAILABLE | DATA NOT AVAILABLE | DATA NOT AVAILABLE | 52.5 | 49.9 | 52.5263 | 52.5 | 55.2632 | 44900 | DATA NOT AVAILABLE | N | DATA NOT AVAILABLE | DATA NOT AVAILABLE | DATA NOT AVAILABLE | DATA NOT AVAILABLE | DATA NOT AVAILABLE | 45302
DATA NOT AVAILABLE | [5 empty] | DATA NOT AVAILABLE | YLEM ENERGY LTD | GRUDIE BRIDGE 50MW BESS | DATA NOT AVAILABLE | STRATHBRAN FOREST STRATHBRAN ACHANALT | GARVE | HIGHLAND | IV23 2QB | SCOTLAND | 230856 | 862137 | GRUDIE BRIDGE | DATA NOT APPLICABLE | GRUDIE BRIDGE | 33 | SCOTTISH HYDRO ELECTRIC POWER DISTRIBUTION PLC | STORED ENERGY (ALL STORED ENERGY IRRESPECTVE OF THE ORIGINAL ENERGY SOURCE) | STORAGE - ELECTROCHEMICAL (BATTERIES) | NO | DATA NOT AVAILABLE | DATA NOT AVAILABLE | 51.75 | DATA NOT AVAILABLE | DATA NOT AVAILABLE | DATA NOT AVAILABLE | DATA NOT AVAILABLE | DATA NOT AVAILABLE | DATA NOT AVAILABLE | DATA NOT AVAILABLE | DATA NOT AVAILABLE | DATA NOT AVAILABLE | DATA NOT AVAILABLE | DATA NOT AVAILABLE | DATA NOT AVAILABLE | DATA NOT AVAILABLE | ACCEPTED TO CONNECT | DATA NOT AVAILABLE | DATA NOT AVAILABLE | DATA NOT AVAILABLE | DATA NOT AVAILABLE | DATA NOT AVAILABLE | DATA NOT AVAILABLE | 51.75 | 50 | 52.6316 | 50 | 52.6316 | 45281 | DATA NOT AVAILABLE | N | DATA NOT AVAILABLE | DATA NOT AVAILABLE | DATA NOT AVAILABLE | DATA NOT AVAILABLE | DATA NOT AVAILABLE | 45302
DATA NOT AVAILABLE | [5 empty] | DATA NOT AVAILABLE | DATA NOT AVAILABLE | 132KV 99.8MW BESS | DATA NOT AVAILABLE | LAND ON THE NORTH AND SOUTH SIDE OF LOWE | GARSINGTON | OXFORDSHIRE | OX44 9DB | ENGLAND | 457925 | 202095 | COWLEY GSP | DATA NOT AVAILABLE | DATA NOT AVAILABLE | 132 | SOUTHERN ELECTRIC POWER DISTRIBUTION PLC | STORED ENERGY (ALL STORED ENERGY IRRESPECTVE OF THE ORIGINAL ENERGY SOURCE) | STORAGE - ELECTROCHEMICAL (BATTERIES) | NO | DATA NOT AVAILABLE | DATA NOT AVAILABLE | 101.2 | DATA NOT AVAILABLE | DATA NOT AVAILABLE | DATA NOT AVAILABLE | DATA NOT AVAILABLE | DATA NOT AVAILABLE | DATA NOT AVAILABLE | DATA NOT AVAILABLE | DATA NOT AVAILABLE | DATA NOT AVAILABLE | DATA NOT AVAILABLE | DATA NOT AVAILABLE | DATA NOT AVAILABLE | DATA NOT AVAILABLE | ACCEPTED TO CONNECT | DATA NOT AVAILABLE | DATA NOT AVAILABLE | DATA NOT AVAILABLE | DATA NOT AVAILABLE | DATA NOT AVAILABLE | DATA NOT AVAILABLE | 101.2 | 99.8 | 105.0526 | 105.052 | 110.5811 | 45271 | DATA NOT AVAILABLE | N | DATA NOT AVAILABLE | DATA NOT AVAILABLE | DATA NOT AVAILABLE | DATA NOT AVAILABLE | DATA NOT AVAILABLE | 45302
DATA NOT AVAILABLE | [5 empty] | DATA NOT AVAILABLE | DATA NOT AVAILABLE | EHV 66MW BESS | DATA NOT AVAILABLE | QUEENLAINES FARM | SEVENHAMPTON | WILTSHIRE | SN6 7SQ | ENGLAND | 419306 | 190227 | MINETY GSP | STRATTON | STRATTON | 11 | SOUTHERN ELECTRIC POWER DISTRIBUTION PLC | STORED ENERGY (ALL STORED ENERGY IRRESPECTVE OF THE ORIGINAL ENERGY SOURCE) | STORAGE - ELECTROCHEMICAL (BATTERIES) | NO | DATA NOT AVAILABLE | DATA NOT AVAILABLE | 68.4 | DATA NOT AVAILABLE | DATA NOT AVAILABLE | DATA NOT AVAILABLE | DATA NOT AVAILABLE | DATA NOT AVAILABLE | DATA NOT AVAILABLE | DATA NOT AVAILABLE | DATA NOT AVAILABLE | DATA NOT AVAILABLE | DATA NOT AVAILABLE | DATA NOT AVAILABLE | DATA NOT AVAILABLE | DATA NOT AVAILABLE | ACCEPTED TO CONNECT | DATA NOT AVAILABLE | DATA NOT AVAILABLE | DATA NOT AVAILABLE | DATA NOT AVAILABLE | DATA NOT AVAILABLE | DATA NOT AVAILABLE | 68.4 | 66 | 69.4737 | 69.474 | 73.1305 | 45272 | DATA NOT AVAILABLE | N | DATA NOT AVAILABLE | DATA NOT AVAILABLE | DATA NOT AVAILABLE | DATA NOT AVAILABLE | DATA NOT AVAILABLE | 45302
DATA NOT AVAILABLE | [5 empty] | DATA NOT AVAILABLE | OPD ENERGY UK LTD | LOANHEAD FARM BESS REQUOTE | LOANHEAD FARM | DATA NOT AVAILABLE | ELGIN | MORAY | IV30 8XJ | SCOTLAND | 318204 | 864180 | ELGIN | DATA NOT APPLICABLE | ELGIN GRID | 33 | SCOTTISH HYDRO ELECTRIC POWER DISTRIBUTION PLC | STORED ENERGY (ALL STORED ENERGY IRRESPECTVE OF THE ORIGINAL ENERGY SOURCE) | STORAGE - ELECTROCHEMICAL (BATTERIES) | NO | DATA NOT AVAILABLE | DATA NOT AVAILABLE | 52.68 | DATA NOT AVAILABLE | DATA NOT AVAILABLE | DATA NOT AVAILABLE | DATA NOT AVAILABLE | DATA NOT AVAILABLE | DATA NOT AVAILABLE | DATA NOT AVAILABLE | DATA NOT AVAILABLE | DATA NOT AVAILABLE | DATA NOT AVAILABLE | DATA NOT AVAILABLE | DATA NOT AVAILABLE | DATA NOT AVAILABLE | ACCEPTED TO CONNECT | DATA NOT AVAILABLE | DATA NOT AVAILABLE | DATA NOT AVAILABLE | DATA NOT AVAILABLE | DATA NOT AVAILABLE | DATA NOT AVAILABLE | 52.68 | 50 | 52.6316 | 52.632 | 55.4021 | 45294 | DATA NOT AVAILABLE | N | DATA NOT AVAILABLE | DATA NOT AVAILABLE | DATA NOT AVAILABLE | DATA NOT AVAILABLE | DATA NOT AVAILABLE | 45302
DATA NOT AVAILABLE | [5 empty] | DATA NOT AVAILABLE | DATA NOT AVAILABLE | 49.9MW BESS COLABOLL | COLABOLL FARM | A838 A836 JUNCTION LAIRG - MERKLAND LODG | LAIRG | HIGHLAND | IV27 4DN | SCOTLAND | 255929 | 912417 | LAIRG GRID | DATA NOT APPLICABLE | DATA NOT AVAILABLE | EHV | SCOTTISH HYDRO ELECTRIC POWER DISTRIBUTION PLC | STORED ENERGY (ALL STORED ENERGY IRRESPECTVE OF THE ORIGINAL ENERGY SOURCE) | STORAGE - ELECTROCHEMICAL (BATTERIES) | NO | DATA NOT AVAILABLE | DATA NOT AVAILABLE | 50 | DATA NOT AVAILABLE | DATA NOT AVAILABLE | DATA NOT AVAILABLE | DATA NOT AVAILABLE | DATA NOT AVAILABLE | DATA NOT AVAILABLE | DATA NOT AVAILABLE | DATA NOT AVAILABLE | DATA NOT AVAILABLE | DATA NOT AVAILABLE | DATA NOT AVAILABLE | DATA NOT AVAILABLE | DATA NOT AVAILABLE | ACCEPTED TO CONNECT | DATA NOT AVAILABLE | DATA NOT AVAILABLE | DATA NOT AVAILABLE | DATA NOT AVAILABLE | DATA NOT AVAILABLE | DATA NOT AVAILABLE | 50 | 49.9 | 52.5263 | 52.526 | 55.2905 | 45322 | DATA NOT AVAILABLE | N | DATA NOT AVAILABLE | DATA NOT AVAILABLE | DATA NOT AVAILABLE | DATA NOT AVAILABLE | DATA NOT AVAILABLE | 45331
DATA NOT AVAILABLE | [5 empty] | DATA NOT AVAILABLE | DATA NOT AVAILABLE | SPA - 49.9MW BATTERIES | DATA NOT AVAILABLE | LOIRSTON PLACE, COVE BAY, | ABERDEEN | ABERDEENSHIRE | AB12 3PR | SCOTLAND | 395334 | 801162 | REDMOSS | DATA NOT APPLICABLE | REDMOSS | 11 | SCOTTISH HYDRO ELECTRIC POWER DISTRIBUTION PLC | STORED ENERGY (ALL STORED ENERGY IRRESPECTVE OF THE ORIGINAL ENERGY SOURCE) | STORAGE - ELECTROCHEMICAL (BATTERIES) | NO | DATA NOT AVAILABLE | DATA NOT AVAILABLE | 49.9 | DATA NOT AVAILABLE | DATA NOT AVAILABLE | DATA NOT AVAILABLE | DATA NOT AVAILABLE | DATA NOT AVAILABLE | DATA NOT AVAILABLE | DATA NOT AVAILABLE | DATA NOT AVAILABLE | DATA NOT AVAILABLE | DATA NOT AVAILABLE | DATA NOT AVAILABLE | DATA NOT AVAILABLE | DATA NOT AVAILABLE | ACCEPTED TO CONNECT | DATA NOT AVAILABLE | DATA NOT AVAILABLE | DATA NOT AVAILABLE | DATA NOT AVAILABLE | DATA NOT AVAILABLE | DATA NOT AVAILABLE | 49.9 | 49.9 | 52.5263 | 49.9 | 52.5263 | 45294 | DATA NOT AVAILABLE | N | DATA NOT AVAILABLE | DATA NOT AVAILABLE | DATA NOT AVAILABLE | DATA NOT AVAILABLE | DATA NOT AVAILABLE | 45331
DATA NOT AVAILABLE | [5 empty] | DATA NOT AVAILABLE | DATA NOT AVAILABLE | THORNHILL BESS - 40MW | DATA NOT AVAILABLE | LANDS AT THORNHILL, CRAIGTON ROAD, CULTS | ABERDEEN | ABERDEENSHIRE | AB15 9QJ | SCOTLAND | 388587 | 803982 | CRAIGIEBUCKLER | DATA NOT APPLICABLE | CRAIGIEBUCKLER GRID | 33 | SCOTTISH HYDRO ELECTRIC POWER DISTRIBUTION PLC | STORED ENERGY (ALL STORED ENERGY IRRESPECTVE OF THE ORIGINAL ENERGY SOURCE) | STORAGE - ELECTROCHEMICAL (BATTERIES) | NO | DATA NOT AVAILABLE | DATA NOT AVAILABLE | 42.864 | DATA NOT AVAILABLE | DATA NOT AVAILABLE | DATA NOT AVAILABLE | DATA NOT AVAILABLE | DATA NOT AVAILABLE | DATA NOT AVAILABLE | DATA NOT AVAILABLE | DATA NOT AVAILABLE | DATA NOT AVAILABLE | DATA NOT AVAILABLE | DATA NOT AVAILABLE | DATA NOT AVAILABLE | DATA NOT AVAILABLE | ACCEPTED TO CONNECT | DATA NOT AVAILABLE | DATA NOT AVAILABLE | DATA NOT AVAILABLE | DATA NOT AVAILABLE | DATA NOT AVAILABLE | DATA NOT AVAILABLE | 42.864 | 40 | 42.1053 | 40 | 42.1053 | 45321 | DATA NOT AVAILABLE | N | DATA NOT AVAILABLE | DATA NOT AVAILABLE | DATA NOT AVAILABLE | DATA NOT AVAILABLE | DATA NOT AVAILABLE | 45331
DATA NOT AVAILABLE | [5 empty] | DATA NOT AVAILABLE | DATA NOT AVAILABLE | EHV 40MW BESS | DATA NOT AVAILABLE | LANDS AT LULLINGTON MENDIP DISTRICT | FROME | SOMERSET | BA11 2PQ | ENGLAND | 378379 | 151908 | MELKSHAM GSP | FROME | DATA NOT AVAILABLE | EHV | SOUTHERN ELECTRIC POWER DISTRIBUTION PLC | STORED ENERGY (ALL STORED ENERGY IRRESPECTVE OF THE ORIGINAL ENERGY SOURCE) | STORAGE - ELECTROCHEMICAL (BATTERIES) | NO | DATA NOT AVAILABLE | DATA NOT AVAILABLE | 85.728 | DATA NOT AVAILABLE | DATA NOT AVAILABLE | DATA NOT AVAILABLE | DATA NOT AVAILABLE | DATA NOT AVAILABLE | DATA NOT AVAILABLE | DATA NOT AVAILABLE | DATA NOT AVAILABLE | DATA NOT AVAILABLE | DATA NOT AVAILABLE | DATA NOT AVAILABLE | DATA NOT AVAILABLE | DATA NOT AVAILABLE | ACCEPTED TO CONNECT | DATA NOT AVAILABLE | DATA NOT AVAILABLE | DATA NOT AVAILABLE | DATA NOT AVAILABLE | DATA NOT AVAILABLE | DATA NOT AVAILABLE | 85.728 | 40 | 42.1053 | 42.105 | 44.3211 | 45316 | DATA NOT AVAILABLE | N | DATA NOT AVAILABLE | DATA NOT AVAILABLE | DATA NOT AVAILABLE | DATA NOT AVAILABLE | DATA NOT AVAILABLE | 45331
DATA NOT AVAILABLE | [5 empty] | DATA NOT AVAILABLE | BALANCE POWER PROJECTS LTD | BLACKMUIR 2 BESS | BACKMUIR FARMHOUSE | DATA NOT AVAILABLE | KEITH | BANFFSHIRE | AB55 5PE | SCOTLAND | 344421 | 847676 | KEITH | DATA NOT APPLICABLE | KEITH GRID | 33 | SCOTTISH HYDRO ELECTRIC POWER DISTRIBUTION PLC | STORED ENERGY (ALL STORED ENERGY IRRESPECTVE OF THE ORIGINAL ENERGY SOURCE) | STORAGE - ELECTROCHEMICAL (BATTERIES) | NO | DATA NOT AVAILABLE | DATA NOT AVAILABLE | 49.5 | DATA NOT AVAILABLE | DATA NOT AVAILABLE | DATA NOT AVAILABLE | DATA NOT AVAILABLE | DATA NOT AVAILABLE | DATA NOT AVAILABLE | DATA NOT AVAILABLE | DATA NOT AVAILABLE | DATA NOT AVAILABLE | DATA NOT AVAILABLE | DATA NOT AVAILABLE | DATA NOT AVAILABLE | DATA NOT AVAILABLE | ACCEPTED TO CONNECT | DATA NOT AVAILABLE | DATA NOT AVAILABLE | DATA NOT AVAILABLE | DATA NOT AVAILABLE | DATA NOT AVAILABLE | DATA NOT AVAILABLE | 49.5 | 49.5 | 52.1053 | 49.5 | 52.1053 | 45327 | DATA NOT AVAILABLE | N | DATA NOT AVAILABLE | DATA NOT AVAILABLE | DATA NOT AVAILABLE | DATA NOT AVAILABLE | DATA NOT AVAILABLE | 45331
DATA NOT AVAILABLE | [5 empty] | DATA NOT AVAILABLE | DATA NOT AVAILABLE | 49.9MW BESS SITE IN DUNDEE | NEW SITE | LAND AT TOM JOHNSTON ROAD WEST PITKERRO INDUSTRIAL ESTATE | DUNDEE | DUNDEE CITY | DD4 8XD | SCOTLAND | 345474 | 732229 | MILTON OF CRAIGIE | DATA NOT APPLICABLE | MILTON OF CRAIGIE GRID | 33 | SCOTTISH HYDRO ELECTRIC POWER DISTRIBUTION PLC | STORED ENERGY (ALL STORED ENERGY IRRESPECTVE OF THE ORIGINAL ENERGY SOURCE) | STORAGE - ELECTROCHEMICAL (BATTERIES) | NO | DATA NOT AVAILABLE | DATA NOT AVAILABLE | 56.43 | DATA NOT AVAILABLE | DATA NOT AVAILABLE | DATA NOT AVAILABLE | DATA NOT AVAILABLE | DATA NOT AVAILABLE | DATA NOT AVAILABLE | DATA NOT AVAILABLE | DATA NOT AVAILABLE | DATA NOT AVAILABLE | DATA NOT AVAILABLE | DATA NOT AVAILABLE | DATA NOT AVAILABLE | DATA NOT AVAILABLE | ACCEPTED TO CONNECT | DATA NOT AVAILABLE | DATA NOT AVAILABLE | DATA NOT AVAILABLE | DATA NOT AVAILABLE | DATA NOT AVAILABLE | DATA NOT AVAILABLE | 56.43 | 49.9 | 52.5263 | 49.9 | 52.5263 | 45314 | DATA NOT AVAILABLE | N | DATA NOT AVAILABLE | DATA NOT AVAILABLE | DATA NOT AVAILABLE | DATA NOT AVAILABLE | DATA NOT AVAILABLE | 45331
DATA NOT AVAILABLE | [5 empty] | DATA NOT AVAILABLE | DATA NOT AVAILABLE | AUTH 132KV 42MW BESS | DATA NOT AVAILABLE | LAND NORTH OF WEST ST STEEPLE | CLAYDON | BUCKINGHAMSHIRE | MK18 2LJ | ENGLAND | 468737 | 226528 | EAST CLAYDON GSP | BICESTER NORTH | DATA NOT AVAILABLE | 132 | SOUTHERN ELECTRIC POWER DISTRIBUTION PLC | STORED ENERGY (ALL STORED ENERGY IRRESPECTVE OF THE ORIGINAL ENERGY SOURCE) | STORAGE - ELECTROCHEMICAL (BATTERIES) | NO | DATA NOT AVAILABLE | DATA NOT AVAILABLE | 42 | DATA NOT AVAILABLE | DATA NOT AVAILABLE | DATA NOT AVAILABLE | DATA NOT AVAILABLE | DATA NOT AVAILABLE | DATA NOT AVAILABLE | DATA NOT AVAILABLE | DATA NOT AVAILABLE | DATA NOT AVAILABLE | DATA NOT AVAILABLE | DATA NOT AVAILABLE | DATA NOT AVAILABLE | DATA NOT AVAILABLE | ACCEPTED TO CONNECT | DATA NOT AVAILABLE | DATA NOT AVAILABLE | DATA NOT AVAILABLE | DATA NOT AVAILABLE | DATA NOT AVAILABLE | DATA NOT AVAILABLE | 42 | 42 | 44.2105 | 44.21 | 46.5368 | 45316 | DATA NOT AVAILABLE | N | DATA NOT AVAILABLE | DATA NOT AVAILABLE | DATA NOT AVAILABLE | DATA NOT AVAILABLE | DATA NOT AVAILABLE | 45331
DATA NOT AVAILABLE | [5 empty] | DATA NOT AVAILABLE | DATA NOT AVAILABLE | AM OXFO 33MW BESS | TAR FARM COTTAGE | STANTON HARCOURT | OXFORD | OXFORDSHIRE | OX29 5AL | ENGLAND | 438991 | 207078 | COWLEY GSP | YARNTON | DATA NOT AVAILABLE | EHV | SOUTHERN ELECTRIC POWER DISTRIBUTION PLC | STORED ENERGY (ALL STORED ENERGY IRRESPECTVE OF THE ORIGINAL ENERGY SOURCE) | STORAGE - ELECTROCHEMICAL (BATTERIES) | NO | DATA NOT AVAILABLE | DATA NOT AVAILABLE | 0.001 | DATA NOT AVAILABLE | DATA NOT AVAILABLE | DATA NOT AVAILABLE | DATA NOT AVAILABLE | DATA NOT AVAILABLE | DATA NOT AVAILABLE | DATA NOT AVAILABLE | DATA NOT AVAILABLE | DATA NOT AVAILABLE | DATA NOT AVAILABLE | DATA NOT AVAILABLE | DATA NOT AVAILABLE | DATA NOT AVAILABLE | ACCEPTED TO CONNECT | DATA NOT AVAILABLE | DATA NOT AVAILABLE | DATA NOT AVAILABLE | DATA NOT AVAILABLE | DATA NOT AVAILABLE | DATA NOT AVAILABLE | 0.001 | 0 | 0 | 32.8 | 34.5263 | 45350 | DATA NOT AVAILABLE | N | DATA NOT AVAILABLE | DATA NOT AVAILABLE | DATA NOT AVAILABLE | DATA NOT AVAILABLE | DATA NOT AVAILABLE | 45362
DATA NOT AVAILABLE | [5 empty] | DATA NOT AVAILABLE | DATA NOT AVAILABLE | AM EHV/132 99.9MW BESS | DATA NOT AVAILABLE | LAND ON THE WEST SIDE OF WEST MOOR ROAD THREE LEGGED CROSS WIMBORNE | WIMBORNE | DORSET | BH21 6SE | ENGLAND | 407829 | 105713 | MANNINGTON GSP | LYTCHETT | DATA NOT AVAILABLE | 132 | SOUTHERN ELECTRIC POWER DISTRIBUTION PLC | STORED ENERGY (ALL STORED ENERGY IRRESPECTVE OF THE ORIGINAL ENERGY SOURCE) | STORAGE - ELECTROCHEMICAL (BATTERIES) | NO | DATA NOT AVAILABLE | DATA NOT AVAILABLE | 100 | DATA NOT AVAILABLE | DATA NOT AVAILABLE | DATA NOT AVAILABLE | DATA NOT AVAILABLE | DATA NOT AVAILABLE | DATA NOT AVAILABLE | DATA NOT AVAILABLE | DATA NOT AVAILABLE | DATA NOT AVAILABLE | DATA NOT AVAILABLE | DATA NOT AVAILABLE | DATA NOT AVAILABLE | DATA NOT AVAILABLE | ACCEPTED TO CONNECT | DATA NOT AVAILABLE | DATA NOT AVAILABLE | DATA NOT AVAILABLE | DATA NOT AVAILABLE | DATA NOT AVAILABLE | DATA NOT AVAILABLE | 100 | 99.9 | 105.1579 | 105.158 | 110.6926 | 45337 | DATA NOT AVAILABLE | N | DATA NOT AVAILABLE | DATA NOT AVAILABLE | DATA NOT AVAILABLE | DATA NOT AVAILABLE | DATA NOT AVAILABLE | 45362
DATA NOT AVAILABLE | [5 empty] | DATA NOT AVAILABLE | DATA NOT AVAILABLE | 99.9MW BESS MAJP | NEW SITE | LAND AT WHITLEY GOLF COURSE, CORSHAM ROA SHAW | MELKSHAM | WILTSHIRE | SN12 8EQ | ENGLAND | 388837 | 165756 | MELKSHAM GSP | DATA NOT AVAILABLE | DATA NOT AVAILABLE | 132 | SOUTHERN ELECTRIC POWER DISTRIBUTION PLC | STORED ENERGY (ALL STORED ENERGY IRRESPECTVE OF THE ORIGINAL ENERGY SOURCE) | STORAGE - ELECTROCHEMICAL (BATTERIES) | NO | DATA NOT AVAILABLE | DATA NOT AVAILABLE | 111.9 | DATA NOT AVAILABLE | DATA NOT AVAILABLE | DATA NOT AVAILABLE | DATA NOT AVAILABLE | DATA NOT AVAILABLE | DATA NOT AVAILABLE | DATA NOT AVAILABLE | DATA NOT AVAILABLE | DATA NOT AVAILABLE | DATA NOT AVAILABLE | DATA NOT AVAILABLE | DATA NOT AVAILABLE | DATA NOT AVAILABLE | ACCEPTED TO CONNECT | DATA NOT AVAILABLE | DATA NOT AVAILABLE | DATA NOT AVAILABLE | DATA NOT AVAILABLE | DATA NOT AVAILABLE | DATA NOT AVAILABLE | 111.9 | 99.9 | 105.1579 | 105.158 | 110.6926 | 45363 | DATA NOT AVAILABLE | N | DATA NOT AVAILABLE | DATA NOT AVAILABLE | DATA NOT AVAILABLE | DATA NOT AVAILABLE | DATA NOT AVAILABLE | 45390
DATA NOT AVAILABLE | [5 empty] | DATA NOT AVAILABLE | GREEN POWER CONSULTANTS LIMITED | ELGIN BESS REQUOTE | ELGIN BESS STORAGE | BISHOPMILL | ELGIN | MORAY | IV30 4LF | SCOTLAND | 321867 | 864470 | ELGIN | DATA NOT APPLICABLE | ELGIN GRID | EHV | SCOTTISH HYDRO ELECTRIC POWER DISTRIBUTION PLC | STORED ENERGY (ALL STORED ENERGY IRRESPECTVE OF THE ORIGINAL ENERGY SOURCE) | STORAGE - ELECTROCHEMICAL (BATTERIES) | NO | DATA NOT AVAILABLE | DATA NOT AVAILABLE | 30 | DATA NOT AVAILABLE | DATA NOT AVAILABLE | DATA NOT AVAILABLE | DATA NOT AVAILABLE | DATA NOT AVAILABLE | DATA NOT AVAILABLE | DATA NOT AVAILABLE | DATA NOT AVAILABLE | DATA NOT AVAILABLE | DATA NOT AVAILABLE | DATA NOT AVAILABLE | DATA NOT AVAILABLE | DATA NOT AVAILABLE | ACCEPTED TO CONNECT | DATA NOT AVAILABLE | DATA NOT AVAILABLE | DATA NOT AVAILABLE | DATA NOT AVAILABLE | DATA NOT AVAILABLE | DATA NOT AVAILABLE | 30 | 30 | 31.5789 | 30 | 31.5789 | 45370 | DATA NOT AVAILABLE | N | DATA NOT AVAILABLE | DATA NOT AVAILABLE | DATA NOT AVAILABLE | DATA NOT AVAILABLE | DATA NOT AVAILABLE | 45390
DATA NOT AVAILABLE | [5 empty] | DATA NOT AVAILABLE | GRID APPLICATION | 65MW BESS | DATA NOT AVAILABLE | HOUSEHILL, BLACKPARK FARM | NAIRN | HIGHLAND | IV12 5HY | SCOTLAND | 291560 | 854364 | NAIRN | DATA NOT APPLICABLE | DATA NOT AVAILABLE | EHV | SCOTTISH HYDRO ELECTRIC POWER DISTRIBUTION PLC | STORED ENERGY (ALL STORED ENERGY IRRESPECTVE OF THE ORIGINAL ENERGY SOURCE) | STORAGE - ELECTROCHEMICAL (BATTERIES) | NO | DATA NOT AVAILABLE | DATA NOT AVAILABLE | 72.24 | DATA NOT AVAILABLE | DATA NOT AVAILABLE | DATA NOT AVAILABLE | DATA NOT AVAILABLE | DATA NOT AVAILABLE | DATA NOT AVAILABLE | DATA NOT AVAILABLE | DATA NOT AVAILABLE | DATA NOT AVAILABLE | DATA NOT AVAILABLE | DATA NOT AVAILABLE | DATA NOT AVAILABLE | DATA NOT AVAILABLE | ACCEPTED TO CONNECT | DATA NOT AVAILABLE | DATA NOT AVAILABLE | DATA NOT AVAILABLE | DATA NOT AVAILABLE | DATA NOT AVAILABLE | DATA NOT AVAILABLE | 72.24 | 65 | 68.4211 | 65 | 68.4211 | 45355 | DATA NOT AVAILABLE | N | DATA NOT AVAILABLE | DATA NOT AVAILABLE | DATA NOT AVAILABLE | DATA NOT AVAILABLE | DATA NOT AVAILABLE | 45390
DATA NOT AVAILABLE | [5 empty] | DATA NOT AVAILABLE | DATA NOT AVAILABLE | 49.9MW BESS - DYCE GSP | LANDS AT LOCHGREENS FARM | LOCHGREENS FARM DYCE ABERDEEN | ABERDEEN | ABERDEENSHIRE | AB21 7AS | SCOTLAND | 391652 | 815619 | DYCE | DATA NOT APPLICABLE | DYCE GRID | EHV | SCOTTISH HYDRO ELECTRIC POWER DISTRIBUTION PLC | STORED ENERGY (ALL STORED ENERGY IRRESPECTVE OF THE ORIGINAL ENERGY SOURCE) | STORAGE - ELECTROCHEMICAL (BATTERIES) | NO | DATA NOT AVAILABLE | DATA NOT AVAILABLE | 50.68 | DATA NOT AVAILABLE | DATA NOT AVAILABLE | DATA NOT AVAILABLE | DATA NOT AVAILABLE | DATA NOT AVAILABLE | DATA NOT AVAILABLE | DATA NOT AVAILABLE | DATA NOT AVAILABLE | DATA NOT AVAILABLE | DATA NOT AVAILABLE | DATA NOT AVAILABLE | DATA NOT AVAILABLE | DATA NOT AVAILABLE | ACCEPTED TO CONNECT | DATA NOT AVAILABLE | DATA NOT AVAILABLE | DATA NOT AVAILABLE | DATA NOT AVAILABLE | DATA NOT AVAILABLE | DATA NOT AVAILABLE | 50.68 | 49.9 | 52.5263 | 49.9 | 52.5263 | 45376 | DATA NOT AVAILABLE | N | DATA NOT AVAILABLE | DATA NOT AVAILABLE | DATA NOT AVAILABLE | DATA NOT AVAILABLE | DATA NOT AVAILABLE | 45390
DATA NOT AVAILABLE | [5 empty] | DATA NOT AVAILABLE | DATA NOT AVAILABLE | CALZIEVEG BESS 50MW | CALZIEVEG | BRACO | DUNBLANE | PERTHSHIRE | FK15 9RD | SCOTLAND | 281345 | 709253 | BRACO | DATA NOT APPLICABLE | BRACO GRID | EHV | SCOTTISH HYDRO ELECTRIC POWER DISTRIBUTION PLC | STORED ENERGY (ALL STORED ENERGY IRRESPECTVE OF THE ORIGINAL ENERGY SOURCE) | STORAGE - ELECTROCHEMICAL (BATTERIES) | NO | DATA NOT AVAILABLE | DATA NOT AVAILABLE | 51.75 | DATA NOT AVAILABLE | DATA NOT AVAILABLE | DATA NOT AVAILABLE | DATA NOT AVAILABLE | DATA NOT AVAILABLE | DATA NOT AVAILABLE | DATA NOT AVAILABLE | DATA NOT AVAILABLE | DATA NOT AVAILABLE | DATA NOT AVAILABLE | DATA NOT AVAILABLE | DATA NOT AVAILABLE | DATA NOT AVAILABLE | ACCEPTED TO CONNECT | DATA NOT AVAILABLE | DATA NOT AVAILABLE | DATA NOT AVAILABLE | DATA NOT AVAILABLE | DATA NOT AVAILABLE | DATA NOT AVAILABLE | 51.75 | 50 | 52.6316 | 50.5 | 53.1579 | 45370 | DATA NOT AVAILABLE | N | DATA NOT AVAILABLE | DATA NOT AVAILABLE | DATA NOT AVAILABLE | DATA NOT AVAILABLE | DATA NOT AVAILABLE | 45390
DATA NOT AVAILABLE | [5 empty] | DATA NOT AVAILABLE | DYCE BATTERY STORAGE LTD | 49.9MW BATTERY | AUCHNASAVIL FARM | CARRADALE KINTYRE | CAMPBELTOWN | ARGYLL AND BUTE | PA28 6QJ | SCOTLAND | 178721 | 640874 | CARRADALE | DATA NOT APPLICABLE | CARRADALE GRID | EHV | SCOTTISH HYDRO ELECTRIC POWER DISTRIBUTION PLC | STORED ENERGY (ALL STORED ENERGY IRRESPECTVE OF THE ORIGINAL ENERGY SOURCE) | STORAGE - ELECTROCHEMICAL (BATTERIES) | NO | DATA NOT AVAILABLE | DATA NOT AVAILABLE | 49.9 | DATA NOT AVAILABLE | DATA NOT AVAILABLE | DATA NOT AVAILABLE | DATA NOT AVAILABLE | DATA NOT AVAILABLE | DATA NOT AVAILABLE | DATA NOT AVAILABLE | DATA NOT AVAILABLE | DATA NOT AVAILABLE | DATA NOT AVAILABLE | DATA NOT AVAILABLE | DATA NOT AVAILABLE | DATA NOT AVAILABLE | ACCEPTED TO CONNECT | DATA NOT AVAILABLE | DATA NOT AVAILABLE | DATA NOT AVAILABLE | DATA NOT AVAILABLE | DATA NOT AVAILABLE | DATA NOT AVAILABLE | 49.9 | 49.9 | 52.5263 | 49.9 | 52.5263 | 45385 | DATA NOT AVAILABLE | N | DATA NOT AVAILABLE | DATA NOT AVAILABLE | DATA NOT AVAILABLE | DATA NOT AVAILABLE | DATA NOT AVAILABLE | 45390
DATA NOT AVAILABLE | [5 empty] | DATA NOT AVAILABLE | GEISE BATTERY STORAGE LTD | GEISE BATTERY STORAGE | GEISE BATTERY STORAGE | GEISE FARM | THURSO | HIGHLAND | KW14 7XH | SCOTLAND | 310866 | 964976 | THURSO SOUTH GRID | DATA NOT APPLICABLE | THURSO SOUTH GRID | EHV | SCOTTISH HYDRO ELECTRIC POWER DISTRIBUTION PLC | STORED ENERGY (ALL STORED ENERGY IRRESPECTVE OF THE ORIGINAL ENERGY SOURCE) | STORAGE - ELECTROCHEMICAL (BATTERIES) | NO | DATA NOT AVAILABLE | DATA NOT AVAILABLE | 50 | DATA NOT AVAILABLE | DATA NOT AVAILABLE | DATA NOT AVAILABLE | DATA NOT AVAILABLE | DATA NOT AVAILABLE | DATA NOT AVAILABLE | DATA NOT AVAILABLE | DATA NOT AVAILABLE | DATA NOT AVAILABLE | DATA NOT AVAILABLE | DATA NOT AVAILABLE | DATA NOT AVAILABLE | DATA NOT AVAILABLE | ACCEPTED TO CONNECT | DATA NOT AVAILABLE | DATA NOT AVAILABLE | DATA NOT AVAILABLE | DATA NOT AVAILABLE | DATA NOT AVAILABLE | DATA NOT AVAILABLE | 50 | 49.9 | 52.5263 | 50 | 52.6316 | 45390 | DATA NOT AVAILABLE | N | DATA NOT AVAILABLE | DATA NOT AVAILABLE | DATA NOT AVAILABLE | DATA NOT AVAILABLE | DATA NOT AVAILABLE | 45420
DATA NOT AVAILABLE | [5 empty] | DATA NOT AVAILABLE | ANESCO LTD. | MYBSTER II BESS | MYBSTER II BESS | BALBEG WATTEN | WICK | CAITHNESS | KW1 5XU | SCOTLAND | 316679 | 952909 | MYBSTER | DATA NOT APPLICABLE | MYBSTER GRID | EHV | SCOTTISH HYDRO ELECTRIC POWER DISTRIBUTION PLC | STORED ENERGY (ALL STORED ENERGY IRRESPECTVE OF THE ORIGINAL ENERGY SOURCE) | STORAGE - ELECTROCHEMICAL (BATTERIES) | NO | DATA NOT AVAILABLE | DATA NOT AVAILABLE | 57.6 | DATA NOT AVAILABLE | DATA NOT AVAILABLE | DATA NOT AVAILABLE | DATA NOT AVAILABLE | DATA NOT AVAILABLE | DATA NOT AVAILABLE | DATA NOT AVAILABLE | DATA NOT AVAILABLE | DATA NOT AVAILABLE | DATA NOT AVAILABLE | DATA NOT AVAILABLE | DATA NOT AVAILABLE | DATA NOT AVAILABLE | ACCEPTED TO CONNECT | DATA NOT AVAILABLE | DATA NOT AVAILABLE | DATA NOT AVAILABLE | DATA NOT AVAILABLE | DATA NOT AVAILABLE | DATA NOT AVAILABLE | 57.6 | 50 | 52.6316 | 52.621 | 55.3905 | 45415 | DATA NOT AVAILABLE | N | DATA NOT AVAILABLE | DATA NOT AVAILABLE | DATA NOT AVAILABLE | DATA NOT AVAILABLE | DATA NOT AVAILABLE | 45420
DATA NOT AVAILABLE | [5 empty] | DATA NOT AVAILABLE | DATA NOT AVAILABLE | FAST-TRACK 100MW BESS | DATA NOT AVAILABLE | LAND NEAR FORT WIDLEY SUBSTATION | PORTSMOUTH | PORTSMOUTH | PO17 6EA | ENGLAND | 462420 | 108654 | LOVEDEAN GSP | FORT WIDLEY | DATA NOT AVAILABLE | 132 | SOUTHERN ELECTRIC POWER DISTRIBUTION PLC | STORED ENERGY (ALL STORED ENERGY IRRESPECTVE OF THE ORIGINAL ENERGY SOURCE) | STORAGE - ELECTROCHEMICAL (BATTERIES) | NO | DATA NOT AVAILABLE | DATA NOT AVAILABLE | 120 | DATA NOT AVAILABLE | DATA NOT AVAILABLE | DATA NOT AVAILABLE | DATA NOT AVAILABLE | DATA NOT AVAILABLE | DATA NOT AVAILABLE | DATA NOT AVAILABLE | DATA NOT AVAILABLE | DATA NOT AVAILABLE | DATA NOT AVAILABLE | DATA NOT AVAILABLE | DATA NOT AVAILABLE | DATA NOT AVAILABLE | ACCEPTED TO CONNECT | DATA NOT AVAILABLE | DATA NOT AVAILABLE | DATA NOT AVAILABLE | DATA NOT AVAILABLE | DATA NOT AVAILABLE | DATA NOT AVAILABLE | 120 | 100 | 105.2632 | 105.263 | 110.8032 | 45397 | DATA NOT AVAILABLE | N | DATA NOT AVAILABLE | DATA NOT AVAILABLE | DATA NOT AVAILABLE | DATA NOT AVAILABLE | DATA NOT AVAILABLE | 45420
DATA NOT AVAILABLE | [5 empty] | DATA NOT AVAILABLE | ANESCO LIMITED | DOUNREAY BESS 2 | DOUNREAY BESS | ACHREAMIE DOUNREAY | THURSO | HIGHLAND | KW14 7YB | SCOTLAND | 300876 | 967382 | DOUNREAY | DATA NOT APPLICABLE | DOUNREAY | EHV | SCOTTISH HYDRO ELECTRIC POWER DISTRIBUTION PLC | STORED ENERGY (ALL STORED ENERGY IRRESPECTVE OF THE ORIGINAL ENERGY SOURCE) | STORAGE - ELECTROCHEMICAL (BATTERIES) | NO | DATA NOT AVAILABLE | DATA NOT AVAILABLE | 57.6 | DATA NOT AVAILABLE | DATA NOT AVAILABLE | DATA NOT AVAILABLE | DATA NOT AVAILABLE | DATA NOT AVAILABLE | DATA NOT AVAILABLE | DATA NOT AVAILABLE | DATA NOT AVAILABLE | DATA NOT AVAILABLE | DATA NOT AVAILABLE | DATA NOT AVAILABLE | DATA NOT AVAILABLE | DATA NOT AVAILABLE | ACCEPTED TO CONNECT | DATA NOT AVAILABLE | DATA NOT AVAILABLE | DATA NOT AVAILABLE | DATA NOT AVAILABLE | DATA NOT AVAILABLE | DATA NOT AVAILABLE | 57.6 | 50 | 52.6316 | 52.621 | 55.3905 | 45419 | DATA NOT AVAILABLE | N | DATA NOT AVAILABLE | DATA NOT AVAILABLE | DATA NOT AVAILABLE | DATA NOT AVAILABLE | DATA NOT AVAILABLE | 45448
DATA NOT AVAILABLE | [5 empty] | DATA NOT AVAILABLE | DATA NOT AVAILABLE | DOCO 63MW BESS | BALLINDALL | CROMLIX | DUNBLANE | STIRLING | FK15 9JU | SCOTLAND | 279934 | 706670 | BRACO WEST GRID | DATA NOT APPLICABLE | DATA NOT AVAILABLE | EHV | SCOTTISH HYDRO ELECTRIC POWER DISTRIBUTION PLC | STORED ENERGY (ALL STORED ENERGY IRRESPECTVE OF THE ORIGINAL ENERGY SOURCE) | STORAGE - ELECTROCHEMICAL (BATTERIES) | NO | DATA NOT AVAILABLE | DATA NOT AVAILABLE | 71.03 | DATA NOT AVAILABLE | DATA NOT AVAILABLE | DATA NOT AVAILABLE | DATA NOT AVAILABLE | DATA NOT AVAILABLE | DATA NOT AVAILABLE | DATA NOT AVAILABLE | DATA NOT AVAILABLE | DATA NOT AVAILABLE | DATA NOT AVAILABLE | DATA NOT AVAILABLE | DATA NOT AVAILABLE | DATA NOT AVAILABLE | ACCEPTED TO CONNECT | DATA NOT AVAILABLE | DATA NOT AVAILABLE | DATA NOT AVAILABLE | DATA NOT AVAILABLE | DATA NOT AVAILABLE | DATA NOT AVAILABLE | 71.03 | 63 | 66.3158 | 63 | 66.3158 | 45415 | DATA NOT AVAILABLE | N | DATA NOT AVAILABLE | DATA NOT AVAILABLE | DATA NOT AVAILABLE | DATA NOT AVAILABLE | DATA NOT AVAILABLE | 45448
DATA NOT AVAILABLE | [5 empty] | DATA NOT AVAILABLE | DATA NOT AVAILABLE | BERRYBURN BESS | BRIDGE OF BANTRACH | BEACHENS, | MORAY | MORAY | IV36 2QH | SCOTLAND | 302548 | 845735 | BERRYBURN GRID | DATA NOT APPLICABLE | BERRYBURN GRID | EHV | SCOTTISH HYDRO ELECTRIC POWER DISTRIBUTION PLC | STORED ENERGY (ALL STORED ENERGY IRRESPECTVE OF THE ORIGINAL ENERGY SOURCE) | STORAGE - ELECTROCHEMICAL (BATTERIES) | NO | DATA NOT AVAILABLE | DATA NOT AVAILABLE | 72 | DATA NOT AVAILABLE | DATA NOT AVAILABLE | DATA NOT AVAILABLE | DATA NOT AVAILABLE | DATA NOT AVAILABLE | DATA NOT AVAILABLE | DATA NOT AVAILABLE | DATA NOT AVAILABLE | DATA NOT AVAILABLE | DATA NOT AVAILABLE | DATA NOT AVAILABLE | DATA NOT AVAILABLE | DATA NOT AVAILABLE | ACCEPTED TO CONNECT | DATA NOT AVAILABLE | DATA NOT AVAILABLE | DATA NOT AVAILABLE | DATA NOT AVAILABLE | DATA NOT AVAILABLE | DATA NOT AVAILABLE | 72 | 63 | 66.3158 | 63 | 66.3158 | 45453 | DATA NOT AVAILABLE | N | DATA NOT AVAILABLE | DATA NOT AVAILABLE | DATA NOT AVAILABLE | DATA NOT AVAILABLE | DATA NOT AVAILABLE | 45475
DATA NOT AVAILABLE | [5 empty] | DATA NOT AVAILABLE | DATA NOT AVAILABLE | CCM 63MW ARDNADAM BESS | ARDNADAM FARM | SANDBANK, | DUNOON | ARGYLL AND BUTE | PA23 8PN | SCOTLAND | 216317 | 680073 | DUNOON | DATA NOT APPLICABLE | DUNOON | EHV | SCOTTISH HYDRO ELECTRIC POWER DISTRIBUTION PLC | STORED ENERGY (ALL STORED ENERGY IRRESPECTVE OF THE ORIGINAL ENERGY SOURCE) | STORAGE - ELECTROCHEMICAL (BATTERIES) | NO | DATA NOT AVAILABLE | DATA NOT AVAILABLE | 71.03 | DATA NOT AVAILABLE | DATA NOT AVAILABLE | DATA NOT AVAILABLE | DATA NOT AVAILABLE | DATA NOT AVAILABLE | DATA NOT AVAILABLE | DATA NOT AVAILABLE | DATA NOT AVAILABLE | DATA NOT AVAILABLE | DATA NOT AVAILABLE | DATA NOT AVAILABLE | DATA NOT AVAILABLE | DATA NOT AVAILABLE | ACCEPTED TO CONNECT | DATA NOT AVAILABLE | DATA NOT AVAILABLE | DATA NOT AVAILABLE | DATA NOT AVAILABLE | DATA NOT AVAILABLE | DATA NOT AVAILABLE | 71.03 | 63 | 66.3158 | 63 | 66.3158 | 45467 | DATA NOT AVAILABLE | N | DATA NOT AVAILABLE | DATA NOT AVAILABLE | DATA NOT AVAILABLE | DATA NOT AVAILABLE | DATA NOT AVAILABLE | 45475
DATA NOT AVAILABLE | [5 empty] | DATA NOT AVAILABLE | DATA NOT AVAILABLE | 99.9MW BESS | HILLCREST | OLD MILL LANE LOVEDEAN | WATERLOOVILLE | HAMPSHIRE | PO8 0SN | ENGLAND | 467053 | 113894 | LOVEDEAN GSP | DATA NOT AVAILABLE | DATA NOT AVAILABLE | 132 | SOUTHERN ELECTRIC POWER DISTRIBUTION PLC | STORED ENERGY (ALL STORED ENERGY IRRESPECTVE OF THE ORIGINAL ENERGY SOURCE) | STORAGE - ELECTROCHEMICAL (BATTERIES) | NO | DATA NOT AVAILABLE | DATA NOT AVAILABLE | 100 | DATA NOT AVAILABLE | DATA NOT AVAILABLE | DATA NOT AVAILABLE | DATA NOT AVAILABLE | DATA NOT AVAILABLE | DATA NOT AVAILABLE | DATA NOT AVAILABLE | DATA NOT AVAILABLE | DATA NOT AVAILABLE | DATA NOT AVAILABLE | DATA NOT AVAILABLE | DATA NOT AVAILABLE | DATA NOT AVAILABLE | ACCEPTED TO CONNECT | DATA NOT AVAILABLE | DATA NOT AVAILABLE | DATA NOT AVAILABLE | DATA NOT AVAILABLE | DATA NOT AVAILABLE | DATA NOT AVAILABLE | 100 | 99.9 | 105.1579 | 105.158 | 110.6926 | 45477 | DATA NOT AVAILABLE | N | DATA NOT AVAILABLE | DATA NOT AVAILABLE | DATA NOT AVAILABLE | DATA NOT AVAILABLE | DATA NOT AVAILABLE | 45510
DATA NOT AVAILABLE | [5 empty] | DATA NOT AVAILABLE | DYCE BATTERY STORAGE LTD | DATA NOT AVAILABLE | DATA NOT AVAILABLE | LAND AT KIRKTON DRIVE DYCE ABERDEEN | ABERDEEN | ABERDEEN CITY | AB21 0BG | SCOTLAND | 387958 | 813521 | DYCE | DATA NOT AVAILABLE | DYCE GRID | EHV | SCOTTISH HYDRO ELECTRIC POWER DISTRIBUTION PLC | STORED ENERGY (ALL STORED ENERGY IRRESPECTVE OF THE ORIGINAL ENERGY SOURCE) | STORAGE - ELECTROCHEMICAL (BATTERIES) | NO | DATA NOT AVAILABLE | DATA NOT AVAILABLE | 49.9 | DATA NOT AVAILABLE | DATA NOT AVAILABLE | DATA NOT AVAILABLE | DATA NOT AVAILABLE | DATA NOT AVAILABLE | DATA NOT AVAILABLE | DATA NOT AVAILABLE | DATA NOT AVAILABLE | DATA NOT AVAILABLE | DATA NOT AVAILABLE | DATA NOT AVAILABLE | DATA NOT AVAILABLE | DATA NOT AVAILABLE | ACCEPTED TO CONNECT | DATA NOT AVAILABLE | DATA NOT AVAILABLE | DATA NOT AVAILABLE | DATA NOT AVAILABLE | DATA NOT AVAILABLE | DATA NOT AVAILABLE | 49.9 | 49.9 | 52.5263 | 52.5 | 55.2632 | 45482 | DATA NOT AVAILABLE | N | DATA NOT AVAILABLE | DATA NOT AVAILABLE | DATA NOT AVAILABLE | DATA NOT AVAILABLE | DATA NOT AVAILABLE | 45510
DATA NOT AVAILABLE | [5 empty] | DATA NOT AVAILABLE | DATA NOT AVAILABLE | 50MW BESS | PUTTON LANE | CHICKERALL | WEYMOUTH | DORSET | DT4 9UX | ENGLAND | 365422 | 79793 | CHICKERELL GSP | CHICKERELL | DATA NOT APPLICABLE | EHV | SOUTHERN ELECTRIC POWER DISTRIBUTION PLC | STORED ENERGY (ALL STORED ENERGY IRRESPECTVE OF THE ORIGINAL ENERGY SOURCE) | STORAGE - ELECTROCHEMICAL (BATTERIES) | NO | DATA NOT AVAILABLE | DATA NOT AVAILABLE | 52.68 | DATA NOT AVAILABLE | DATA NOT AVAILABLE | DATA NOT AVAILABLE | DATA NOT AVAILABLE | DATA NOT AVAILABLE | DATA NOT AVAILABLE | DATA NOT AVAILABLE | DATA NOT AVAILABLE | DATA NOT AVAILABLE | DATA NOT AVAILABLE | DATA NOT AVAILABLE | DATA NOT AVAILABLE | DATA NOT AVAILABLE | ACCEPTED TO CONNECT | DATA NOT AVAILABLE | DATA NOT AVAILABLE | DATA NOT AVAILABLE | DATA NOT AVAILABLE | DATA NOT AVAILABLE | DATA NOT AVAILABLE | 52.68 | 50 | 52.6316 | 52.632 | 55.4021 | 45492 | DATA NOT AVAILABLE | N | DATA NOT AVAILABLE | DATA NOT AVAILABLE | DATA NOT AVAILABLE | DATA NOT AVAILABLE | DATA NOT AVAILABLE | 45510
DATA NOT AVAILABLE | [5 empty] | DATA NOT AVAILABLE | DATA NOT AVAILABLE | BALGONIE FARM BESS 49.9MW | DATA NOT AVAILABLE | JAMESFIELD FARM ABERNETHY | PERTH | PERTHSHIRE AND KINROSS | KY14 6EW | SCOTLAND | 319852 | 718014 | ABERNETHY | DATA NOT AVAILABLE | ABERNETHY GRID | EHV | SCOTTISH HYDRO ELECTRIC POWER DISTRIBUTION PLC | STORED ENERGY (ALL STORED ENERGY IRRESPECTVE OF THE ORIGINAL ENERGY SOURCE) | STORAGE - ELECTROCHEMICAL (BATTERIES) | NO | DATA NOT AVAILABLE | DATA NOT AVAILABLE | 50.008 | DATA NOT AVAILABLE | DATA NOT AVAILABLE | DATA NOT AVAILABLE | DATA NOT AVAILABLE | DATA NOT AVAILABLE | DATA NOT AVAILABLE | DATA NOT AVAILABLE | DATA NOT AVAILABLE | DATA NOT AVAILABLE | DATA NOT AVAILABLE | DATA NOT AVAILABLE | DATA NOT AVAILABLE | DATA NOT AVAILABLE | ACCEPTED TO CONNECT | DATA NOT AVAILABLE | DATA NOT AVAILABLE | DATA NOT AVAILABLE | DATA NOT AVAILABLE | DATA NOT AVAILABLE | DATA NOT AVAILABLE | 50.008 | 49.9 | 52.5263 | 49.9 | 52.5263 | 45475 | DATA NOT AVAILABLE | N | DATA NOT AVAILABLE | DATA NOT AVAILABLE | DATA NOT AVAILABLE | DATA NOT AVAILABLE | DATA NOT AVAILABLE | 45510
DATA NOT AVAILABLE | [5 empty] | DATA NOT AVAILABLE | GRID TEAM BSR ENERGY | 49.9MW BESS - SM CLOSE TO FBM132 | DATA NOT AVAILABLE | LAND AT TURKS FARM, PINK LANE CHARLTON,MALMESBURY | WILTSHIRE | WILTSHIRE | SN16 9DS | ENGLAND | 398892 | 187592 | MINETY GSP | DATA NOT AVAILABLE | DATA NOT AVAILABLE | 132 | SOUTHERN ELECTRIC POWER DISTRIBUTION PLC | STORED ENERGY (ALL STORED ENERGY IRRESPECTVE OF THE ORIGINAL ENERGY SOURCE) | STORAGE - ELECTROCHEMICAL (BATTERIES) | NO | DATA NOT AVAILABLE | DATA NOT AVAILABLE | 50 | DATA NOT AVAILABLE | DATA NOT AVAILABLE | DATA NOT AVAILABLE | DATA NOT AVAILABLE | DATA NOT AVAILABLE | DATA NOT AVAILABLE | DATA NOT AVAILABLE | DATA NOT AVAILABLE | DATA NOT AVAILABLE | DATA NOT AVAILABLE | DATA NOT AVAILABLE | DATA NOT AVAILABLE | DATA NOT AVAILABLE | ACCEPTED TO CONNECT | DATA NOT AVAILABLE | DATA NOT AVAILABLE | DATA NOT AVAILABLE | DATA NOT AVAILABLE | DATA NOT AVAILABLE | DATA NOT AVAILABLE | 50 | 49.9 | 52.5263 | 52.526 | 55.2905 | 45482 | DATA NOT AVAILABLE | N | DATA NOT AVAILABLE | DATA NOT AVAILABLE | DATA NOT AVAILABLE | DATA NOT AVAILABLE | DATA NOT AVAILABLE | 45510
DATA NOT AVAILABLE | [5 empty] | DATA NOT AVAILABLE | DATA NOT AVAILABLE | ARBROATH 2MW BATTERY STORAGE | STRATHTAY SCOTTISH OMNIBUSES LTD | ELLIOT INDUSTRIAL ESTATE | ARBROATH | ANGUS | DD11 2NJ | SCOTLAND | 362228 | 740210 | ARBROATH | DATA NOT APPLICABLE | ELLIOT DEPOT | HV | SCOTTISH HYDRO ELECTRIC POWER DISTRIBUTION PLC | STORED ENERGY (ALL STORED ENERGY IRRESPECTVE OF THE ORIGINAL ENERGY SOURCE) | STORAGE - ELECTROCHEMICAL (BATTERIES) | NO | DATA NOT AVAILABLE | DATA NOT AVAILABLE | 2 | DATA NOT AVAILABLE | DATA NOT AVAILABLE | DATA NOT AVAILABLE | DATA NOT AVAILABLE | DATA NOT AVAILABLE | DATA NOT AVAILABLE | DATA NOT AVAILABLE | DATA NOT AVAILABLE | DATA NOT AVAILABLE | DATA NOT AVAILABLE | DATA NOT AVAILABLE | DATA NOT AVAILABLE | DATA NOT AVAILABLE | ACCEPTED TO CONNECT | DATA NOT AVAILABLE | DATA NOT AVAILABLE | DATA NOT AVAILABLE | DATA NOT AVAILABLE | DATA NOT AVAILABLE | DATA NOT AVAILABLE | 2 | 2 | 2.1053 | 5 | 5.2632 | 45478 | DATA NOT AVAILABLE | N | DATA NOT AVAILABLE | DATA NOT AVAILABLE | DATA NOT AVAILABLE | DATA NOT AVAILABLE | DATA NOT AVAILABLE | 45510
DATA NOT AVAILABLE | [5 empty] | DATA NOT AVAILABLE | DATA NOT AVAILABLE | 100MW GRANBOROUGH BESS | LAND ON THE EAST SIDE OF | HOGSHAW ROAD, GRANBOROUGH | BUCKINGHAM | BUCKINGHAMSHIRE | MK18 3NL | ENGLAND | 476173 | 224704 | EAST CLAYDON GSP | DATA NOT APPLICABLE | EAST CLAYDON | 132 | SOUTHERN ELECTRIC POWER DISTRIBUTION PLC | STORED ENERGY (ALL STORED ENERGY IRRESPECTVE OF THE ORIGINAL ENERGY SOURCE) | STORAGE - ELECTROCHEMICAL (BATTERIES) | NO | DATA NOT AVAILABLE | DATA NOT AVAILABLE | 103.5 | DATA NOT AVAILABLE | DATA NOT AVAILABLE | DATA NOT AVAILABLE | DATA NOT AVAILABLE | DATA NOT AVAILABLE | DATA NOT AVAILABLE | DATA NOT AVAILABLE | DATA NOT AVAILABLE | DATA NOT AVAILABLE | DATA NOT AVAILABLE | DATA NOT AVAILABLE | DATA NOT AVAILABLE | DATA NOT AVAILABLE | ACCEPTED TO CONNECT | DATA NOT AVAILABLE | DATA NOT AVAILABLE | DATA NOT AVAILABLE | DATA NOT AVAILABLE | DATA NOT AVAILABLE | DATA NOT AVAILABLE | 103.5 | 99 | 104.2105 | 108.947 | 114.6811 | 45474 | DATA NOT AVAILABLE | N | DATA NOT AVAILABLE | DATA NOT AVAILABLE | DATA NOT AVAILABLE | DATA NOT AVAILABLE | DATA NOT AVAILABLE | 45538
DATA NOT AVAILABLE | [5 empty] | DATA NOT AVAILABLE | GEW2 LTD | 60MW BESS RESTRICTED TO 40MW | RIGIFA FARM | NIGG | ABERDEEN | ABERDEEN CITY | AB12 3LR | SCOTLAND | 395042 | 800245 | REDMOSS | DATA NOT APPLICABLE | REDMOSS GRID | EHV | SCOTTISH HYDRO ELECTRIC POWER DISTRIBUTION PLC | STORED ENERGY (ALL STORED ENERGY IRRESPECTVE OF THE ORIGINAL ENERGY SOURCE) | STORAGE - ELECTROCHEMICAL (BATTERIES) | NO | DATA NOT AVAILABLE | DATA NOT AVAILABLE | 60 | DATA NOT AVAILABLE | DATA NOT AVAILABLE | DATA NOT AVAILABLE | DATA NOT AVAILABLE | DATA NOT AVAILABLE | DATA NOT AVAILABLE | DATA NOT AVAILABLE | DATA NOT AVAILABLE | DATA NOT AVAILABLE | DATA NOT AVAILABLE | DATA NOT AVAILABLE | DATA NOT AVAILABLE | DATA NOT AVAILABLE | ACCEPTED TO CONNECT | DATA NOT AVAILABLE | DATA NOT AVAILABLE | DATA NOT AVAILABLE | DATA NOT AVAILABLE | DATA NOT AVAILABLE | DATA NOT AVAILABLE | 60 | 40 | 42.1053 | 51 | 53.6842 | 45551 | DATA NOT AVAILABLE | N | DATA NOT AVAILABLE | DATA NOT AVAILABLE | DATA NOT AVAILABLE | DATA NOT AVAILABLE | DATA NOT AVAILABLE | 45575
DATA NOT AVAILABLE | [5 empty] | DATA NOT AVAILABLE | DATA NOT AVAILABLE | 49.9MW BESS | CRUDIE ACRES FARM | DATA NOT AVAILABLE | ARBROATH | ANGUS | DD11 2NP | SCOTLAND | 361661 | 741661 | ARBROATH | DATA NOT APPLICABLE | ARBROATH GRID | EHV | SCOTTISH HYDRO ELECTRIC POWER DISTRIBUTION PLC | STORED ENERGY (ALL STORED ENERGY IRRESPECTVE OF THE ORIGINAL ENERGY SOURCE) | STORAGE - ELECTROCHEMICAL (BATTERIES) | NO | DATA NOT AVAILABLE | DATA NOT AVAILABLE | 49.9 | DATA NOT AVAILABLE | DATA NOT AVAILABLE | DATA NOT AVAILABLE | DATA NOT AVAILABLE | DATA NOT AVAILABLE | DATA NOT AVAILABLE | DATA NOT AVAILABLE | DATA NOT AVAILABLE | DATA NOT AVAILABLE | DATA NOT AVAILABLE | DATA NOT AVAILABLE | DATA NOT AVAILABLE | DATA NOT AVAILABLE | ACCEPTED TO CONNECT | DATA NOT AVAILABLE | DATA NOT AVAILABLE | DATA NOT AVAILABLE | DATA NOT AVAILABLE | DATA NOT AVAILABLE | DATA NOT AVAILABLE | 49.9 | 49.9 | 52.5263 | 49.9 | 52.5263 | 45537 | DATA NOT AVAILABLE | N | DATA NOT AVAILABLE | DATA NOT AVAILABLE | DATA NOT AVAILABLE | DATA NOT AVAILABLE | DATA NOT AVAILABLE | 45575
DATA NOT AVAILABLE | [5 empty] | DATA NOT AVAILABLE | ELGIN ENERGY ESCO | MOUNT PLEASANT BESS | MOUNT PLEASANT BESS | LANDS AT MOUNT PLEASANT FARM CLAYHUSBANDRY | THURSO | HIGHLAND | KW14 8DG | SCOTLAND | 312632 | 968112 | THURSO | DATA NOT APPLICABLE | THURSO GRID | EHV | SCOTTISH HYDRO ELECTRIC POWER DISTRIBUTION PLC | STORED ENERGY (ALL STORED ENERGY IRRESPECTVE OF THE ORIGINAL ENERGY SOURCE) | STORAGE - ELECTROCHEMICAL (BATTERIES) | NO | DATA NOT AVAILABLE | DATA NOT AVAILABLE | 50.008 | DATA NOT AVAILABLE | DATA NOT AVAILABLE | DATA NOT AVAILABLE | DATA NOT AVAILABLE | DATA NOT AVAILABLE | 49.9 | DATA NOT AVAILABLE | DATA NOT AVAILABLE | DATA NOT AVAILABLE | DATA NOT AVAILABLE | DATA NOT AVAILABLE | DATA NOT AVAILABLE | DATA NOT AVAILABLE | ACCEPTED TO CONNECT | DATA NOT AVAILABLE | DATA NOT AVAILABLE | DATA NOT AVAILABLE | DATA NOT AVAILABLE | DATA NOT AVAILABLE | DATA NOT AVAILABLE | 50.008 | 49.9 | 52.5263 | 52.532 | 55.2968 | 45534 | DATA NOT AVAILABLE | N | DATA NOT AVAILABLE | DATA NOT AVAILABLE | DATA NOT AVAILABLE | DATA NOT AVAILABLE | DATA NOT AVAILABLE | 45575
DATA NOT AVAILABLE | [5 empty] | DATA NOT AVAILABLE | DATA NOT AVAILABLE | WITNEY BYPASS - 150MW BESS | LAND ON THE NORTH AND SOUTH OF THE A40 | WITNEY BYPASS | WITNEY | OXFORDSHIRE | OX29 7UJ | ENGLAND | 435773 | 207776 | COWLEY GSP | WITNEY | DATA NOT AVAILABLE | 132 | SOUTHERN ELECTRIC POWER DISTRIBUTION PLC | STORED ENERGY (ALL STORED ENERGY IRRESPECTVE OF THE ORIGINAL ENERGY SOURCE) | STORAGE - ELECTROCHEMICAL (BATTERIES) | NO | DATA NOT AVAILABLE | DATA NOT AVAILABLE | 160 | DATA NOT AVAILABLE | DATA NOT AVAILABLE | DATA NOT AVAILABLE | DATA NOT AVAILABLE | DATA NOT AVAILABLE | 150 | DATA NOT AVAILABLE | DATA NOT AVAILABLE | DATA NOT AVAILABLE | DATA NOT AVAILABLE | DATA NOT AVAILABLE | DATA NOT AVAILABLE | DATA NOT AVAILABLE | ACCEPTED TO CONNECT | DATA NOT AVAILABLE | DATA NOT AVAILABLE | DATA NOT AVAILABLE | DATA NOT AVAILABLE | DATA NOT AVAILABLE | DATA NOT AVAILABLE | 160 | 150 | 157.8947 | 157.895 | 166.2053 | 45534 | DATA NOT AVAILABLE | N | DATA NOT AVAILABLE | DATA NOT AVAILABLE | DATA NOT AVAILABLE | DATA NOT AVAILABLE | DATA NOT AVAILABLE | 45575
DATA NOT AVAILABLE | [5 empty] | DATA NOT AVAILABLE | DATA NOT AVAILABLE | 132KV 120MW BESS | FORT WIDLEY | PORTSDOWN HILL ROAD | PORTSMOUTH | HAMPSHIRE | PO6 3LS | ENGLAND | 466075 | 106475 | LOVEDEAN GSP | FORT WIDLEY | DATA NOT AVAILABLE | 132 | SOUTHERN ELECTRIC POWER DISTRIBUTION PLC | STORED ENERGY (ALL STORED ENERGY IRRESPECTVE OF THE ORIGINAL ENERGY SOURCE) | STORAGE - ELECTROCHEMICAL (BATTERIES) | NO | DATA NOT AVAILABLE | DATA NOT AVAILABLE | 120 | DATA NOT AVAILABLE | DATA NOT AVAILABLE | DATA NOT AVAILABLE | DATA NOT AVAILABLE | DATA NOT AVAILABLE | DATA NOT AVAILABLE | DATA NOT AVAILABLE | DATA NOT AVAILABLE | DATA NOT AVAILABLE | DATA NOT AVAILABLE | DATA NOT AVAILABLE | DATA NOT AVAILABLE | DATA NOT AVAILABLE | ACCEPTED TO CONNECT | DATA NOT AVAILABLE | DATA NOT AVAILABLE | DATA NOT AVAILABLE | DATA NOT AVAILABLE | DATA NOT AVAILABLE | DATA NOT AVAILABLE | 120 | 120 | 126.3158 | 126.315 | 132.9632 | 45600 | DATA NOT AVAILABLE | N | DATA NOT AVAILABLE | DATA NOT AVAILABLE | DATA NOT AVAILABLE | DATA NOT AVAILABLE | DATA NOT AVAILABLE | 45632
DATA NOT AVAILABLE | [5 empty] | DATA NOT AVAILABLE | RENEWABLE ENERGY SYSTEMS LTD | *NO COE INVOCIE* DRUM FARM BESS | DRUM FARM ENERGY STORAGE SCHEME | DRUM FARM CHANURA.WIJERATNE@RES-GROUP.COM | KEITH | MORAY | AB55 5NP | SCOTLAND | 344449 | 850697 | KEITH | DATA NOT APPLICABLE | KEITH GRID | EHV | SCOTTISH HYDRO ELECTRIC POWER DISTRIBUTION PLC | STORED ENERGY (ALL STORED ENERGY IRRESPECTVE OF THE ORIGINAL ENERGY SOURCE) | STORAGE - ELECTROCHEMICAL (BATTERIES) | NO | DATA NOT AVAILABLE | DATA NOT AVAILABLE | 76.23 | DATA NOT AVAILABLE | DATA NOT AVAILABLE | DATA NOT AVAILABLE | DATA NOT AVAILABLE | DATA NOT AVAILABLE | DATA NOT AVAILABLE | DATA NOT AVAILABLE | DATA NOT AVAILABLE | DATA NOT AVAILABLE | DATA NOT AVAILABLE | DATA NOT AVAILABLE | DATA NOT AVAILABLE | DATA NOT AVAILABLE | ACCEPTED TO CONNECT | DATA NOT AVAILABLE | DATA NOT AVAILABLE | DATA NOT AVAILABLE | DATA NOT AVAILABLE | DATA NOT AVAILABLE | DATA NOT AVAILABLE | 76.23 | 49.9 | 52.5263 | 49.9 | 52.5263 | 45565 | DATA NOT AVAILABLE | N | DATA NOT AVAILABLE | DATA NOT AVAILABLE | DATA NOT AVAILABLE | DATA NOT AVAILABLE | DATA NOT AVAILABLE | 45632
DATA NOT AVAILABLE | [5 empty] | DATA NOT AVAILABLE | GF ELGIN ENERGY | ELGIN BESS FARM | AGROPACK SOLUTIONS LTD ELGIN BESS FARM | MID KINTRAE FARM | ELGIN | MORAY | IV30 8XH | SCOTLAND | 317655 | 865738 | ELGIN | DATA NOT APPLICABLE | ELGIN GRID | EHV | SCOTTISH HYDRO ELECTRIC POWER DISTRIBUTION PLC | STORED ENERGY (ALL STORED ENERGY IRRESPECTVE OF THE ORIGINAL ENERGY SOURCE) | STORAGE - ELECTROCHEMICAL (BATTERIES) | NO | DATA NOT AVAILABLE | DATA NOT AVAILABLE | 105.36 | DATA NOT AVAILABLE | DATA NOT AVAILABLE | DATA NOT AVAILABLE | DATA NOT AVAILABLE | DATA NOT AVAILABLE | DATA NOT AVAILABLE | DATA NOT AVAILABLE | DATA NOT AVAILABLE | DATA NOT AVAILABLE | DATA NOT AVAILABLE | DATA NOT AVAILABLE | DATA NOT AVAILABLE | DATA NOT AVAILABLE | ACCEPTED TO CONNECT | DATA NOT AVAILABLE | DATA NOT AVAILABLE | DATA NOT AVAILABLE | DATA NOT AVAILABLE | DATA NOT AVAILABLE | DATA NOT AVAILABLE | 105.36 | 40 | 42.1053 | 42.107 | 44.3232 | 45602 | DATA NOT AVAILABLE | N | DATA NOT AVAILABLE | DATA NOT AVAILABLE | DATA NOT AVAILABLE | DATA NOT AVAILABLE | DATA NOT AVAILABLE | 45632
DATA NOT AVAILABLE | [5 empty] | DATA NOT AVAILABLE | GF MYBSTER ENERGY | MYBSTER BESS FARM | BALLONE MYBSTER BESS FARM | MYBSTER SPITTAL | WICK | HIGHLAND | KW1 5XR | SCOTLAND | 316907 | 953956 | MYBSTER | DATA NOT APPLICABLE | MYBSTER GRID | EHV | SCOTTISH HYDRO ELECTRIC POWER DISTRIBUTION PLC | STORED ENERGY (ALL STORED ENERGY IRRESPECTVE OF THE ORIGINAL ENERGY SOURCE) | STORAGE - ELECTROCHEMICAL (BATTERIES) | NO | DATA NOT AVAILABLE | DATA NOT AVAILABLE | 61.46 | DATA NOT AVAILABLE | DATA NOT AVAILABLE | DATA NOT AVAILABLE | DATA NOT AVAILABLE | DATA NOT AVAILABLE | DATA NOT AVAILABLE | DATA NOT AVAILABLE | DATA NOT AVAILABLE | DATA NOT AVAILABLE | DATA NOT AVAILABLE | DATA NOT AVAILABLE | DATA NOT AVAILABLE | DATA NOT AVAILABLE | ACCEPTED TO CONNECT | DATA NOT AVAILABLE | DATA NOT AVAILABLE | DATA NOT AVAILABLE | DATA NOT AVAILABLE | DATA NOT AVAILABLE | DATA NOT AVAILABLE | 61.46 | 49.9 | 52.5263 | 52.526 | 55.2905 | 45611 | DATA NOT AVAILABLE | N | DATA NOT AVAILABLE | DATA NOT AVAILABLE | DATA NOT AVAILABLE | DATA NOT AVAILABLE | DATA NOT AVAILABLE | 45632
DATA NOT AVAILABLE | [5 empty] | DATA NOT AVAILABLE | DATA NOT AVAILABLE | 29.9MW BESS | WESTER TEANINICH | EVANTON | DINGWALL | HIGHLAND | IV16 9XJ | SCOTLAND | 262678 | 867440 | ALNESS | DATA NOT APPLICABLE | ALNESS GRID | EHV | SCOTTISH HYDRO ELECTRIC POWER DISTRIBUTION PLC | STORED ENERGY (ALL STORED ENERGY IRRESPECTVE OF THE ORIGINAL ENERGY SOURCE) | STORAGE - ELECTROCHEMICAL (BATTERIES) | NO | DATA NOT AVAILABLE | DATA NOT AVAILABLE | 35.12 | DATA NOT AVAILABLE | DATA NOT AVAILABLE | DATA NOT AVAILABLE | DATA NOT AVAILABLE | DATA NOT AVAILABLE | DATA NOT AVAILABLE | DATA NOT AVAILABLE | DATA NOT AVAILABLE | DATA NOT AVAILABLE | DATA NOT AVAILABLE | DATA NOT AVAILABLE | DATA NOT AVAILABLE | DATA NOT AVAILABLE | ACCEPTED TO CONNECT | DATA NOT AVAILABLE | DATA NOT AVAILABLE | DATA NOT AVAILABLE | DATA NOT AVAILABLE | DATA NOT AVAILABLE | DATA NOT AVAILABLE | 35.12 | 29.9 | 31.4737 | 29.9 | 31.4737 | 45616 | DATA NOT AVAILABLE | N | DATA NOT AVAILABLE | DATA NOT AVAILABLE | DATA NOT AVAILABLE | DATA NOT AVAILABLE | DATA NOT AVAILABLE | 45632
DATA NOT AVAILABLE | [5 empty] | DATA NOT AVAILABLE | DATA NOT AVAILABLE | 200MW BESS | DATA NOT AVAILABLE | HOMELANDS FARM RINGWOOD ROAD | DORSET | DORSET | BH21 6RR | ENGLAND | 409181 | 106856 | MANNINGTON GSP | MANNINGTON | DATA NOT AVAILABLE | 132 | SOUTHERN ELECTRIC POWER DISTRIBUTION PLC | STORED ENERGY (ALL STORED ENERGY IRRESPECTVE OF THE ORIGINAL ENERGY SOURCE) | STORAGE - ELECTROCHEMICAL (BATTERIES) | NO | DATA NOT AVAILABLE | DATA NOT AVAILABLE | 200 | DATA NOT AVAILABLE | DATA NOT AVAILABLE | DATA NOT AVAILABLE | DATA NOT AVAILABLE | DATA NOT AVAILABLE | DATA NOT AVAILABLE | DATA NOT AVAILABLE | DATA NOT AVAILABLE | DATA NOT AVAILABLE | DATA NOT AVAILABLE | DATA NOT AVAILABLE | DATA NOT AVAILABLE | DATA NOT AVAILABLE | ACCEPTED TO CONNECT | DATA NOT AVAILABLE | DATA NOT AVAILABLE | DATA NOT AVAILABLE | DATA NOT AVAILABLE | DATA NOT AVAILABLE | DATA NOT AVAILABLE | 200 | 200 | 210.5263 | 210.527 | 221.6074 | 45569 | DATA NOT AVAILABLE | N | DATA NOT AVAILABLE | DATA NOT AVAILABLE | DATA NOT AVAILABLE | DATA NOT AVAILABLE | DATA NOT AVAILABLE | 45632
DATA NOT AVAILABLE | [5 empty] | DATA NOT AVAILABLE | DATA NOT AVAILABLE | 99MVA GEN BESS | PEAKED CROFT FARM | CHALKY LANE | HOOK | HAMPSHIRE | RG27 8TG | ENGLAND | 477224 | 150749 | BRAMLEY (FLEE) | DATA NOT AVAILABLE | DATA NOT AVAILABLE | 132 | SOUTHERN ELECTRIC POWER DISTRIBUTION PLC | STORED ENERGY (ALL STORED ENERGY IRRESPECTVE OF THE ORIGINAL ENERGY SOURCE) | STORAGE - ELECTROCHEMICAL (BATTERIES) | NO | DATA NOT AVAILABLE | DATA NOT AVAILABLE | 100.016 | DATA NOT AVAILABLE | DATA NOT AVAILABLE | DATA NOT AVAILABLE | DATA NOT AVAILABLE | DATA NOT AVAILABLE | DATA NOT AVAILABLE | DATA NOT AVAILABLE | DATA NOT AVAILABLE | DATA NOT AVAILABLE | DATA NOT AVAILABLE | DATA NOT AVAILABLE | DATA NOT AVAILABLE | DATA NOT AVAILABLE | ACCEPTED TO CONNECT | DATA NOT AVAILABLE | DATA NOT AVAILABLE | DATA NOT AVAILABLE | DATA NOT AVAILABLE | DATA NOT AVAILABLE | DATA NOT AVAILABLE | 100.016 | 99.9 | 105.1579 | 105.159 | 110.6937 | 45567 | DATA NOT AVAILABLE | N | DATA NOT AVAILABLE | DATA NOT AVAILABLE | DATA NOT AVAILABLE | DATA NOT AVAILABLE | DATA NOT AVAILABLE | 45632
DATA NOT AVAILABLE | [5 empty] | DATA NOT AVAILABLE | DATA NOT AVAILABLE | NAIRN BESS FARM | LOT 2 | NEWTON OF PARK AULDEARN | NAIRN | HIGHLAND | IV12 5HY | SCOTLAND | 291560 | 854364 | NAIRN | DATA NOT APPLICABLE | NAIRN GRID | EHV | SCOTTISH HYDRO ELECTRIC POWER DISTRIBUTION PLC | STORED ENERGY (ALL STORED ENERGY IRRESPECTVE OF THE ORIGINAL ENERGY SOURCE) | STORAGE - ELECTROCHEMICAL (BATTERIES) | NO | DATA NOT AVAILABLE | DATA NOT AVAILABLE | 32.8 | DATA NOT AVAILABLE | DATA NOT AVAILABLE | DATA NOT AVAILABLE | DATA NOT AVAILABLE | DATA NOT AVAILABLE | DATA NOT AVAILABLE | DATA NOT AVAILABLE | DATA NOT AVAILABLE | DATA NOT AVAILABLE | DATA NOT AVAILABLE | DATA NOT AVAILABLE | DATA NOT AVAILABLE | DATA NOT AVAILABLE | ACCEPTED TO CONNECT | DATA NOT AVAILABLE | DATA NOT AVAILABLE | DATA NOT AVAILABLE | DATA NOT AVAILABLE | DATA NOT AVAILABLE | DATA NOT AVAILABLE | 32.8 | 29.9 | 31.4737 | 29.9 | 31.4737 | 45589 | DATA NOT AVAILABLE | N | DATA NOT AVAILABLE | DATA NOT AVAILABLE | DATA NOT AVAILABLE | DATA NOT AVAILABLE | DATA NOT AVAILABLE | 45632
DATA NOT AVAILABLE | [5 empty] | DATA NOT AVAILABLE | DATA NOT AVAILABLE | 99.9MW BESS - NEAR COWLEY | LAND SOUTH EAST OF | KILN LANE | GARSINGTON | OXFORDSHIRE | OX44 9FA | ENGLAND | 457063 | 202307 | COWLEY GSP | COWLEY LOCAL | DATA NOT AVAILABLE | 132 | SOUTHERN ELECTRIC POWER DISTRIBUTION PLC | STORED ENERGY (ALL STORED ENERGY IRRESPECTVE OF THE ORIGINAL ENERGY SOURCE) | STORAGE - ELECTROCHEMICAL (BATTERIES) | NO | DATA NOT AVAILABLE | DATA NOT AVAILABLE | 118.75 | DATA NOT AVAILABLE | DATA NOT AVAILABLE | DATA NOT AVAILABLE | DATA NOT AVAILABLE | DATA NOT AVAILABLE | DATA NOT AVAILABLE | DATA NOT AVAILABLE | DATA NOT AVAILABLE | DATA NOT AVAILABLE | DATA NOT AVAILABLE | DATA NOT AVAILABLE | DATA NOT AVAILABLE | DATA NOT AVAILABLE | ACCEPTED TO CONNECT | DATA NOT AVAILABLE | DATA NOT AVAILABLE | DATA NOT AVAILABLE | DATA NOT AVAILABLE | DATA NOT AVAILABLE | DATA NOT AVAILABLE | 118.75 | 99.9 | 105.1579 | 105.158 | 110.6926 | 45609 | DATA NOT AVAILABLE | N | DATA NOT AVAILABLE | DATA NOT AVAILABLE | DATA NOT AVAILABLE | DATA NOT AVAILABLE | DATA NOT AVAILABLE | 45632
DATA NOT AVAILABLE | [5 empty] | DATA NOT AVAILABLE | DATA NOT AVAILABLE | 100MW BESS | DATA NOT AVAILABLE | BROADWAY LANE LUDMORE | HORNDEAN | HAMPSHIRE | PO8 0SG | ENGLAND | 468045 | 114070 | LOVEDEAN GSP | DATA NOT AVAILABLE | DATA NOT AVAILABLE | 132 | SOUTHERN ELECTRIC POWER DISTRIBUTION PLC | STORED ENERGY (ALL STORED ENERGY IRRESPECTVE OF THE ORIGINAL ENERGY SOURCE) | STORAGE - ELECTROCHEMICAL (BATTERIES) | NO | DATA NOT AVAILABLE | DATA NOT AVAILABLE | 100.8 | DATA NOT AVAILABLE | DATA NOT AVAILABLE | DATA NOT AVAILABLE | DATA NOT AVAILABLE | DATA NOT AVAILABLE | DATA NOT AVAILABLE | DATA NOT AVAILABLE | DATA NOT AVAILABLE | DATA NOT AVAILABLE | DATA NOT AVAILABLE | DATA NOT AVAILABLE | DATA NOT AVAILABLE | DATA NOT AVAILABLE | ACCEPTED TO CONNECT | DATA NOT AVAILABLE | DATA NOT AVAILABLE | DATA NOT AVAILABLE | DATA NOT AVAILABLE | DATA NOT AVAILABLE | DATA NOT AVAILABLE | 100.8 | 99.9 | 105.1579 | 105.263 | 110.8032 | 45622 | DATA NOT AVAILABLE | N | DATA NOT AVAILABLE | DATA NOT AVAILABLE | DATA NOT AVAILABLE | DATA NOT AVAILABLE | DATA NOT AVAILABLE | 45632
DATA NOT AVAILABLE | [5 empty] | DATA NOT AVAILABLE | DATA NOT AVAILABLE | 63MW BESS SITE | FISHERFORD NETHERTON | INVERURIE FISHERFORD | INVERURIE | ABERDEENSHIRE | AB51 8YS | SCOTLAND | 367004 | 835854 | ROTHIENORMAN | DATA NOT APPLICABLE | ROTHIENORMAN | EHV | SCOTTISH HYDRO ELECTRIC POWER DISTRIBUTION PLC | STORED ENERGY (ALL STORED ENERGY IRRESPECTVE OF THE ORIGINAL ENERGY SOURCE) | STORAGE - ELECTROCHEMICAL (BATTERIES) | NO | DATA NOT AVAILABLE | DATA NOT AVAILABLE | 75.6 | DATA NOT AVAILABLE | DATA NOT AVAILABLE | DATA NOT AVAILABLE | DATA NOT AVAILABLE | DATA NOT AVAILABLE | DATA NOT AVAILABLE | DATA NOT AVAILABLE | DATA NOT AVAILABLE | DATA NOT AVAILABLE | DATA NOT AVAILABLE | DATA NOT AVAILABLE | DATA NOT AVAILABLE | DATA NOT AVAILABLE | ACCEPTED TO CONNECT | DATA NOT AVAILABLE | DATA NOT AVAILABLE | DATA NOT AVAILABLE | DATA NOT AVAILABLE | DATA NOT AVAILABLE | DATA NOT AVAILABLE | 75.6 | 63 | 66.3158 | 63 | 66.3158 | 45621 | DATA NOT AVAILABLE | N | DATA NOT AVAILABLE | DATA NOT AVAILABLE | DATA NOT AVAILABLE | DATA NOT AVAILABLE | DATA NOT AVAILABLE | 45632
DATA NOT AVAILABLE | [5 empty] | DATA NOT AVAILABLE | DATA NOT AVAILABLE | 999KW BESS | HOEFORD DEPOT | GOSPORT ROAD | FAREHAM | HAMPSHIRE | PO16 0ST | ENGLAND | 457926 | 104688 | LOVEDEAN GSP | FAREHAM | HOEFORD | HV | SOUTHERN ELECTRIC POWER DISTRIBUTION PLC | STORED ENERGY (ALL STORED ENERGY IRRESPECTVE OF THE ORIGINAL ENERGY SOURCE) | STORAGE - ELECTROCHEMICAL (BATTERIES) | NO | DATA NOT AVAILABLE | DATA NOT AVAILABLE | 1 | DATA NOT AVAILABLE | DATA NOT AVAILABLE | DATA NOT AVAILABLE | DATA NOT AVAILABLE | DATA NOT AVAILABLE | DATA NOT AVAILABLE | DATA NOT AVAILABLE | DATA NOT AVAILABLE | DATA NOT AVAILABLE | DATA NOT AVAILABLE | DATA NOT AVAILABLE | DATA NOT AVAILABLE | DATA NOT AVAILABLE | ACCEPTED TO CONNECT | DATA NOT AVAILABLE | DATA NOT AVAILABLE | DATA NOT AVAILABLE | DATA NOT AVAILABLE | DATA NOT AVAILABLE | DATA NOT AVAILABLE | 1 | 0.999 | 1.0516 | 1 | 1.0526 | 45588 | DATA NOT AVAILABLE | N | DATA NOT AVAILABLE | DATA NOT AVAILABLE | DATA NOT AVAILABLE | DATA NOT AVAILABLE | DATA NOT AVAILABLE | 45665
DATA NOT AVAILABLE | [5 empty] | DATA NOT AVAILABLE | DATA NOT AVAILABLE | 0.949MW ADD CAP BESS | MONKLEY LANE | RODE FARM | TROWBRIDGE | SOMERSET | BA11 6QQ | ENGLAND | 381945 | 154019 | MELKSHAM GSP | DATA NOT AVAILABLE | DATA NOT AVAILABLE | 132 | SOUTHERN ELECTRIC POWER DISTRIBUTION PLC | STORED ENERGY (ALL STORED ENERGY IRRESPECTVE OF THE ORIGINAL ENERGY SOURCE) | STORAGE - ELECTROCHEMICAL (BATTERIES) | NO | DATA NOT AVAILABLE | DATA NOT AVAILABLE | 55.91 | DATA NOT AVAILABLE | DATA NOT AVAILABLE | DATA NOT AVAILABLE | DATA NOT AVAILABLE | DATA NOT AVAILABLE | DATA NOT AVAILABLE | DATA NOT AVAILABLE | DATA NOT AVAILABLE | DATA NOT AVAILABLE | DATA NOT AVAILABLE | DATA NOT AVAILABLE | DATA NOT AVAILABLE | DATA NOT AVAILABLE | ACCEPTED TO CONNECT | DATA NOT AVAILABLE | DATA NOT AVAILABLE | DATA NOT AVAILABLE | DATA NOT AVAILABLE | DATA NOT AVAILABLE | DATA NOT AVAILABLE | 55.91 | 0 | 0 | 0 | 0 | 45572 | DATA NOT AVAILABLE | N | DATA NOT AVAILABLE | DATA NOT AVAILABLE | DATA NOT AVAILABLE | DATA NOT AVAILABLE | DATA NOT AVAILABLE | 45665
DATA NOT AVAILABLE | [5 empty] | DATA NOT AVAILABLE | EPILSON GENERATION | 49.9MW BATTERY | BURNSIDE BATTERY STORAGE PARK | LONGFORGAN | DUNDEE | PERTH AND KINROSS | DD2 5HT | SCOTLAND | 331956 | 728508 | CHARLESTON | DATA NOT APPLICABLE | CHARLESTON GRID | EHV | SCOTTISH HYDRO ELECTRIC POWER DISTRIBUTION PLC | STORED ENERGY (ALL STORED ENERGY IRRESPECTVE OF THE ORIGINAL ENERGY SOURCE) | STORAGE - ELECTROCHEMICAL (BATTERIES) | NO | DATA NOT AVAILABLE | DATA NOT AVAILABLE | 49.9 | DATA NOT AVAILABLE | DATA NOT AVAILABLE | DATA NOT AVAILABLE | DATA NOT AVAILABLE | DATA NOT AVAILABLE | DATA NOT AVAILABLE | DATA NOT AVAILABLE | DATA NOT AVAILABLE | DATA NOT AVAILABLE | DATA NOT AVAILABLE | DATA NOT AVAILABLE | DATA NOT AVAILABLE | DATA NOT AVAILABLE | ACCEPTED TO CONNECT | DATA NOT AVAILABLE | DATA NOT AVAILABLE | DATA NOT AVAILABLE | DATA NOT AVAILABLE | DATA NOT AVAILABLE | DATA NOT AVAILABLE | 49.9 | 49.9 | 52.5263 | 49.9 | 52.5263 | 45631 | DATA NOT AVAILABLE | N | DATA NOT AVAILABLE | DATA NOT AVAILABLE | DATA NOT AVAILABLE | DATA NOT AVAILABLE | DATA NOT AVAILABLE | 45665
DATA NOT AVAILABLE | [5 empty] | DATA NOT AVAILABLE | DATA NOT AVAILABLE | 49.9MW BESS | NEWLANDS FARM | TANNERS LANE | FAREHAM | HAMPSHIRE | PO14 1BL | ENGLAND | 457170 | 103921 | LOVEDEAN GSP | FAREHAM | DATA NOT AVAILABLE | EHV | SOUTHERN ELECTRIC POWER DISTRIBUTION PLC | STORED ENERGY (ALL STORED ENERGY IRRESPECTVE OF THE ORIGINAL ENERGY SOURCE) | STORAGE - ELECTROCHEMICAL (BATTERIES) | NO | DATA NOT AVAILABLE | DATA NOT AVAILABLE | 49.9 | DATA NOT AVAILABLE | DATA NOT AVAILABLE | DATA NOT AVAILABLE | DATA NOT AVAILABLE | DATA NOT AVAILABLE | DATA NOT AVAILABLE | DATA NOT AVAILABLE | DATA NOT AVAILABLE | DATA NOT AVAILABLE | DATA NOT AVAILABLE | DATA NOT AVAILABLE | DATA NOT AVAILABLE | DATA NOT AVAILABLE | ACCEPTED TO CONNECT | DATA NOT AVAILABLE | DATA NOT AVAILABLE | DATA NOT AVAILABLE | DATA NOT AVAILABLE | DATA NOT AVAILABLE | DATA NOT AVAILABLE | 49.9 | 49.9 | 52.5263 | 52.526 | 55.2905 | 45632 | DATA NOT AVAILABLE | N | DATA NOT AVAILABLE | DATA NOT AVAILABLE | DATA NOT AVAILABLE | DATA NOT AVAILABLE | DATA NOT AVAILABLE | 45665
DATA NOT AVAILABLE | [5 empty] | DATA NOT AVAILABLE | FIRSTWAY SOLAR . | DATA NOT AVAILABLE | DATA NOT AVAILABLE | OUNCES BARN EARTHAM | CHICHESTER | WEST SUSSEX | PO18 0NP | ENGLAND | 491997 | 108471 | LOVEDEAN GSP | CHICHESTER | DATA NOT AVAILABLE | 132 | SOUTHERN ELECTRIC POWER DISTRIBUTION PLC | STORED ENERGY (ALL STORED ENERGY IRRESPECTVE OF THE ORIGINAL ENERGY SOURCE) | STORAGE - ELECTROCHEMICAL (BATTERIES) | NO | DATA NOT AVAILABLE | DATA NOT AVAILABLE | 70.4 | DATA NOT AVAILABLE | DATA NOT AVAILABLE | DATA NOT AVAILABLE | DATA NOT AVAILABLE | DATA NOT AVAILABLE | DATA NOT AVAILABLE | DATA NOT AVAILABLE | DATA NOT AVAILABLE | DATA NOT AVAILABLE | DATA NOT AVAILABLE | DATA NOT AVAILABLE | DATA NOT AVAILABLE | DATA NOT AVAILABLE | ACCEPTED TO CONNECT | DATA NOT AVAILABLE | DATA NOT AVAILABLE | DATA NOT AVAILABLE | DATA NOT AVAILABLE | DATA NOT AVAILABLE | DATA NOT AVAILABLE | 70.4 | 70 | 73.6842 | 73.684 | 77.5621 | 45632 | DATA NOT AVAILABLE | N | DATA NOT AVAILABLE | DATA NOT AVAILABLE | DATA NOT AVAILABLE | DATA NOT AVAILABLE | DATA NOT AVAILABLE | 45665
DATA NOT AVAILABLE | [5 empty] | DATA NOT AVAILABLE | DATA NOT AVAILABLE | GREMISTA ENERGY BESS | NEW SITE | GREMISTA | LERWICK | SHETLAND ISLANDS | ZE1 0DG | SCOTLAND | 446250 | 1142972 | GREMISTA | DATA NOT APPLICABLE | DATA NOT AVAILABLE | EHV | SCOTTISH HYDRO ELECTRIC POWER DISTRIBUTION PLC | STORED ENERGY (ALL STORED ENERGY IRRESPECTVE OF THE ORIGINAL ENERGY SOURCE) | STORAGE - ELECTROCHEMICAL (BATTERIES) | NO | DATA NOT AVAILABLE | DATA NOT AVAILABLE | 63.2 | STORED ENERGY (ALL STORED ENERGY IRRESPECTVE OF THE ORIGINAL ENERGY SOURCE) | STORAGE - ELECTROCHEMICAL (BATTERIES) | DATA NOT AVAILABLE | DATA NOT AVAILABLE | DATA NOT AVAILABLE | 49.9 | DATA NOT AVAILABLE | DATA NOT AVAILABLE | DATA NOT AVAILABLE | DATA NOT AVAILABLE | DATA NOT AVAILABLE | DATA NOT AVAILABLE | DATA NOT AVAILABLE | ACCEPTED TO CONNECT | DATA NOT AVAILABLE | DATA NOT AVAILABLE | DATA NOT AVAILABLE | DATA NOT AVAILABLE | DATA NOT AVAILABLE | DATA NOT AVAILABLE | 63.2 | 49.9 | 52.5263 | 19.5 | 20.5263 | 45674 | DATA NOT AVAILABLE | N | DATA NOT AVAILABLE | DATA NOT AVAILABLE | DATA NOT AVAILABLE | DATA NOT AVAILABLE | DATA NOT AVAILABLE | 45693
DATA NOT AVAILABLE | [5 empty] | DATA NOT AVAILABLE | DOWNING RENEWABLE DEVELOPMENTS GRID CO LIMITED | KEITH BESS BLACKHILLOCK | KEITH BESS BLACKHILLOCK | BLACKHILLOCK | KEITH | MORAY | AB55 5NY | SCOTLAND | 343514 | 848387 | KEITH | DATA NOT APPLICABLE | KEITH GRID | EHV | SCOTTISH HYDRO ELECTRIC POWER DISTRIBUTION PLC | STORED ENERGY (ALL STORED ENERGY IRRESPECTVE OF THE ORIGINAL ENERGY SOURCE) | STORAGE - ELECTROCHEMICAL (BATTERIES) | NO | DATA NOT AVAILABLE | DATA NOT AVAILABLE | 50 | DATA NOT AVAILABLE | DATA NOT AVAILABLE | DATA NOT AVAILABLE | DATA NOT AVAILABLE | DATA NOT AVAILABLE | DATA NOT AVAILABLE | DATA NOT AVAILABLE | DATA NOT AVAILABLE | DATA NOT AVAILABLE | DATA NOT AVAILABLE | DATA NOT AVAILABLE | DATA NOT AVAILABLE | DATA NOT AVAILABLE | ACCEPTED TO CONNECT | DATA NOT AVAILABLE | DATA NOT AVAILABLE | DATA NOT AVAILABLE | DATA NOT AVAILABLE | DATA NOT AVAILABLE | DATA NOT AVAILABLE | 50 | 49.9 | 52.5263 | 55.416 | 58.3326 | 45687 | DATA NOT AVAILABLE | N | DATA NOT AVAILABLE | DATA NOT AVAILABLE | DATA NOT AVAILABLE | DATA NOT AVAILABLE | DATA NOT AVAILABLE | 45693
DATA NOT AVAILABLE | [5 empty] | DATA NOT AVAILABLE | JOS MANUEL FERN NDEZ - OPDENERGY | 49.9MW BESS, MACDUFF | DATA NOT AVAILABLE | LONGMANHILL, MACDUFF | BANFF | ABERDEENSHIRE | AB45 3RA | SCOTLAND | 373766 | 861278 | MACDUFF | DATA NOT APPLICABLE | MACDUFF GRID | EHV | SCOTTISH HYDRO ELECTRIC POWER DISTRIBUTION PLC | STORED ENERGY (ALL STORED ENERGY IRRESPECTVE OF THE ORIGINAL ENERGY SOURCE) | STORAGE - ELECTROCHEMICAL (BATTERIES) | NO | DATA NOT AVAILABLE | DATA NOT AVAILABLE | 52.68 | DATA NOT AVAILABLE | DATA NOT AVAILABLE | DATA NOT AVAILABLE | DATA NOT AVAILABLE | DATA NOT AVAILABLE | DATA NOT AVAILABLE | DATA NOT AVAILABLE | DATA NOT AVAILABLE | DATA NOT AVAILABLE | DATA NOT AVAILABLE | DATA NOT AVAILABLE | DATA NOT AVAILABLE | DATA NOT AVAILABLE | ACCEPTED TO CONNECT | DATA NOT AVAILABLE | DATA NOT AVAILABLE | DATA NOT AVAILABLE | DATA NOT AVAILABLE | DATA NOT AVAILABLE | DATA NOT AVAILABLE | 52.68 | 49.999 | 52.6305 | 49.999 | 52.6305 | 45666 | DATA NOT AVAILABLE | N | DATA NOT AVAILABLE | DATA NOT AVAILABLE | DATA NOT AVAILABLE | DATA NOT AVAILABLE | DATA NOT AVAILABLE | 45693
DATA NOT AVAILABLE | [5 empty] | DATA NOT AVAILABLE | JOSE MANUEL FERN NDEZ - OPDENERGY | DG - LAIRG GSP | LAIRG MUIR | LAIRG, | LAIRG | HIGHLAND | IV27 4ED | SCOTLAND | 258896 | 907167 | LAIRG | DATA NOT APPLICABLE | LAIRG GRID | EHV | SCOTTISH HYDRO ELECTRIC POWER DISTRIBUTION PLC | STORED ENERGY (ALL STORED ENERGY IRRESPECTVE OF THE ORIGINAL ENERGY SOURCE) | STORAGE - ELECTROCHEMICAL (BATTERIES) | NO | DATA NOT AVAILABLE | DATA NOT AVAILABLE | 52.68 | DATA NOT AVAILABLE | DATA NOT AVAILABLE | DATA NOT AVAILABLE | DATA NOT AVAILABLE | DATA NOT AVAILABLE | DATA NOT AVAILABLE | DATA NOT AVAILABLE | DATA NOT AVAILABLE | DATA NOT AVAILABLE | DATA NOT AVAILABLE | DATA NOT AVAILABLE | DATA NOT AVAILABLE | DATA NOT AVAILABLE | ACCEPTED TO CONNECT | DATA NOT AVAILABLE | DATA NOT AVAILABLE | DATA NOT AVAILABLE | DATA NOT AVAILABLE | DATA NOT AVAILABLE | DATA NOT AVAILABLE | 52.68 | 49.9 | 52.5263 | 49.9 | 52.5263 | 45660 | DATA NOT AVAILABLE | N | DATA NOT AVAILABLE | DATA NOT AVAILABLE | DATA NOT AVAILABLE | DATA NOT AVAILABLE | DATA NOT AVAILABLE | 45693
DATA NOT AVAILABLE | [5 empty] | DATA NOT AVAILABLE | DATA NOT AVAILABLE | 100MW BESS | LAND ADJACENT MILL COPSE | OLD MILL LANE LOVEDEAN | PORTSMOUTH | HAMPSHIRE | PO8 0SN | ENGLAND | 467053 | 113894 | LOVEDEAN GSP | DATA NOT APPLICABLE | LOVEDEAN | 132 | SOUTHERN ELECTRIC POWER DISTRIBUTION PLC | STORED ENERGY (ALL STORED ENERGY IRRESPECTVE OF THE ORIGINAL ENERGY SOURCE) | STORAGE - ELECTROCHEMICAL (BATTERIES) | NO | DATA NOT AVAILABLE | DATA NOT AVAILABLE | 100 | DATA NOT AVAILABLE | DATA NOT AVAILABLE | DATA NOT AVAILABLE | DATA NOT AVAILABLE | DATA NOT AVAILABLE | DATA NOT AVAILABLE | DATA NOT AVAILABLE | DATA NOT AVAILABLE | DATA NOT AVAILABLE | DATA NOT AVAILABLE | DATA NOT AVAILABLE | DATA NOT AVAILABLE | DATA NOT AVAILABLE | ACCEPTED TO CONNECT | DATA NOT AVAILABLE | DATA NOT AVAILABLE | DATA NOT AVAILABLE | DATA NOT AVAILABLE | DATA NOT AVAILABLE | DATA NOT AVAILABLE | 100 | 99.9 | 105.1579 | 105.263 | 110.8032 | 45743 | DATA NOT AVAILABLE | N | DATA NOT AVAILABLE | DATA NOT AVAILABLE | DATA NOT AVAILABLE | DATA NOT AVAILABLE | DATA NOT AVAILABLE | 45755
DATA NOT AVAILABLE | [5 empty] | DATA NOT AVAILABLE | FICHTNER CONSULTING ENGINEERS LTD | 30MW STEAM TURBINE | FORD CIRCULAR ENERGY PARK | FORD AIRFIELD INDUSTRIAL ESTATE | ARUNDEL | WEST SUSSEX | BN18 0HY | ENGLAND | 498968 | 103119 | LOVEDEAN GSP | CHICHESTER | DATA NOT AVAILABLE | EHV | SOUTHERN ELECTRIC POWER DISTRIBUTION PLC | WASTE | DATA NOT AVAILABLE | NO | DATA NOT AVAILABLE | DATA NOT AVAILABLE | 30 | DATA NOT AVAILABLE | DATA NOT AVAILABLE | DATA NOT AVAILABLE | DATA NOT AVAILABLE | DATA NOT AVAILABLE | DATA NOT AVAILABLE | DATA NOT AVAILABLE | DATA NOT AVAILABLE | DATA NOT AVAILABLE | DATA NOT AVAILABLE | DATA NOT AVAILABLE | DATA NOT AVAILABLE | DATA NOT AVAILABLE | ACCEPTED TO CONNECT | DATA NOT AVAILABLE | DATA NOT AVAILABLE | DATA NOT AVAILABLE | DATA NOT AVAILABLE | DATA NOT AVAILABLE | DATA NOT AVAILABLE | 30 | 30 | 31.5789 | 5.6842 | 5.4 | 44166 | DATA NOT AVAILABLE | N | DATA NOT AVAILABLE | DATA NOT AVAILABLE | DATA NOT AVAILABLE | DATA NOT AVAILABLE | DATA NOT AVAILABLE | 44186
DATA NOT AVAILABLE | [5 empty] | DATA NOT AVAILABLE | DATA NOT AVAILABLE | 5MVA DEMAND AND 9.4MW WIND | BINN FARM - WIND | GLENFARG | PERTH | PERTHSHIRE AND KINROSS | PH2 9PX | SCOTLAND | 317322 | 713400 | ABERNETHY | DATA NOT APPLICABLE | ABERNETHY GRID | EHV | SCOTTISH HYDRO ELECTRIC POWER DISTRIBUTION PLC | WASTE | DATA NOT AVAILABLE | NO | DATA NOT AVAILABLE | DATA NOT AVAILABLE | 9.9 | DATA NOT AVAILABLE | DATA NOT AVAILABLE | DATA NOT AVAILABLE | DATA NOT AVAILABLE | DATA NOT AVAILABLE | DATA NOT AVAILABLE | DATA NOT AVAILABLE | DATA NOT AVAILABLE | DATA NOT AVAILABLE | DATA NOT AVAILABLE | DATA NOT AVAILABLE | DATA NOT AVAILABLE | DATA NOT AVAILABLE | ACCEPTED TO CONNECT | DATA NOT AVAILABLE | DATA NOT AVAILABLE | DATA NOT AVAILABLE | DATA NOT AVAILABLE | DATA NOT AVAILABLE | DATA NOT AVAILABLE | 9.9 | 0 | 0 | 4.235 | 4.4579 | 45491 | DATA NOT AVAILABLE | N | DATA NOT AVAILABLE | DATA NOT AVAILABLE | DATA NOT AVAILABLE | DATA NOT AVAILABLE | DATA NOT AVAILABLE | 45510
DATA NOT AVAILABLE | [5 empty] | DATA NOT AVAILABLE | SENERGY | LOCHABER SMELTER ADD CAP | LOCHABER SMELTER ADD CAP | DATA NOT AVAILABLE | FORT WILLIAM | HIGHLAND | PH33 6TH | SCOTLAND | 212620 | 775054 | FORT WILLIAM | DATA NOT APPLICABLE | FORT WILLIAM GRID | 33 | SCOTTISH HYDRO ELECTRIC POWER DISTRIBUTION PLC | WATER (FLOWING WATER OR HEAD OF WATER) | HYDRO - OTHER | NO | DATA NOT AVAILABLE | DATA NOT AVAILABLE | 5.7 | DATA NOT AVAILABLE | DATA NOT AVAILABLE | DATA NOT AVAILABLE | DATA NOT AVAILABLE | DATA NOT AVAILABLE | DATA NOT AVAILABLE | DATA NOT AVAILABLE | DATA NOT AVAILABLE | DATA NOT AVAILABLE | DATA NOT AVAILABLE | DATA NOT AVAILABLE | DATA NOT AVAILABLE | NO | ACCEPTED TO CONNECT | DATA NOT AVAILABLE | DATA NOT AVAILABLE | DATA NOT AVAILABLE | DATA NOT AVAILABLE | DATA NOT AVAILABLE | DATA NOT AVAILABLE | 5.7 | 5.7 | 6 | 0 | 0 | 41221 | DATA NOT AVAILABLE | N | DATA NOT AVAILABLE | DATA NOT AVAILABLE | DATA NOT AVAILABLE | DATA NOT AVAILABLE | DATA NOT AVAILABLE | 44034
DATA NOT AVAILABLE | [5 empty] | DATA NOT AVAILABLE | LR-SENERGY | LOCHABER SMELTER HYDRO (ADD CAP) | LOCHABER SMELTER HYDRO (ADD CAP) | DATA NOT AVAILABLE | FORT WILLIAM | HIGHLAND | PH33 6TH | SCOTLAND | 212620 | 775054 | FORT WILLIAM | DATA NOT APPLICABLE | DATA NOT AVAILABLE | DATA NOT AVAILABLE | SCOTTISH HYDRO ELECTRIC POWER DISTRIBUTION PLC | WATER (FLOWING WATER OR HEAD OF WATER) | HYDRO - OTHER | NO | DATA NOT AVAILABLE | DATA NOT AVAILABLE | 18 | DATA NOT AVAILABLE | DATA NOT AVAILABLE | DATA NOT AVAILABLE | DATA NOT AVAILABLE | DATA NOT AVAILABLE | DATA NOT AVAILABLE | DATA NOT AVAILABLE | DATA NOT AVAILABLE | DATA NOT AVAILABLE | DATA NOT AVAILABLE | DATA NOT AVAILABLE | DATA NOT AVAILABLE | NO | ACCEPTED TO CONNECT | DATA NOT AVAILABLE | DATA NOT AVAILABLE | DATA NOT AVAILABLE | DATA NOT AVAILABLE | DATA NOT AVAILABLE | DATA NOT AVAILABLE | 18 | 18 | 18.9474 | 0 | 0 | 42285 | DATA NOT AVAILABLE | N | DATA NOT AVAILABLE | DATA NOT AVAILABLE | DATA NOT AVAILABLE | DATA NOT AVAILABLE | DATA NOT AVAILABLE | 44034
DATA NOT AVAILABLE | [5 empty] | DATA NOT AVAILABLE | HYDROPLAN UK | THREE LOCHS HYDRO | THREE LOCHS HYDRO (RECOST) | SHIELDAIG | STRATHCARRON | HIGHLAND | DATA NOT AVAILABLE | SCOTLAND | DATA NOT AVAILABLE | DATA NOT AVAILABLE | GRUDIE BRIDGE | DATA NOT APPLICABLE | KERRY FALLS | 11 | SCOTTISH HYDRO ELECTRIC POWER DISTRIBUTION PLC | WATER (FLOWING WATER OR HEAD OF WATER) | HYDRO - OTHER | NO | DATA NOT AVAILABLE | DATA NOT AVAILABLE | 2 | DATA NOT AVAILABLE | DATA NOT AVAILABLE | DATA NOT AVAILABLE | DATA NOT AVAILABLE | DATA NOT AVAILABLE | DATA NOT AVAILABLE | DATA NOT AVAILABLE | DATA NOT AVAILABLE | DATA NOT AVAILABLE | DATA NOT AVAILABLE | DATA NOT AVAILABLE | DATA NOT AVAILABLE | NO | ACCEPTED TO CONNECT | DATA NOT AVAILABLE | DATA NOT AVAILABLE | DATA NOT AVAILABLE | DATA NOT AVAILABLE | DATA NOT AVAILABLE | DATA NOT AVAILABLE | 2 | 2 | 2.1053 | 0.0095 | 0.01 | 42681 | DATA NOT AVAILABLE | N | DATA NOT AVAILABLE | DATA NOT AVAILABLE | DATA NOT AVAILABLE | DATA NOT AVAILABLE | DATA NOT AVAILABLE | 44034
DATA NOT AVAILABLE | [5 empty] | DATA NOT AVAILABLE | INNOGY RENEWABLES UK LIMITED | GLASA HYDRO GENERATING STATIONS | GLASA HYDRO GENERATING STATIONS | KILDERMORIE ESTATE ARDROSS | ALNESS | HIGHLAND | IV17 0YH | SCOTLAND | 252096 | 877941 | ALNESS | DATA NOT APPLICABLE | ALNESS GRID | 33 | SCOTTISH HYDRO ELECTRIC POWER DISTRIBUTION PLC | WATER (FLOWING WATER OR HEAD OF WATER) | HYDRO - OTHER | NO | DATA NOT AVAILABLE | DATA NOT AVAILABLE | 4.1 | DATA NOT AVAILABLE | DATA NOT AVAILABLE | DATA NOT AVAILABLE | DATA NOT AVAILABLE | DATA NOT AVAILABLE | DATA NOT AVAILABLE | DATA NOT AVAILABLE | DATA NOT AVAILABLE | DATA NOT AVAILABLE | DATA NOT AVAILABLE | DATA NOT AVAILABLE | DATA NOT AVAILABLE | NO | ACCEPTED TO CONNECT | DATA NOT AVAILABLE | DATA NOT AVAILABLE | DATA NOT AVAILABLE | DATA NOT AVAILABLE | DATA NOT AVAILABLE | DATA NOT AVAILABLE | 4.1 | 4.1 | 4.3158 | 0.19 | 0.2 | 43182 | DATA NOT AVAILABLE | N | DATA NOT AVAILABLE | DATA NOT AVAILABLE | DATA NOT AVAILABLE | DATA NOT AVAILABLE | DATA NOT AVAILABLE | 44034
DATA NOT AVAILABLE | [5 empty] | DATA NOT AVAILABLE | HV ENERGY SYSTEMS LTD | MW TO KEEP AN EYE ON. | PORTLAND ISLAND ENERGY | INCLINE ROAD | PORTLAND | DORSET | DT5 1DB | ENGLAND | 369820 | 72529 | CHICKERELL GSP | CHICKERELL | CHICKERELL | 11 | SOUTHERN ELECTRIC POWER DISTRIBUTION PLC | WATER (FLOWING WATER OR HEAD OF WATER) | HYDRO - OTHER | NO | DATA NOT AVAILABLE | DATA NOT AVAILABLE | 15.2 | DATA NOT AVAILABLE | DATA NOT AVAILABLE | DATA NOT AVAILABLE | DATA NOT AVAILABLE | DATA NOT AVAILABLE | DATA NOT AVAILABLE | DATA NOT AVAILABLE | DATA NOT AVAILABLE | DATA NOT AVAILABLE | DATA NOT AVAILABLE | DATA NOT AVAILABLE | DATA NOT AVAILABLE | DATA NOT AVAILABLE | ACCEPTED TO CONNECT | DATA NOT AVAILABLE | DATA NOT AVAILABLE | DATA NOT AVAILABLE | DATA NOT AVAILABLE | DATA NOT AVAILABLE | DATA NOT AVAILABLE | 15.2 | 15.2 | 16 | 0 | 0 | 43839 | DATA NOT AVAILABLE | N | DATA NOT AVAILABLE | DATA NOT AVAILABLE | DATA NOT AVAILABLE | DATA NOT AVAILABLE | DATA NOT AVAILABLE | 44034
DATA NOT AVAILABLE | [5 empty] | DATA NOT AVAILABLE | SSE GENERATION LTD | TUMMEL BRIDGE POWER STATION | TUMMEL BRIDGE POWER STATION | 3 RIVERSIDE TUMMEL BRIDGE | PITLOCHRY | PERTHSHIRE AND KINROSS | PH16 5SB | SCOTLAND | 276354 | 759013 | TUMMEL BRIDGE | DATA NOT APPLICABLE | TUMMEL BRIDGE GRID | 33 | SCOTTISH HYDRO ELECTRIC POWER DISTRIBUTION PLC | WATER (FLOWING WATER OR HEAD OF WATER) | HYDRO - OTHER | NO | DATA NOT AVAILABLE | DATA NOT AVAILABLE | 6.46 | DATA NOT AVAILABLE | DATA NOT AVAILABLE | DATA NOT AVAILABLE | DATA NOT AVAILABLE | DATA NOT AVAILABLE | DATA NOT AVAILABLE | DATA NOT AVAILABLE | DATA NOT AVAILABLE | DATA NOT AVAILABLE | DATA NOT AVAILABLE | DATA NOT AVAILABLE | DATA NOT AVAILABLE | DATA NOT AVAILABLE | ACCEPTED TO CONNECT | DATA NOT AVAILABLE | DATA NOT AVAILABLE | DATA NOT AVAILABLE | DATA NOT AVAILABLE | DATA NOT AVAILABLE | DATA NOT AVAILABLE | 6.46 | 6.46 | 6.8 | 0 | 0 | 44169 | DATA NOT AVAILABLE | N | DATA NOT AVAILABLE | DATA NOT AVAILABLE | DATA NOT AVAILABLE | DATA NOT AVAILABLE | DATA NOT AVAILABLE | 44186
DATA NOT AVAILABLE | [5 empty] | DATA NOT AVAILABLE | EUROPEAN MARINE ENERGY CENTRE (EMEC) | 20MW | SOUTHERN WATER SERVICES LIMITED | STEEPHILL ROAD | VENTNOR | ISLE OF WIGHT | PO38 1UB | ENGLAND | 455270 | 77166 | FAWLEY GSP | COWES & WOOTTON COMMON | VENTNOR | 11 | SOUTHERN ELECTRIC POWER DISTRIBUTION PLC | WATER (FLOWING WATER OR HEAD OF WATER) | TIDAL STREAM DEVICES | NO | DATA NOT AVAILABLE | DATA NOT AVAILABLE | 19.836 | DATA NOT AVAILABLE | DATA NOT AVAILABLE | DATA NOT AVAILABLE | DATA NOT AVAILABLE | DATA NOT AVAILABLE | DATA NOT AVAILABLE | DATA NOT AVAILABLE | DATA NOT AVAILABLE | DATA NOT AVAILABLE | DATA NOT AVAILABLE | DATA NOT AVAILABLE | DATA NOT AVAILABLE | YES | ACCEPTED TO CONNECT | DATA NOT AVAILABLE | DATA NOT AVAILABLE | DATA NOT AVAILABLE | DATA NOT AVAILABLE | DATA NOT AVAILABLE | DATA NOT AVAILABLE | 19.836 | 19.836 | 20.88 | 0.52632 | 0.5 | 44459 | DATA NOT AVAILABLE | N | DATA NOT AVAILABLE | DATA NOT AVAILABLE | DATA NOT AVAILABLE | DATA NOT AVAILABLE | DATA NOT AVAILABLE | 44495
DATA NOT AVAILABLE | [5 empty] | DATA NOT AVAILABLE | EUROPEAN MARINE ENERGY CENTRE | 4.8MW TIDAL | DATA NOT AVAILABLE | WEST SIDE ROAD CALDALE EDAY | ORKNEY | ORKNEY ISLANDS | KW17 2AA | SCOTLAND | 356219 | 1030832 | THURSO | DATA NOT APPLICABLE | SCORRADALE | 0.4 | SCOTTISH HYDRO ELECTRIC POWER DISTRIBUTION PLC | WATER (FLOWING WATER OR HEAD OF WATER) | HYDRO - OTHER | NO | DATA NOT AVAILABLE | DATA NOT AVAILABLE | 4.8 | DATA NOT AVAILABLE | DATA NOT AVAILABLE | DATA NOT AVAILABLE | DATA NOT AVAILABLE | DATA NOT AVAILABLE | DATA NOT AVAILABLE | DATA NOT AVAILABLE | DATA NOT AVAILABLE | DATA NOT AVAILABLE | DATA NOT AVAILABLE | DATA NOT AVAILABLE | DATA NOT AVAILABLE | DATA NOT AVAILABLE | ACCEPTED TO CONNECT | DATA NOT AVAILABLE | DATA NOT AVAILABLE | DATA NOT AVAILABLE | DATA NOT AVAILABLE | DATA NOT AVAILABLE | DATA NOT AVAILABLE | 4.8 | 4.8 | 5.0526 | 0.10526 | 0.1 | 44868 | DATA NOT AVAILABLE | N | DATA NOT AVAILABLE | DATA NOT AVAILABLE | DATA NOT AVAILABLE | DATA NOT AVAILABLE | DATA NOT AVAILABLE | 44901
DATA NOT AVAILABLE | [5 empty] | DATA NOT AVAILABLE | THE EUROPEAN MARINE ENERGY CENTRE LTD | 22.8MW TIDAL | EMEC TIDAL TEST FACILITY | WEST SIDE ROAD CALDALE EDAY | ORKNEY | ORKNEY ISLANDS | KW17 2AA | SCOTLAND | 356219 | 1030832 | DATA NOT AVAILABLE | DATA NOT APPLICABLE | DATA NOT AVAILABLE | EHV | SCOTTISH HYDRO ELECTRIC POWER DISTRIBUTION PLC | WATER (FLOWING WATER OR HEAD OF WATER) | HYDRO - OTHER | NO | DATA NOT AVAILABLE | DATA NOT AVAILABLE | 22.5 | DATA NOT AVAILABLE | DATA NOT AVAILABLE | DATA NOT AVAILABLE | DATA NOT AVAILABLE | DATA NOT AVAILABLE | DATA NOT AVAILABLE | DATA NOT AVAILABLE | DATA NOT AVAILABLE | DATA NOT AVAILABLE | DATA NOT AVAILABLE | DATA NOT AVAILABLE | DATA NOT AVAILABLE | DATA NOT AVAILABLE | ACCEPTED TO CONNECT | DATA NOT AVAILABLE | DATA NOT AVAILABLE | DATA NOT AVAILABLE | DATA NOT AVAILABLE | DATA NOT AVAILABLE | DATA NOT AVAILABLE | 22.5 | 22.8 | 24 | 0.52632 | 0.5 | 44915 | DATA NOT AVAILABLE | N | DATA NOT AVAILABLE | DATA NOT AVAILABLE | DATA NOT AVAILABLE | DATA NOT AVAILABLE | DATA NOT AVAILABLE | 44936
DATA NOT AVAILABLE | [5 empty] | DATA NOT AVAILABLE | THE EUROPEAN MARINE ENERGY CENTRE LTD | 30MW TIDAL | EMEC TIDAL TEST FACILITY | WEST SIDE ROAD CALDALE EDAY | ORKNEY | ORKNEY ISLANDS | KW17 2AA | SCOTLAND | 356219 | 1030832 | DATA NOT AVAILABLE | DATA NOT APPLICABLE | DATA NOT AVAILABLE | EHV | SCOTTISH HYDRO ELECTRIC POWER DISTRIBUTION PLC | WATER (FLOWING WATER OR HEAD OF WATER) | HYDRO - OTHER | NO | DATA NOT AVAILABLE | DATA NOT AVAILABLE | 30 | DATA NOT AVAILABLE | DATA NOT AVAILABLE | DATA NOT AVAILABLE | DATA NOT AVAILABLE | DATA NOT AVAILABLE | DATA NOT AVAILABLE | DATA NOT AVAILABLE | DATA NOT AVAILABLE | DATA NOT AVAILABLE | DATA NOT AVAILABLE | DATA NOT AVAILABLE | DATA NOT AVAILABLE | DATA NOT AVAILABLE | ACCEPTED TO CONNECT | DATA NOT AVAILABLE | DATA NOT AVAILABLE | DATA NOT AVAILABLE | DATA NOT AVAILABLE | DATA NOT AVAILABLE | DATA NOT AVAILABLE | 30 | 30 | 31.5789 | 0.55579 | 0.528 | 44950 | DATA NOT AVAILABLE | N | DATA NOT AVAILABLE | DATA NOT AVAILABLE | DATA NOT AVAILABLE | DATA NOT AVAILABLE | DATA NOT AVAILABLE | 44959
DATA NOT AVAILABLE | [5 empty] | DATA NOT AVAILABLE | AQUAMARINE POWER | LAG NA GREINE (FORMERLY LEWIS WAVE) | LAG NA GREINE (FORMERLY LEWIS WAVE) | NORTH SIADAR SOUTH MEALABOST BHUIRGH | ISLE OF LEWIS | WESTERN ISLES | DATA NOT AVAILABLE | SCOTLAND | DATA NOT AVAILABLE | DATA NOT AVAILABLE | ARDMORE GRID | DATA NOT APPLICABLE | STORNOWAY GRID | 33 | SCOTTISH HYDRO ELECTRIC POWER DISTRIBUTION PLC | WIND | ONSHORE WIND TURBINES | NO | DATA NOT AVAILABLE | DATA NOT AVAILABLE | 3 | DATA NOT AVAILABLE | DATA NOT AVAILABLE | DATA NOT AVAILABLE | DATA NOT AVAILABLE | DATA NOT AVAILABLE | DATA NOT AVAILABLE | DATA NOT AVAILABLE | DATA NOT AVAILABLE | DATA NOT AVAILABLE | DATA NOT AVAILABLE | DATA NOT AVAILABLE | DATA NOT AVAILABLE | NO | ACCEPTED TO CONNECT | DATA NOT AVAILABLE | DATA NOT AVAILABLE | DATA NOT AVAILABLE | DATA NOT AVAILABLE | DATA NOT AVAILABLE | DATA NOT AVAILABLE | 3 | 3 | 3.1579 | 0 | 0 | 40847 | DATA NOT AVAILABLE | N | DATA NOT AVAILABLE | DATA NOT AVAILABLE | DATA NOT AVAILABLE | DATA NOT AVAILABLE | DATA NOT AVAILABLE | 44034
DATA NOT AVAILABLE | [5 empty] | DATA NOT AVAILABLE | XERO ENERGY | PENTLAND ROAD ADDITIONAL 4.2MW | PENTLAND ROAD ADDITIONAL | STORNOWAY | STORNOWAY | WESTERN ISLES | DATA NOT AVAILABLE | SCOTLAND | DATA NOT AVAILABLE | DATA NOT AVAILABLE | ARDMORE GRID | DATA NOT APPLICABLE | STORNOWAY GRID | 33 | SCOTTISH HYDRO ELECTRIC POWER DISTRIBUTION PLC | WIND | ONSHORE WIND TURBINES | NO | DATA NOT AVAILABLE | DATA NOT AVAILABLE | 4.2 | DATA NOT AVAILABLE | DATA NOT AVAILABLE | DATA NOT AVAILABLE | DATA NOT AVAILABLE | DATA NOT AVAILABLE | DATA NOT AVAILABLE | DATA NOT AVAILABLE | DATA NOT AVAILABLE | DATA NOT AVAILABLE | DATA NOT AVAILABLE | DATA NOT AVAILABLE | DATA NOT AVAILABLE | NO | ACCEPTED TO CONNECT | DATA NOT AVAILABLE | DATA NOT AVAILABLE | DATA NOT AVAILABLE | DATA NOT AVAILABLE | DATA NOT AVAILABLE | DATA NOT AVAILABLE | 4.2 | 4.2 | 4.4211 | 0 | 0 | 41040 | DATA NOT AVAILABLE | N | DATA NOT AVAILABLE | DATA NOT AVAILABLE | DATA NOT AVAILABLE | DATA NOT AVAILABLE | DATA NOT AVAILABLE | 44034
DATA NOT AVAILABLE | [5 empty] | DATA NOT AVAILABLE | ORKNEY SUSTAINABLE ENERGY LTD | RUMSTER WIND | RUMSTER WIND | DATA NOT AVAILABLE | LYBSTER | HIGHLAND | DATA NOT AVAILABLE | SCOTLAND | DATA NOT AVAILABLE | DATA NOT AVAILABLE | MYBSTER | DATA NOT APPLICABLE | MYBSTER GRID | 33 | SCOTTISH HYDRO ELECTRIC POWER DISTRIBUTION PLC | WIND | ONSHORE WIND TURBINES | NO | DATA NOT AVAILABLE | DATA NOT AVAILABLE | 2.85 | DATA NOT AVAILABLE | DATA NOT AVAILABLE | DATA NOT AVAILABLE | DATA NOT AVAILABLE | DATA NOT AVAILABLE | DATA NOT AVAILABLE | DATA NOT AVAILABLE | DATA NOT AVAILABLE | DATA NOT AVAILABLE | DATA NOT AVAILABLE | DATA NOT AVAILABLE | DATA NOT AVAILABLE | NO | ACCEPTED TO CONNECT | DATA NOT AVAILABLE | DATA NOT AVAILABLE | DATA NOT AVAILABLE | DATA NOT AVAILABLE | DATA NOT AVAILABLE | DATA NOT AVAILABLE | 2.85 | 2.85 | 3 | 0 | 0 | 41262 | DATA NOT AVAILABLE | N | DATA NOT AVAILABLE | DATA NOT AVAILABLE | DATA NOT AVAILABLE | DATA NOT AVAILABLE | DATA NOT AVAILABLE | 44034
DATA NOT AVAILABLE | [5 empty] | DATA NOT AVAILABLE | SCOTRENEWABLES (WIND POWER) | STROMNESS | STROMNESS | DATA NOT AVAILABLE | ORKNEY | ORKNEY ISLANDS | DATA NOT AVAILABLE | SCOTLAND | DATA NOT AVAILABLE | DATA NOT AVAILABLE | THURSO | DATA NOT APPLICABLE | STROMNESS | 11 | SCOTTISH HYDRO ELECTRIC POWER DISTRIBUTION PLC | WIND | ONSHORE WIND TURBINES | NO | DATA NOT AVAILABLE | DATA NOT AVAILABLE | 1 | DATA NOT AVAILABLE | DATA NOT AVAILABLE | DATA NOT AVAILABLE | DATA NOT AVAILABLE | DATA NOT AVAILABLE | DATA NOT AVAILABLE | DATA NOT AVAILABLE | DATA NOT AVAILABLE | DATA NOT AVAILABLE | DATA NOT AVAILABLE | DATA NOT AVAILABLE | DATA NOT AVAILABLE | NO | ACCEPTED TO CONNECT | DATA NOT AVAILABLE | DATA NOT AVAILABLE | DATA NOT AVAILABLE | DATA NOT AVAILABLE | DATA NOT AVAILABLE | DATA NOT AVAILABLE | 1 | 1 | 1.0526 | 0 | 0 | 39180 | DATA NOT AVAILABLE | N | DATA NOT AVAILABLE | DATA NOT AVAILABLE | DATA NOT AVAILABLE | DATA NOT AVAILABLE | DATA NOT AVAILABLE | 44034
DATA NOT AVAILABLE | [5 empty] | DATA NOT AVAILABLE | SOUTH UIST ESTATE | LOCH CARNAN COMMUNITY WIND PHASE 2 | LOCH CARNAN COMMUNITY WIND PHASE 2 | DATA NOT AVAILABLE | ISLE OF SOUTH UIST | WESTERN ISLES | DATA NOT AVAILABLE | SCOTLAND | DATA NOT AVAILABLE | DATA NOT AVAILABLE | ARDMORE GRID | DATA NOT APPLICABLE | LOCH CARNAN | 11 | SCOTTISH HYDRO ELECTRIC POWER DISTRIBUTION PLC | WIND | ONSHORE WIND TURBINES | NO | DATA NOT AVAILABLE | DATA NOT AVAILABLE | 6.9 | DATA NOT AVAILABLE | DATA NOT AVAILABLE | DATA NOT AVAILABLE | DATA NOT AVAILABLE | DATA NOT AVAILABLE | DATA NOT AVAILABLE | DATA NOT AVAILABLE | DATA NOT AVAILABLE | DATA NOT AVAILABLE | DATA NOT AVAILABLE | DATA NOT AVAILABLE | DATA NOT AVAILABLE | NO | ACCEPTED TO CONNECT | DATA NOT AVAILABLE | DATA NOT AVAILABLE | DATA NOT AVAILABLE | DATA NOT AVAILABLE | DATA NOT AVAILABLE | DATA NOT AVAILABLE | 6.9 | 6.9 | 7.2632 | 0 | 0 | 41492 | DATA NOT AVAILABLE | N | DATA NOT AVAILABLE | DATA NOT AVAILABLE | DATA NOT AVAILABLE | DATA NOT AVAILABLE | DATA NOT AVAILABLE | 44034
DATA NOT AVAILABLE | [5 empty] | DATA NOT AVAILABLE | WINDFLOW HAMMER LIMITED | CREAG NA BUNAIG WIND | CREAG NA BUNAIG WIND | DATA NOT AVAILABLE | ISLE OF HARRIS | EILEAN SIAR | HS3 3BP | SCOTLAND | 119548 | 898531 | ARDMORE GRID | DATA NOT APPLICABLE | TARBERT | 11 | SCOTTISH HYDRO ELECTRIC POWER DISTRIBUTION PLC | WIND | ONSHORE WIND TURBINES | NO | DATA NOT AVAILABLE | DATA NOT AVAILABLE | 1 | DATA NOT AVAILABLE | DATA NOT AVAILABLE | DATA NOT AVAILABLE | DATA NOT AVAILABLE | DATA NOT AVAILABLE | DATA NOT AVAILABLE | DATA NOT AVAILABLE | DATA NOT AVAILABLE | DATA NOT AVAILABLE | DATA NOT AVAILABLE | DATA NOT AVAILABLE | DATA NOT AVAILABLE | NO | ACCEPTED TO CONNECT | DATA NOT AVAILABLE | DATA NOT AVAILABLE | DATA NOT AVAILABLE | DATA NOT AVAILABLE | DATA NOT AVAILABLE | DATA NOT AVAILABLE | 1 | 0.999 | 1.0516 | 0 | 0 | 42389 | DATA NOT AVAILABLE | N | DATA NOT AVAILABLE | DATA NOT AVAILABLE | DATA NOT AVAILABLE | DATA NOT AVAILABLE | DATA NOT AVAILABLE | 44034
DATA NOT AVAILABLE | [5 empty] | DATA NOT AVAILABLE | THE NATURAL POWER CONSULTANTS LTD | FETTERESSO WIND - 37MW | FETTERESSO WIND - 37MW | DATA NOT AVAILABLE | LAURENCEKIRK | ABERDEENSHIRE | DATA NOT AVAILABLE | SCOTLAND | DATA NOT AVAILABLE | DATA NOT AVAILABLE | FETTERSSO GRID | DATA NOT APPLICABLE | FETTERSSO GRID | 33 | SCOTTISH HYDRO ELECTRIC POWER DISTRIBUTION PLC | WIND | ONSHORE WIND TURBINES | NO | DATA NOT AVAILABLE | DATA NOT AVAILABLE | 37 | DATA NOT AVAILABLE | DATA NOT AVAILABLE | DATA NOT AVAILABLE | DATA NOT AVAILABLE | DATA NOT AVAILABLE | DATA NOT AVAILABLE | DATA NOT AVAILABLE | DATA NOT AVAILABLE | DATA NOT AVAILABLE | DATA NOT AVAILABLE | DATA NOT AVAILABLE | DATA NOT AVAILABLE | NO | ACCEPTED TO CONNECT | DATA NOT AVAILABLE | DATA NOT AVAILABLE | DATA NOT AVAILABLE | DATA NOT AVAILABLE | DATA NOT AVAILABLE | DATA NOT AVAILABLE | 37 | 37 | 38.9474 | 0 | 0 | 42395 | DATA NOT AVAILABLE | N | DATA NOT AVAILABLE | DATA NOT AVAILABLE | DATA NOT AVAILABLE | DATA NOT AVAILABLE | DATA NOT AVAILABLE | 44034
DATA NOT AVAILABLE | [5 empty] | DATA NOT AVAILABLE | RES LIMITED | GLEAN EOGHAINN WIND | GLEAN EOGHAINN WIND | EAST OF DUNVEGAN DUNVEGAN | ISLE OF SKYE | HIGHLAND | IV55 8GS | SCOTLAND | 127339 | 848016 | DUNVEGAN GRID | DATA NOT APPLICABLE | DUNVEGAN GRID | 33 | SCOTTISH HYDRO ELECTRIC POWER DISTRIBUTION PLC | WIND | ONSHORE WIND TURBINES | NO | DATA NOT AVAILABLE | DATA NOT AVAILABLE | 25 | DATA NOT AVAILABLE | DATA NOT AVAILABLE | DATA NOT AVAILABLE | DATA NOT AVAILABLE | DATA NOT AVAILABLE | DATA NOT AVAILABLE | DATA NOT AVAILABLE | DATA NOT AVAILABLE | DATA NOT AVAILABLE | DATA NOT AVAILABLE | DATA NOT AVAILABLE | DATA NOT AVAILABLE | NO | ACCEPTED TO CONNECT | DATA NOT AVAILABLE | DATA NOT AVAILABLE | DATA NOT AVAILABLE | DATA NOT AVAILABLE | DATA NOT AVAILABLE | DATA NOT AVAILABLE | 25 | 25 | 26.3158 | 0.2736 | 0.288 | 42493 | DATA NOT AVAILABLE | N | DATA NOT AVAILABLE | DATA NOT AVAILABLE | DATA NOT AVAILABLE | DATA NOT AVAILABLE | DATA NOT AVAILABLE | 44034
DATA NOT AVAILABLE | [5 empty] | DATA NOT AVAILABLE | GREEN CAT RENEWABLES LTD | NAVIDALE FARM WIND | NAVIDALE FARM WIND | DATA NOT AVAILABLE | HELMSDALE | HIGHLAND | KW8 6JS | SCOTLAND | 303711 | 916008 | BRORA | DATA NOT APPLICABLE | BRORA GRID | 33 | SCOTTISH HYDRO ELECTRIC POWER DISTRIBUTION PLC | WIND | ONSHORE WIND TURBINES | NO | DATA NOT AVAILABLE | DATA NOT AVAILABLE | 15 | DATA NOT AVAILABLE | DATA NOT AVAILABLE | DATA NOT AVAILABLE | DATA NOT AVAILABLE | DATA NOT AVAILABLE | DATA NOT AVAILABLE | DATA NOT AVAILABLE | DATA NOT AVAILABLE | DATA NOT AVAILABLE | DATA NOT AVAILABLE | DATA NOT AVAILABLE | DATA NOT AVAILABLE | NO | ACCEPTED TO CONNECT | DATA NOT AVAILABLE | DATA NOT AVAILABLE | DATA NOT AVAILABLE | DATA NOT AVAILABLE | DATA NOT AVAILABLE | DATA NOT AVAILABLE | 15 | 15 | 15.7895 | 0.12825 | 0.135 | 42543 | DATA NOT AVAILABLE | N | DATA NOT AVAILABLE | DATA NOT AVAILABLE | DATA NOT AVAILABLE | DATA NOT AVAILABLE | DATA NOT AVAILABLE | 44034
DATA NOT AVAILABLE | [5 empty] | DATA NOT AVAILABLE | NORTHWIND ASSOCIATED LIMITED | ROTHIESHOLM FARM WIND ORKNEY CONSORTIA | ROTHIESHOLM FARM WIND ORKNEY CONSORTIA | ROTHIESHOLM HEAD STRONSAY | ORKNEY | ORKNEY ISLANDS | KW16 3AN | SCOTLAND | 325371 | 1009241 | DATA NOT AVAILABLE | DATA NOT APPLICABLE | DATA NOT AVAILABLE | EHV | SCOTTISH HYDRO ELECTRIC POWER DISTRIBUTION PLC | WIND | ONSHORE WIND TURBINES | NO | DATA NOT AVAILABLE | DATA NOT AVAILABLE | 30 | DATA NOT AVAILABLE | DATA NOT AVAILABLE | DATA NOT AVAILABLE | DATA NOT AVAILABLE | DATA NOT AVAILABLE | DATA NOT AVAILABLE | DATA NOT AVAILABLE | DATA NOT AVAILABLE | DATA NOT AVAILABLE | DATA NOT AVAILABLE | DATA NOT AVAILABLE | DATA NOT AVAILABLE | NO | ACCEPTED TO CONNECT | DATA NOT AVAILABLE | DATA NOT AVAILABLE | DATA NOT AVAILABLE | DATA NOT AVAILABLE | DATA NOT AVAILABLE | DATA NOT AVAILABLE | 30 | 30 | 31.5789 | 0 | 0 | 43108 | DATA NOT AVAILABLE | N | DATA NOT AVAILABLE | DATA NOT AVAILABLE | DATA NOT AVAILABLE | DATA NOT AVAILABLE | DATA NOT AVAILABLE | 44034
DATA NOT AVAILABLE | [5 empty] | DATA NOT AVAILABLE | AQUATERA LTD | MESLETTER FARM WIND ORKNEY CONSORTIA | MESLETTER FARM WIND (ORKNEY CONSORTIA) | HOY | ORKNEY | ORKNEY ISLANDS | KW16 3NZ | SCOTLAND | 328306 | 989229 | DATA NOT AVAILABLE | DATA NOT APPLICABLE | DATA NOT AVAILABLE | EHV | SCOTTISH HYDRO ELECTRIC POWER DISTRIBUTION PLC | WIND | ONSHORE WIND TURBINES | NO | DATA NOT AVAILABLE | DATA NOT AVAILABLE | 30 | DATA NOT AVAILABLE | DATA NOT AVAILABLE | DATA NOT AVAILABLE | DATA NOT AVAILABLE | DATA NOT AVAILABLE | DATA NOT AVAILABLE | DATA NOT AVAILABLE | DATA NOT AVAILABLE | DATA NOT AVAILABLE | DATA NOT AVAILABLE | DATA NOT AVAILABLE | DATA NOT AVAILABLE | NO | ACCEPTED TO CONNECT | DATA NOT AVAILABLE | DATA NOT AVAILABLE | DATA NOT AVAILABLE | DATA NOT AVAILABLE | DATA NOT AVAILABLE | DATA NOT AVAILABLE | 30 | 30 | 31.5789 | 0.00095 | 0.001 | 43130 | DATA NOT AVAILABLE | N | DATA NOT AVAILABLE | DATA NOT AVAILABLE | DATA NOT AVAILABLE | DATA NOT AVAILABLE | DATA NOT AVAILABLE | 44034
DATA NOT AVAILABLE | [5 empty] | DATA NOT AVAILABLE | GREEN CAT RENEWABLES LTD | BROWN HILL FARM WIND | BROWN HILL FARM WIND | DATA NOT AVAILABLE | TURRIFF | ABERDEENSHIRE | AB53 8LE | SCOTLAND | 374607 | 837840 | KINTORE | DATA NOT APPLICABLE | FYVIE | 11 | SCOTTISH HYDRO ELECTRIC POWER DISTRIBUTION PLC | WIND | ONSHORE WIND TURBINES | NO | DATA NOT AVAILABLE | DATA NOT AVAILABLE | 1.6 | DATA NOT AVAILABLE | DATA NOT AVAILABLE | DATA NOT AVAILABLE | DATA NOT AVAILABLE | DATA NOT AVAILABLE | DATA NOT AVAILABLE | DATA NOT AVAILABLE | DATA NOT AVAILABLE | DATA NOT AVAILABLE | DATA NOT AVAILABLE | DATA NOT AVAILABLE | DATA NOT AVAILABLE | DATA NOT AVAILABLE | ACCEPTED TO CONNECT | DATA NOT AVAILABLE | DATA NOT AVAILABLE | DATA NOT AVAILABLE | DATA NOT AVAILABLE | DATA NOT AVAILABLE | DATA NOT AVAILABLE | 1.6 | 1.5 | 1.5789 | 0.037895 | 0.036 | 42816 | DATA NOT AVAILABLE | N | DATA NOT AVAILABLE | DATA NOT AVAILABLE | DATA NOT AVAILABLE | DATA NOT AVAILABLE | DATA NOT AVAILABLE | 45176
DATA NOT AVAILABLE | [5 empty] | DATA NOT AVAILABLE | GRID CONNECTION CONSULTING | TULLYMURDOCH WIND | TULLYMURDOCH WIND | ALYTH | BLAIRGOWRIE | PERTHSHIRE AND KINROSS | DATA NOT AVAILABLE | SCOTLAND | DATA NOT AVAILABLE | DATA NOT AVAILABLE | COUPAR ANGUS | DATA NOT APPLICABLE | COUPAR ANGUS GRID | 33 | SCOTTISH HYDRO ELECTRIC POWER DISTRIBUTION PLC | WIND | ONSHORE WIND TURBINES | NO | DATA NOT AVAILABLE | DATA NOT AVAILABLE | 17.5 | DATA NOT AVAILABLE | DATA NOT AVAILABLE | DATA NOT AVAILABLE | DATA NOT AVAILABLE | DATA NOT AVAILABLE | DATA NOT AVAILABLE | DATA NOT AVAILABLE | DATA NOT AVAILABLE | DATA NOT AVAILABLE | DATA NOT AVAILABLE | DATA NOT AVAILABLE | DATA NOT AVAILABLE | NO | ACCEPTED TO CONNECT | DATA NOT AVAILABLE | DATA NOT AVAILABLE | DATA NOT AVAILABLE | DATA NOT AVAILABLE | DATA NOT AVAILABLE | DATA NOT AVAILABLE | 17.5 | 17.5 | 18.4211 | 0.1425 | 0.15 | 42758 | DATA NOT AVAILABLE | N | DATA NOT AVAILABLE | DATA NOT AVAILABLE | DATA NOT AVAILABLE | DATA NOT AVAILABLE | DATA NOT AVAILABLE | 44034
DATA NOT AVAILABLE | [5 empty] | DATA NOT AVAILABLE | DOUNREAY TRI LTD | DOUNREAY TRI PROJECT WIND TURBINE | DOUNREAY TRI PROJECT | 9KM OFFSHORE FROM DOUNREAY DOUNREAY | THURSO | HIGHLAND | KW14 7RW | SCOTLAND | 297760 | 965302 | DOUNREAY | DATA NOT APPLICABLE | DOUNREAY | 11 | SCOTTISH HYDRO ELECTRIC POWER DISTRIBUTION PLC | WIND | ONSHORE WIND TURBINES | NO | DATA NOT AVAILABLE | DATA NOT AVAILABLE | 9.99 | DATA NOT AVAILABLE | DATA NOT AVAILABLE | DATA NOT AVAILABLE | DATA NOT AVAILABLE | DATA NOT AVAILABLE | DATA NOT AVAILABLE | DATA NOT AVAILABLE | DATA NOT AVAILABLE | DATA NOT AVAILABLE | DATA NOT AVAILABLE | DATA NOT AVAILABLE | DATA NOT AVAILABLE | NO | ACCEPTED TO CONNECT | DATA NOT AVAILABLE | DATA NOT AVAILABLE | DATA NOT AVAILABLE | DATA NOT AVAILABLE | DATA NOT AVAILABLE | DATA NOT AVAILABLE | 9.99 | 9.99 | 10.5158 | 0.3876 | 0.408 | 42706 | DATA NOT AVAILABLE | N | DATA NOT AVAILABLE | DATA NOT AVAILABLE | DATA NOT AVAILABLE | DATA NOT AVAILABLE | DATA NOT AVAILABLE | 44034
DATA NOT AVAILABLE | [5 empty] | DATA NOT AVAILABLE | DATA NOT AVAILABLE | LURG HILL WIND GENERATING STATION | LURG HILL WIND FARM | DATA NOT AVAILABLE | KEITH | MORAY | AB55 6NH | SCOTLAND | 350963 | 856430 | KEITH | DATA NOT APPLICABLE | KEITH GRID | 33 | SCOTTISH HYDRO ELECTRIC POWER DISTRIBUTION PLC | WIND | ONSHORE WIND TURBINES | NO | DATA NOT AVAILABLE | DATA NOT AVAILABLE | 15 | DATA NOT AVAILABLE | DATA NOT AVAILABLE | DATA NOT AVAILABLE | DATA NOT AVAILABLE | DATA NOT AVAILABLE | DATA NOT AVAILABLE | DATA NOT AVAILABLE | DATA NOT AVAILABLE | DATA NOT AVAILABLE | DATA NOT AVAILABLE | DATA NOT AVAILABLE | DATA NOT AVAILABLE | NO | ACCEPTED TO CONNECT | DATA NOT AVAILABLE | DATA NOT AVAILABLE | DATA NOT AVAILABLE | DATA NOT AVAILABLE | DATA NOT AVAILABLE | DATA NOT AVAILABLE | 15 | 15 | 15.7895 | 0.1425 | 0.15 | 43180 | DATA NOT AVAILABLE | N | DATA NOT AVAILABLE | DATA NOT AVAILABLE | DATA NOT AVAILABLE | DATA NOT AVAILABLE | DATA NOT AVAILABLE | 44034
DATA NOT AVAILABLE | [5 empty] | DATA NOT AVAILABLE | ORKNEY ISLANDS COUNCIL | HOY WIND FARM | HOY WIND FARM | HOY | ORKNEY | ORKNEY ISLANDS | KW16 3NW | SCOTLAND | 330521 | 994410 | DATA NOT AVAILABLE | DATA NOT APPLICABLE | DATA NOT AVAILABLE | EHV | SCOTTISH HYDRO ELECTRIC POWER DISTRIBUTION PLC | WIND | ONSHORE WIND TURBINES | NO | DATA NOT AVAILABLE | DATA NOT AVAILABLE | 66 | DATA NOT AVAILABLE | DATA NOT AVAILABLE | DATA NOT AVAILABLE | DATA NOT AVAILABLE | DATA NOT AVAILABLE | DATA NOT AVAILABLE | DATA NOT AVAILABLE | DATA NOT AVAILABLE | DATA NOT AVAILABLE | DATA NOT AVAILABLE | DATA NOT AVAILABLE | DATA NOT AVAILABLE | NO | ACCEPTED TO CONNECT | DATA NOT AVAILABLE | DATA NOT AVAILABLE | DATA NOT AVAILABLE | DATA NOT AVAILABLE | DATA NOT AVAILABLE | DATA NOT AVAILABLE | 66 | 66 | 69.4737 | 0.57 | 0.6 | 43298 | DATA NOT AVAILABLE | N | DATA NOT AVAILABLE | DATA NOT AVAILABLE | DATA NOT AVAILABLE | DATA NOT AVAILABLE | DATA NOT AVAILABLE | 44034
DATA NOT AVAILABLE | [5 empty] | DATA NOT AVAILABLE | ORKNEY ISLANDS COUNCIL | KIRKWALL PRIVATE WIRE - WIND & PV | KIRKWALL PRIVATE WIRE | KIRKWALL | ORKNEY | ORKNEY ISLANDS | KW15 1RR | SCOTLAND | 344226 | 1010909 | THURSO | DATA NOT APPLICABLE | KIRKWALL | 11 | SCOTTISH HYDRO ELECTRIC POWER DISTRIBUTION PLC | WIND | ONSHORE WIND TURBINES | NO | DATA NOT AVAILABLE | DATA NOT AVAILABLE | 7.5 | SOLAR | PHOTOVOLTAIC | DATA NOT AVAILABLE | DATA NOT AVAILABLE | DATA NOT AVAILABLE | 2.2105 | DATA NOT AVAILABLE | DATA NOT AVAILABLE | DATA NOT AVAILABLE | DATA NOT AVAILABLE | DATA NOT AVAILABLE | DATA NOT AVAILABLE | NO | ACCEPTED TO CONNECT | DATA NOT AVAILABLE | DATA NOT AVAILABLE | DATA NOT AVAILABLE | DATA NOT AVAILABLE | DATA NOT AVAILABLE | DATA NOT AVAILABLE | 7.5 | 7.5 | 7.8947 | 1.995 | 2.1 | 43299 | DATA NOT AVAILABLE | N | DATA NOT AVAILABLE | DATA NOT AVAILABLE | DATA NOT AVAILABLE | DATA NOT AVAILABLE | DATA NOT AVAILABLE | 44034
DATA NOT AVAILABLE | [5 empty] | DATA NOT AVAILABLE | LOCOGEN | DURRAN MAINS WIND RE-COST | DURRAN MAINS WIND | DURRAN MAINS | THURSO | HIGHLAND | KW14 8TE | SCOTLAND | 319319 | 963975 | THURSO | DATA NOT APPLICABLE | THURSO GRID | 33 | SCOTTISH HYDRO ELECTRIC POWER DISTRIBUTION PLC | WIND | ONSHORE WIND TURBINES | NO | DATA NOT AVAILABLE | DATA NOT AVAILABLE | 9.2 | DATA NOT AVAILABLE | DATA NOT AVAILABLE | DATA NOT AVAILABLE | DATA NOT AVAILABLE | DATA NOT AVAILABLE | DATA NOT AVAILABLE | DATA NOT AVAILABLE | DATA NOT AVAILABLE | DATA NOT AVAILABLE | DATA NOT AVAILABLE | DATA NOT AVAILABLE | DATA NOT AVAILABLE | DATA NOT AVAILABLE | ACCEPTED TO CONNECT | DATA NOT AVAILABLE | DATA NOT AVAILABLE | DATA NOT AVAILABLE | DATA NOT AVAILABLE | DATA NOT AVAILABLE | DATA NOT AVAILABLE | 9.2 | 9.2 | 9.6842 | 0.038 | 0.04 | 43406 | DATA NOT AVAILABLE | N | DATA NOT AVAILABLE | DATA NOT AVAILABLE | DATA NOT AVAILABLE | DATA NOT AVAILABLE | DATA NOT AVAILABLE | 44034
DATA NOT AVAILABLE | [5 empty] | DATA NOT AVAILABLE | BEN SCA WIND FARM LTD | BEN SCA WIND FARM | BEN SCA WIND FARM | DATA NOT AVAILABLE | DUNVEGAN | HIGHLAND | IV51 9PP | SCOTLAND | 134226 | 850869 | DUNVEGAN GRID | DATA NOT APPLICABLE | DUNVEGAN GRID | 33 | SCOTTISH HYDRO ELECTRIC POWER DISTRIBUTION PLC | WIND | ONSHORE WIND TURBINES | NO | DATA NOT AVAILABLE | DATA NOT AVAILABLE | 40.8 | DATA NOT AVAILABLE | DATA NOT AVAILABLE | DATA NOT AVAILABLE | DATA NOT AVAILABLE | DATA NOT AVAILABLE | DATA NOT AVAILABLE | DATA NOT AVAILABLE | DATA NOT AVAILABLE | DATA NOT AVAILABLE | DATA NOT AVAILABLE | DATA NOT AVAILABLE | DATA NOT AVAILABLE | DATA NOT AVAILABLE | ACCEPTED TO CONNECT | DATA NOT AVAILABLE | DATA NOT AVAILABLE | DATA NOT AVAILABLE | DATA NOT AVAILABLE | DATA NOT AVAILABLE | DATA NOT AVAILABLE | 40.8 | 40.8 | 42.9474 | 0.7125 | 0.75 | 43500 | DATA NOT AVAILABLE | N | DATA NOT AVAILABLE | DATA NOT AVAILABLE | DATA NOT AVAILABLE | DATA NOT AVAILABLE | DATA NOT AVAILABLE | 44034
DATA NOT AVAILABLE | [5 empty] | DATA NOT AVAILABLE | ABBEY ECOSSE LTD | CCM | BALMORE HOUSE | LAND TO THE EAST OF FORSS BUSINESS PARK BUSINESS & TECHNOLOGY PARK FORSS | THURSO | HIGHLAND | KW14 7UZ | SCOTLAND | 302297 | 969827 | DOUNREAY | DATA NOT APPLICABLE | DOUNREAY | 11 | SCOTTISH HYDRO ELECTRIC POWER DISTRIBUTION PLC | WIND | ONSHORE WIND TURBINES | NO | DATA NOT AVAILABLE | DATA NOT AVAILABLE | 10 | DATA NOT AVAILABLE | DATA NOT AVAILABLE | DATA NOT AVAILABLE | DATA NOT AVAILABLE | DATA NOT AVAILABLE | DATA NOT AVAILABLE | DATA NOT AVAILABLE | DATA NOT AVAILABLE | DATA NOT AVAILABLE | DATA NOT AVAILABLE | DATA NOT AVAILABLE | DATA NOT AVAILABLE | DATA NOT AVAILABLE | ACCEPTED TO CONNECT | DATA NOT AVAILABLE | DATA NOT AVAILABLE | DATA NOT AVAILABLE | DATA NOT AVAILABLE | DATA NOT AVAILABLE | DATA NOT AVAILABLE | 10 | 9.8 | 10.3158 | 0.019 | 0.02 | 43516 | DATA NOT AVAILABLE | N | DATA NOT AVAILABLE | DATA NOT AVAILABLE | DATA NOT AVAILABLE | DATA NOT AVAILABLE | DATA NOT AVAILABLE | 44034
DATA NOT AVAILABLE | [5 empty] | DATA NOT AVAILABLE | XERO ENERGY LIMITED | SANDWICK NORTH WIND GENERATING STATION | DATA NOT AVAILABLE | SANDWICK NORTH WIND GENERATING STATION SANDWICK | ISLE OF LEWIS | EILEAN SIAR | HS2 9JW | SCOTLAND | 138346 | 930501 | ARDMORE GRID | DATA NOT APPLICABLE | STORNOWAY GRID | 33 | SCOTTISH HYDRO ELECTRIC POWER DISTRIBUTION PLC | WIND | ONSHORE WIND TURBINES | NO | DATA NOT AVAILABLE | DATA NOT AVAILABLE | 5 | DATA NOT AVAILABLE | DATA NOT AVAILABLE | DATA NOT AVAILABLE | DATA NOT AVAILABLE | DATA NOT AVAILABLE | DATA NOT AVAILABLE | DATA NOT AVAILABLE | DATA NOT AVAILABLE | DATA NOT AVAILABLE | DATA NOT AVAILABLE | DATA NOT AVAILABLE | DATA NOT AVAILABLE | DATA NOT AVAILABLE | ACCEPTED TO CONNECT | DATA NOT AVAILABLE | DATA NOT AVAILABLE | DATA NOT AVAILABLE | DATA NOT AVAILABLE | DATA NOT AVAILABLE | DATA NOT AVAILABLE | 5 | 5 | 5.2632 | 0.2014 | 0.212 | 43509 | DATA NOT AVAILABLE | N | DATA NOT AVAILABLE | DATA NOT AVAILABLE | DATA NOT AVAILABLE | DATA NOT AVAILABLE | DATA NOT AVAILABLE | 44034
DATA NOT AVAILABLE | [5 empty] | DATA NOT AVAILABLE | DRUIM LEATHANN WINDFARM LIMITED | AUTH | TOLSTA WIND FARM | DATA NOT AVAILABLE | ISLE OF LEWIS | EILEAN SIAR | HS2 0NF | SCOTLAND | 153031 | 946563 | ARDMORE GRID | DATA NOT APPLICABLE | STORNOWAY GRID | 33 | SCOTTISH HYDRO ELECTRIC POWER DISTRIBUTION PLC | WIND | ONSHORE WIND TURBINES | NO | DATA NOT AVAILABLE | DATA NOT AVAILABLE | 49.7 | DATA NOT AVAILABLE | DATA NOT AVAILABLE | DATA NOT AVAILABLE | DATA NOT AVAILABLE | DATA NOT AVAILABLE | DATA NOT AVAILABLE | DATA NOT AVAILABLE | DATA NOT AVAILABLE | DATA NOT AVAILABLE | DATA NOT AVAILABLE | DATA NOT AVAILABLE | DATA NOT AVAILABLE | DATA NOT AVAILABLE | ACCEPTED TO CONNECT | DATA NOT AVAILABLE | DATA NOT AVAILABLE | DATA NOT AVAILABLE | DATA NOT AVAILABLE | DATA NOT AVAILABLE | DATA NOT AVAILABLE | 49.7 | 49.7 | 52.3158 | 0.2128 | 0.224 | 43474 | DATA NOT AVAILABLE | N | DATA NOT AVAILABLE | DATA NOT AVAILABLE | DATA NOT AVAILABLE | DATA NOT AVAILABLE | DATA NOT AVAILABLE | 44034
DATA NOT AVAILABLE | [5 empty] | DATA NOT AVAILABLE | XERO ENERGY LIMITED | AIGNISH | AIGNISH COMMUNITY WIND FARM | A859 | ISLE OF LEWIS | EILEAN SIAR | HS2 9JB | SCOTLAND | 139719 | 931395 | ARDMORE GRID | DATA NOT APPLICABLE | STORNOWAY GRID | 33 | SCOTTISH HYDRO ELECTRIC POWER DISTRIBUTION PLC | WIND | ONSHORE WIND TURBINES | NO | DATA NOT AVAILABLE | DATA NOT AVAILABLE | 10 | DATA NOT AVAILABLE | DATA NOT AVAILABLE | DATA NOT AVAILABLE | DATA NOT AVAILABLE | DATA NOT AVAILABLE | DATA NOT AVAILABLE | DATA NOT AVAILABLE | DATA NOT AVAILABLE | DATA NOT AVAILABLE | DATA NOT AVAILABLE | DATA NOT AVAILABLE | DATA NOT AVAILABLE | DATA NOT AVAILABLE | ACCEPTED TO CONNECT | DATA NOT AVAILABLE | DATA NOT AVAILABLE | DATA NOT AVAILABLE | DATA NOT AVAILABLE | DATA NOT AVAILABLE | DATA NOT AVAILABLE | 10 | 10 | 10.5263 | 0.4028 | 0.424 | 43523 | DATA NOT AVAILABLE | N | DATA NOT AVAILABLE | DATA NOT AVAILABLE | DATA NOT AVAILABLE | DATA NOT AVAILABLE | DATA NOT AVAILABLE | 44034
DATA NOT AVAILABLE | [5 empty] | DATA NOT AVAILABLE | RES LIMITED | GLEAN EOGHAINN WIND | GLEAN EOGHAINN WIND | EAST OF DUNVEGAN DUNVEGAN | ISLE OF SKYE | HIGHLAND | IV55 8GS | SCOTLAND | 127339 | 848016 | DUNVEGAN GRID | DATA NOT APPLICABLE | DUNVEGAN GRID | 33 | SCOTTISH HYDRO ELECTRIC POWER DISTRIBUTION PLC | WIND | ONSHORE WIND TURBINES | NO | DATA NOT AVAILABLE | DATA NOT AVAILABLE | 35 | DATA NOT AVAILABLE | DATA NOT AVAILABLE | DATA NOT AVAILABLE | DATA NOT AVAILABLE | DATA NOT AVAILABLE | DATA NOT AVAILABLE | DATA NOT AVAILABLE | DATA NOT AVAILABLE | DATA NOT AVAILABLE | DATA NOT AVAILABLE | DATA NOT AVAILABLE | DATA NOT AVAILABLE | DATA NOT AVAILABLE | ACCEPTED TO CONNECT | DATA NOT AVAILABLE | DATA NOT AVAILABLE | DATA NOT AVAILABLE | DATA NOT AVAILABLE | DATA NOT AVAILABLE | DATA NOT AVAILABLE | 35 | 25 | 26.3158 | 10.0035 | 10.53 | 43553 | DATA NOT AVAILABLE | N | DATA NOT AVAILABLE | DATA NOT AVAILABLE | DATA NOT AVAILABLE | DATA NOT AVAILABLE | DATA NOT AVAILABLE | 44034
DATA NOT AVAILABLE | [5 empty] | DATA NOT AVAILABLE | TNEI SERVICES LTD. | BERRY BURN EXTENSION WIND FARM | BERRY BURN EXTENSION WIND FARM | ALTYRE ESTATE | FORRES | MORAY | IV36 2QH | SCOTLAND | 302547 | 845737 | BERRYBURN GRID | DATA NOT APPLICABLE | BERRYBURN GRID | 33 | SCOTTISH HYDRO ELECTRIC POWER DISTRIBUTION PLC | WIND | ONSHORE WIND TURBINES | NO | DATA NOT AVAILABLE | DATA NOT AVAILABLE | 19.4 | DATA NOT AVAILABLE | DATA NOT AVAILABLE | DATA NOT AVAILABLE | DATA NOT AVAILABLE | DATA NOT AVAILABLE | DATA NOT AVAILABLE | DATA NOT AVAILABLE | DATA NOT AVAILABLE | DATA NOT AVAILABLE | DATA NOT AVAILABLE | DATA NOT AVAILABLE | DATA NOT AVAILABLE | DATA NOT AVAILABLE | ACCEPTED TO CONNECT | DATA NOT AVAILABLE | DATA NOT AVAILABLE | DATA NOT AVAILABLE | DATA NOT AVAILABLE | DATA NOT AVAILABLE | DATA NOT AVAILABLE | 19.4 | 19.4 | 20.4211 | 0.2679 | 0.282 | 43634 | DATA NOT AVAILABLE | N | DATA NOT AVAILABLE | DATA NOT AVAILABLE | DATA NOT AVAILABLE | DATA NOT AVAILABLE | DATA NOT AVAILABLE | 44034
DATA NOT AVAILABLE | [5 empty] | DATA NOT AVAILABLE | VATTENFALL WIND POWER LTD | CLASHINDARROCH WIND FARM 2 - ADDCAP | CLASHINDARROCH WIND FARM 2 | DATA NOT AVAILABLE | HUNTLY | ABERDEENSHIRE | AB54 4YL | SCOTLAND | 342767 | 835445 | CAIRNFORD | DATA NOT APPLICABLE | CAIRNFORD | 33 | SCOTTISH HYDRO ELECTRIC POWER DISTRIBUTION PLC | WIND | ONSHORE WIND TURBINES | NO | DATA NOT AVAILABLE | DATA NOT AVAILABLE | 77 | DATA NOT AVAILABLE | DATA NOT AVAILABLE | DATA NOT AVAILABLE | DATA NOT AVAILABLE | DATA NOT AVAILABLE | DATA NOT AVAILABLE | DATA NOT AVAILABLE | DATA NOT AVAILABLE | DATA NOT AVAILABLE | DATA NOT AVAILABLE | DATA NOT AVAILABLE | DATA NOT AVAILABLE | DATA NOT AVAILABLE | ACCEPTED TO CONNECT | DATA NOT AVAILABLE | DATA NOT AVAILABLE | DATA NOT AVAILABLE | DATA NOT AVAILABLE | DATA NOT AVAILABLE | DATA NOT AVAILABLE | 77 | 77 | 81.0526 | 2.1945 | 2.31 | 43609 | DATA NOT AVAILABLE | N | DATA NOT AVAILABLE | DATA NOT AVAILABLE | DATA NOT AVAILABLE | DATA NOT AVAILABLE | DATA NOT AVAILABLE | 44034
DATA NOT AVAILABLE | [5 empty] | DATA NOT AVAILABLE | DATA NOT AVAILABLE | CORNABO - WIND | CORNABO WIND | MONYMUSK | INVERURIE | ABERDEENSHIRE | AB51 7JL | SCOTLAND | 365728 | 818361 | TARLAND | DATA NOT APPLICABLE | WHITEHOUSE | 11 | SCOTTISH HYDRO ELECTRIC POWER DISTRIBUTION PLC | WIND | ONSHORE WIND TURBINES | NO | DATA NOT AVAILABLE | DATA NOT AVAILABLE | 2.4 | DATA NOT AVAILABLE | DATA NOT AVAILABLE | DATA NOT AVAILABLE | DATA NOT AVAILABLE | DATA NOT AVAILABLE | DATA NOT AVAILABLE | DATA NOT AVAILABLE | DATA NOT AVAILABLE | DATA NOT AVAILABLE | DATA NOT AVAILABLE | DATA NOT AVAILABLE | DATA NOT AVAILABLE | DATA NOT AVAILABLE | ACCEPTED TO CONNECT | DATA NOT AVAILABLE | DATA NOT AVAILABLE | DATA NOT AVAILABLE | DATA NOT AVAILABLE | DATA NOT AVAILABLE | DATA NOT AVAILABLE | 2.4 | 2.4 | 2.5263 | 0.0171 | 0.018 | 43692 | DATA NOT AVAILABLE | N | DATA NOT AVAILABLE | DATA NOT AVAILABLE | DATA NOT AVAILABLE | DATA NOT AVAILABLE | DATA NOT AVAILABLE | 44034
DATA NOT AVAILABLE | [5 empty] | DATA NOT AVAILABLE | RENEWABLE ENERGY SYSTEMS LIMITED | HILL OF TOWIE 2 WIND FARM | HILL OF TOWIE 2 WIND FARM | MORAY | ELGIN | MORAY | AB55 5JE | SCOTLAND | 337623 | 844262 | KEITH | DATA NOT APPLICABLE | KEITH GRID | 33 | SCOTTISH HYDRO ELECTRIC POWER DISTRIBUTION PLC | WIND | ONSHORE WIND TURBINES | NO | DATA NOT AVAILABLE | DATA NOT AVAILABLE | 36 | DATA NOT AVAILABLE | DATA NOT AVAILABLE | DATA NOT AVAILABLE | DATA NOT AVAILABLE | DATA NOT AVAILABLE | DATA NOT AVAILABLE | DATA NOT AVAILABLE | DATA NOT AVAILABLE | DATA NOT AVAILABLE | DATA NOT AVAILABLE | DATA NOT AVAILABLE | DATA NOT AVAILABLE | DATA NOT AVAILABLE | ACCEPTED TO CONNECT | DATA NOT AVAILABLE | DATA NOT AVAILABLE | DATA NOT AVAILABLE | DATA NOT AVAILABLE | DATA NOT AVAILABLE | DATA NOT AVAILABLE | 36 | 36 | 37.8947 | 0.02185 | 0.023 | 43608 | DATA NOT AVAILABLE | N | DATA NOT AVAILABLE | DATA NOT AVAILABLE | DATA NOT AVAILABLE | DATA NOT AVAILABLE | DATA NOT AVAILABLE | 44034
DATA NOT AVAILABLE | [5 empty] | DATA NOT AVAILABLE | EDF ENERGY RENEWABLES LTD | CRAIGTON & SPITTALHILL WIND | CRAIGTON & SPITTALHILL WIND | CRAIGTON & SPITTALHILL WIND (REQUOTE) FINTRY | GLASGOW | STIRLING | DATA NOT AVAILABLE | SCOTLAND | DATA NOT AVAILABLE | DATA NOT AVAILABLE | STRATHLEVEN | DATA NOT APPLICABLE | STRATHLEVEN | 33 | SCOTTISH HYDRO ELECTRIC POWER DISTRIBUTION PLC | WIND | ONSHORE WIND TURBINES | NO | DATA NOT AVAILABLE | DATA NOT AVAILABLE | 21 | DATA NOT AVAILABLE | DATA NOT AVAILABLE | DATA NOT AVAILABLE | DATA NOT AVAILABLE | DATA NOT AVAILABLE | DATA NOT AVAILABLE | DATA NOT AVAILABLE | DATA NOT AVAILABLE | DATA NOT AVAILABLE | DATA NOT AVAILABLE | DATA NOT AVAILABLE | DATA NOT AVAILABLE | DATA NOT AVAILABLE | ACCEPTED TO CONNECT | DATA NOT AVAILABLE | DATA NOT AVAILABLE | DATA NOT AVAILABLE | DATA NOT AVAILABLE | DATA NOT AVAILABLE | DATA NOT AVAILABLE | 21 | 21 | 22.1053 | 0.665 | 0.7 | 43637 | DATA NOT AVAILABLE | N | DATA NOT AVAILABLE | DATA NOT AVAILABLE | DATA NOT AVAILABLE | DATA NOT AVAILABLE | DATA NOT AVAILABLE | 44034
DATA NOT AVAILABLE | [5 empty] | DATA NOT AVAILABLE | DATA NOT AVAILABLE | BEINN THULABAIGH WIND | BEINN THULABAIGH WIND TURBINE | PENTLAND ROAD STORNOWAY | WESTERN ISLES | EILEAN SIAR | HS2 0DJ | SCOTLAND | 140476 | 933999 | ARDMORE GRID | DATA NOT APPLICABLE | STORNOWAY GRID | 33 | SCOTTISH HYDRO ELECTRIC POWER DISTRIBUTION PLC | WIND | ONSHORE WIND TURBINES | NO | DATA NOT AVAILABLE | DATA NOT AVAILABLE | 6 | DATA NOT AVAILABLE | DATA NOT AVAILABLE | DATA NOT AVAILABLE | DATA NOT AVAILABLE | DATA NOT AVAILABLE | DATA NOT AVAILABLE | DATA NOT AVAILABLE | DATA NOT AVAILABLE | DATA NOT AVAILABLE | DATA NOT AVAILABLE | DATA NOT AVAILABLE | DATA NOT AVAILABLE | DATA NOT AVAILABLE | ACCEPTED TO CONNECT | DATA NOT AVAILABLE | DATA NOT AVAILABLE | DATA NOT AVAILABLE | DATA NOT AVAILABLE | DATA NOT AVAILABLE | DATA NOT AVAILABLE | 6 | 6 | 6.3158 | 0.02755 | 0.029 | 43626 | DATA NOT AVAILABLE | N | DATA NOT AVAILABLE | DATA NOT AVAILABLE | DATA NOT AVAILABLE | DATA NOT AVAILABLE | DATA NOT AVAILABLE | 44034
DATA NOT AVAILABLE | [5 empty] | DATA NOT AVAILABLE | SAC CONSULTING | BRACKENHILLS WIND (RECOST) | BRACKENHILLS WIND | CORNHILL | BANFF | ABERDEENSHIRE | AB45 2BD | SCOTLAND | 357812 | 859394 | MACDUFF | DATA NOT APPLICABLE | MACDUFF GRID | 33 | SCOTTISH HYDRO ELECTRIC POWER DISTRIBUTION PLC | WIND | ONSHORE WIND TURBINES | NO | DATA NOT AVAILABLE | DATA NOT AVAILABLE | 2.3 | DATA NOT AVAILABLE | DATA NOT AVAILABLE | DATA NOT AVAILABLE | DATA NOT AVAILABLE | DATA NOT AVAILABLE | DATA NOT AVAILABLE | DATA NOT AVAILABLE | DATA NOT AVAILABLE | DATA NOT AVAILABLE | DATA NOT AVAILABLE | DATA NOT AVAILABLE | DATA NOT AVAILABLE | DATA NOT AVAILABLE | ACCEPTED TO CONNECT | DATA NOT AVAILABLE | DATA NOT AVAILABLE | DATA NOT AVAILABLE | DATA NOT AVAILABLE | DATA NOT AVAILABLE | DATA NOT AVAILABLE | 2.3 | 2.3 | 2.4211 | 0.0228 | 0.024 | 43698 | DATA NOT AVAILABLE | N | DATA NOT AVAILABLE | DATA NOT AVAILABLE | DATA NOT AVAILABLE | DATA NOT AVAILABLE | DATA NOT AVAILABLE | 44034
DATA NOT AVAILABLE | [5 empty] | DATA NOT AVAILABLE | TNEI SERVICES | ACKRON WIND FARM | ACKRON WIND FARM | GOLVAL FORSINARD | FORSINARD | HIGHLAND | KW13 6YT | SCOTLAND | 289664 | 952932 | DOUNREAY | DATA NOT APPLICABLE | DOUNREAY | 11 | SCOTTISH HYDRO ELECTRIC POWER DISTRIBUTION PLC | WIND | ONSHORE WIND TURBINES | NO | DATA NOT AVAILABLE | DATA NOT AVAILABLE | 50.4 | DATA NOT AVAILABLE | DATA NOT AVAILABLE | DATA NOT AVAILABLE | DATA NOT AVAILABLE | DATA NOT AVAILABLE | DATA NOT AVAILABLE | DATA NOT AVAILABLE | DATA NOT AVAILABLE | DATA NOT AVAILABLE | DATA NOT AVAILABLE | DATA NOT AVAILABLE | DATA NOT AVAILABLE | DATA NOT AVAILABLE | ACCEPTED TO CONNECT | DATA NOT AVAILABLE | DATA NOT AVAILABLE | DATA NOT AVAILABLE | DATA NOT AVAILABLE | DATA NOT AVAILABLE | DATA NOT AVAILABLE | 50.4 | 49.9 | 52.5263 | 0.5928 | 0.624 | 45463 | DATA NOT AVAILABLE | N | DATA NOT AVAILABLE | DATA NOT AVAILABLE | DATA NOT AVAILABLE | DATA NOT AVAILABLE | DATA NOT AVAILABLE | 44034
DATA NOT AVAILABLE | [5 empty] | DATA NOT AVAILABLE | LINDSAY MCGROW | EDINTORE 2 WIND FARM (CAIRDS WOOD) - WIND | EDINTORE 2 WIND FARM (CAIRDS WOOD) | DATA NOT AVAILABLE | KEITH | MORAY | AB55 5FF | SCOTLAND | 343101 | 850667 | KEITH | DATA NOT APPLICABLE | KEITH GRID | 33 | SCOTTISH HYDRO ELECTRIC POWER DISTRIBUTION PLC | WIND | ONSHORE WIND TURBINES | NO | DATA NOT AVAILABLE | DATA NOT AVAILABLE | 16.8 | DATA NOT AVAILABLE | DATA NOT AVAILABLE | DATA NOT AVAILABLE | DATA NOT AVAILABLE | DATA NOT AVAILABLE | DATA NOT AVAILABLE | DATA NOT AVAILABLE | DATA NOT AVAILABLE | DATA NOT AVAILABLE | DATA NOT AVAILABLE | DATA NOT AVAILABLE | DATA NOT AVAILABLE | DATA NOT AVAILABLE | ACCEPTED TO CONNECT | DATA NOT AVAILABLE | DATA NOT AVAILABLE | DATA NOT AVAILABLE | DATA NOT AVAILABLE | DATA NOT AVAILABLE | DATA NOT AVAILABLE | 16.8 | 16.8 | 17.6842 | 0.52632 | 0.5 | 44686 | DATA NOT AVAILABLE | N | DATA NOT AVAILABLE | DATA NOT AVAILABLE | DATA NOT AVAILABLE | DATA NOT AVAILABLE | DATA NOT AVAILABLE | 44719
DATA NOT AVAILABLE | [5 empty] | DATA NOT AVAILABLE | ORKNEY SUSTAINABLE ENERGY LTD | WITH CCM | HAMMARS HILL B WIND ORKNEY CONSORTIA | SAVISGARTH EVIE | ORKNEY | ORKNEY ISLANDS | KW17 2PQ | SCOTLAND | 338644 | 1023698 | DATA NOT AVAILABLE | DATA NOT APPLICABLE | DATA NOT AVAILABLE | EHV | SCOTTISH HYDRO ELECTRIC POWER DISTRIBUTION PLC | WIND | ONSHORE WIND TURBINES | NO | DATA NOT AVAILABLE | DATA NOT AVAILABLE | 8.4 | DATA NOT AVAILABLE | DATA NOT AVAILABLE | DATA NOT AVAILABLE | DATA NOT AVAILABLE | DATA NOT AVAILABLE | DATA NOT AVAILABLE | DATA NOT AVAILABLE | DATA NOT AVAILABLE | DATA NOT AVAILABLE | DATA NOT AVAILABLE | DATA NOT AVAILABLE | DATA NOT AVAILABLE | DATA NOT AVAILABLE | ACCEPTED TO CONNECT | DATA NOT AVAILABLE | DATA NOT AVAILABLE | DATA NOT AVAILABLE | DATA NOT AVAILABLE | DATA NOT AVAILABLE | DATA NOT AVAILABLE | 8.4 | 8.4 | 8.8421 | 0.67165 | 0.707 | 44533 | DATA NOT AVAILABLE | N | DATA NOT AVAILABLE | DATA NOT AVAILABLE | DATA NOT AVAILABLE | DATA NOT AVAILABLE | DATA NOT AVAILABLE | 44105
DATA NOT AVAILABLE | [5 empty] | DATA NOT AVAILABLE | GREEN CAT RENEWABLES LTD | BINN FARM - WIND (ADD CAP) | BINN FARM | GLENFARG | PERTH | PERTHSHIRE AND KINROSS | PH2 9PX | SCOTLAND | 317233 | 713295 | ABERNETHY | DATA NOT APPLICABLE | ABERNETHY GRID | 33 | SCOTTISH HYDRO ELECTRIC POWER DISTRIBUTION PLC | WIND | ONSHORE WIND TURBINES | NO | DATA NOT AVAILABLE | DATA NOT AVAILABLE | 2.35 | DATA NOT AVAILABLE | DATA NOT AVAILABLE | DATA NOT AVAILABLE | DATA NOT AVAILABLE | DATA NOT AVAILABLE | DATA NOT AVAILABLE | DATA NOT AVAILABLE | DATA NOT AVAILABLE | DATA NOT AVAILABLE | DATA NOT AVAILABLE | DATA NOT AVAILABLE | DATA NOT AVAILABLE | DATA NOT AVAILABLE | ACCEPTED TO CONNECT | DATA NOT AVAILABLE | DATA NOT AVAILABLE | DATA NOT AVAILABLE | DATA NOT AVAILABLE | DATA NOT AVAILABLE | DATA NOT AVAILABLE | 2.35 | 2.35 | 2.4737 | 0.01425 | 0.015 | 43790 | DATA NOT AVAILABLE | N | DATA NOT AVAILABLE | DATA NOT AVAILABLE | DATA NOT AVAILABLE | DATA NOT AVAILABLE | DATA NOT AVAILABLE | 44034
DATA NOT AVAILABLE | [5 empty] | DATA NOT AVAILABLE | ESB ENGINEERING & MAJOR PROJECTS | WEST TORRISDALE - WIND | WEST TORRISDALE | KINTYRE | CAMPBELTOWN | ARGYLL AND BUTE | PA28 6QT | SCOTLAND | 179349 | 636137 | CARRADALE | DATA NOT APPLICABLE | CARRADALE GRID | 33 | SCOTTISH HYDRO ELECTRIC POWER DISTRIBUTION PLC | WIND | ONSHORE WIND TURBINES | NO | DATA NOT AVAILABLE | DATA NOT AVAILABLE | 50 | DATA NOT AVAILABLE | DATA NOT AVAILABLE | DATA NOT AVAILABLE | DATA NOT AVAILABLE | DATA NOT AVAILABLE | DATA NOT AVAILABLE | DATA NOT AVAILABLE | DATA NOT AVAILABLE | DATA NOT AVAILABLE | DATA NOT AVAILABLE | DATA NOT AVAILABLE | DATA NOT AVAILABLE | DATA NOT AVAILABLE | ACCEPTED TO CONNECT | DATA NOT AVAILABLE | DATA NOT AVAILABLE | DATA NOT AVAILABLE | DATA NOT AVAILABLE | DATA NOT AVAILABLE | DATA NOT AVAILABLE | 50 | 50 | 52.6316 | 0.76 | 0.8 | 43857 | DATA NOT AVAILABLE | N | DATA NOT AVAILABLE | DATA NOT AVAILABLE | DATA NOT AVAILABLE | DATA NOT AVAILABLE | DATA NOT AVAILABLE | 44034
DATA NOT AVAILABLE | [5 empty] | DATA NOT AVAILABLE | INNOGY RENEWABLES UK LTD | WITH CCM | STEMSTER WIND FARM | DATA NOT AVAILABLE | CAITHNESS | HIGHLAND | KW5 6DX | SCOTLAND | 317987 | 942705 | MYBSTER | DATA NOT APPLICABLE | DATA NOT AVAILABLE | EHV | SCOTTISH HYDRO ELECTRIC POWER DISTRIBUTION PLC | WIND | ONSHORE WIND TURBINES | NO | DATA NOT AVAILABLE | DATA NOT AVAILABLE | 55 | DATA NOT AVAILABLE | DATA NOT AVAILABLE | DATA NOT AVAILABLE | DATA NOT AVAILABLE | DATA NOT AVAILABLE | DATA NOT AVAILABLE | DATA NOT AVAILABLE | DATA NOT AVAILABLE | DATA NOT AVAILABLE | DATA NOT AVAILABLE | DATA NOT AVAILABLE | DATA NOT AVAILABLE | DATA NOT AVAILABLE | ACCEPTED TO CONNECT | DATA NOT AVAILABLE | DATA NOT AVAILABLE | DATA NOT AVAILABLE | DATA NOT AVAILABLE | DATA NOT AVAILABLE | DATA NOT AVAILABLE | 55 | 55 | 57.8947 | 0.095 | 0.1 | 43838 | DATA NOT AVAILABLE | N | DATA NOT AVAILABLE | DATA NOT AVAILABLE | DATA NOT AVAILABLE | DATA NOT AVAILABLE | DATA NOT AVAILABLE | 44034
DATA NOT AVAILABLE | [5 empty] | DATA NOT AVAILABLE | TNEI SERVICES LTD | PAULS HILL II WIND FARM ADDCAP | PAULS HILL II WIND FARM | DATA NOT AVAILABLE | ELGIN | MORAY | DATA NOT AVAILABLE | SCOTLAND | DATA NOT AVAILABLE | DATA NOT AVAILABLE | GLENFARCLAS | DATA NOT APPLICABLE | PAULS HILL WINDFARM | 33 | SCOTTISH HYDRO ELECTRIC POWER DISTRIBUTION PLC | WIND | ONSHORE WIND TURBINES | NO | DATA NOT AVAILABLE | DATA NOT AVAILABLE | 21 | DATA NOT AVAILABLE | DATA NOT AVAILABLE | DATA NOT AVAILABLE | DATA NOT AVAILABLE | DATA NOT AVAILABLE | DATA NOT AVAILABLE | DATA NOT AVAILABLE | DATA NOT AVAILABLE | DATA NOT AVAILABLE | DATA NOT AVAILABLE | DATA NOT AVAILABLE | DATA NOT AVAILABLE | DATA NOT AVAILABLE | ACCEPTED TO CONNECT | DATA NOT AVAILABLE | DATA NOT AVAILABLE | DATA NOT AVAILABLE | DATA NOT AVAILABLE | DATA NOT AVAILABLE | DATA NOT AVAILABLE | 21 | 21 | 22.1053 | 0.475 | 0.5 | 43979 | DATA NOT AVAILABLE | N | DATA NOT AVAILABLE | DATA NOT AVAILABLE | DATA NOT AVAILABLE | DATA NOT AVAILABLE | DATA NOT AVAILABLE | 44034
DATA NOT AVAILABLE | [5 empty] | DATA NOT AVAILABLE | XERO ENERGY LIMITED | WITH CCM | BRAELANGWELL WIND FARM | LANGWELL MOOR | ARDGAY | HIGHLAND | IV24 3BP | SCOTLAND | 254888 | 891457 | SHIN | DATA NOT APPLICABLE | SHIN GRID | 33 | SCOTTISH HYDRO ELECTRIC POWER DISTRIBUTION PLC | WIND | ONSHORE WIND TURBINES | NO | DATA NOT AVAILABLE | DATA NOT AVAILABLE | 69 | DATA NOT AVAILABLE | DATA NOT AVAILABLE | DATA NOT AVAILABLE | DATA NOT AVAILABLE | DATA NOT AVAILABLE | DATA NOT AVAILABLE | DATA NOT AVAILABLE | DATA NOT AVAILABLE | DATA NOT AVAILABLE | DATA NOT AVAILABLE | DATA NOT AVAILABLE | DATA NOT AVAILABLE | DATA NOT AVAILABLE | ACCEPTED TO CONNECT | DATA NOT AVAILABLE | DATA NOT AVAILABLE | DATA NOT AVAILABLE | DATA NOT AVAILABLE | DATA NOT AVAILABLE | DATA NOT AVAILABLE | 69 | 68 | 71.5789 | 1.9 | 2 | 43872 | DATA NOT AVAILABLE | N | DATA NOT AVAILABLE | DATA NOT AVAILABLE | DATA NOT AVAILABLE | DATA NOT AVAILABLE | DATA NOT AVAILABLE | 44034
DATA NOT AVAILABLE | [5 empty] | DATA NOT AVAILABLE | MUIRDEN ENERGY LLP | COGLE MOSS WIND | COGLE MOSS WIND | B874 | WICK | HIGHLAND | KW1 5UL | SCOTLAND | 326226 | 956038 | MYBSTER | DATA NOT APPLICABLE | MYBSTER GRID | 33 | SCOTTISH HYDRO ELECTRIC POWER DISTRIBUTION PLC | WIND | ONSHORE WIND TURBINES | NO | DATA NOT AVAILABLE | DATA NOT AVAILABLE | 36 | DATA NOT AVAILABLE | DATA NOT AVAILABLE | DATA NOT AVAILABLE | DATA NOT AVAILABLE | DATA NOT AVAILABLE | DATA NOT AVAILABLE | DATA NOT AVAILABLE | DATA NOT AVAILABLE | DATA NOT AVAILABLE | DATA NOT AVAILABLE | DATA NOT AVAILABLE | DATA NOT AVAILABLE | DATA NOT AVAILABLE | ACCEPTED TO CONNECT | DATA NOT AVAILABLE | DATA NOT AVAILABLE | DATA NOT AVAILABLE | DATA NOT AVAILABLE | DATA NOT AVAILABLE | DATA NOT AVAILABLE | 36 | 36 | 37.8947 | 0.38 | 0.4 | 43854 | DATA NOT AVAILABLE | N | DATA NOT AVAILABLE | DATA NOT AVAILABLE | DATA NOT AVAILABLE | DATA NOT AVAILABLE | DATA NOT AVAILABLE | 44034
DATA NOT AVAILABLE | [5 empty] | DATA NOT AVAILABLE | NATURAL POWER CONSULTANTS LTD | ROTHES III WIND FARM | ROTHES III WIND FARM | ROTHES | ABERLOUR | MORAY | DATA NOT AVAILABLE | SCOTLAND | DATA NOT AVAILABLE | DATA NOT AVAILABLE | DALLAS | DATA NOT APPLICABLE | DALLAS | 0.4 | SCOTTISH HYDRO ELECTRIC POWER DISTRIBUTION PLC | WIND | ONSHORE WIND TURBINES | NO | DATA NOT AVAILABLE | DATA NOT AVAILABLE | 23 | DATA NOT AVAILABLE | DATA NOT AVAILABLE | DATA NOT AVAILABLE | DATA NOT AVAILABLE | DATA NOT AVAILABLE | DATA NOT AVAILABLE | DATA NOT AVAILABLE | DATA NOT AVAILABLE | DATA NOT AVAILABLE | DATA NOT AVAILABLE | DATA NOT AVAILABLE | DATA NOT AVAILABLE | DATA NOT AVAILABLE | ACCEPTED TO CONNECT | DATA NOT AVAILABLE | DATA NOT AVAILABLE | DATA NOT AVAILABLE | DATA NOT AVAILABLE | DATA NOT AVAILABLE | DATA NOT AVAILABLE | 23 | 23 | 24.2105 | 0.285 | 0.3 | 43962 | DATA NOT AVAILABLE | N | DATA NOT AVAILABLE | DATA NOT AVAILABLE | DATA NOT AVAILABLE | DATA NOT AVAILABLE | DATA NOT AVAILABLE | 44034
DATA NOT AVAILABLE | [5 empty] | DATA NOT AVAILABLE | REG STRATH TIRRY LTD | DG LAIRG | DATA NOT AVAILABLE | STRATH TIRRY ENERGY PARK A836 LAIRG | LAIRG | HIGHLAND | IV27 4DN | SCOTLAND | 255995 | 912324 | LAIRG | DATA NOT APPLICABLE | LAIRG GRID | 33 | SCOTTISH HYDRO ELECTRIC POWER DISTRIBUTION PLC | WIND | ONSHORE WIND TURBINES | NO | DATA NOT AVAILABLE | DATA NOT AVAILABLE | 34.8 | DATA NOT AVAILABLE | DATA NOT AVAILABLE | DATA NOT AVAILABLE | DATA NOT AVAILABLE | DATA NOT AVAILABLE | DATA NOT AVAILABLE | DATA NOT AVAILABLE | DATA NOT AVAILABLE | DATA NOT AVAILABLE | DATA NOT AVAILABLE | DATA NOT AVAILABLE | DATA NOT AVAILABLE | DATA NOT AVAILABLE | ACCEPTED TO CONNECT | DATA NOT AVAILABLE | DATA NOT AVAILABLE | DATA NOT AVAILABLE | DATA NOT AVAILABLE | DATA NOT AVAILABLE | DATA NOT AVAILABLE | 34.8 | 34.8 | 36.6316 | 6.0088 | 6.325 | 43914 | DATA NOT AVAILABLE | N | DATA NOT AVAILABLE | DATA NOT AVAILABLE | DATA NOT AVAILABLE | DATA NOT AVAILABLE | DATA NOT AVAILABLE | 44034
DATA NOT AVAILABLE | [5 empty] | DATA NOT AVAILABLE | TNEI SERVICES | DGNE WIND 37.8MW EXPORT 0.282MW IMPORT | BERRY BURN EXTENSION | ALTYRE ESTATE | FORRES | MORAY | IV36 2QH | SCOTLAND | 302547 | 845737 | BERRYBURN GRID | DATA NOT APPLICABLE | BERRYBURN GRID | 33 | SCOTTISH HYDRO ELECTRIC POWER DISTRIBUTION PLC | WIND | ONSHORE WIND TURBINES | NO | DATA NOT AVAILABLE | DATA NOT AVAILABLE | 37.8 | DATA NOT AVAILABLE | DATA NOT AVAILABLE | DATA NOT AVAILABLE | DATA NOT AVAILABLE | DATA NOT AVAILABLE | DATA NOT AVAILABLE | DATA NOT AVAILABLE | DATA NOT AVAILABLE | DATA NOT AVAILABLE | DATA NOT AVAILABLE | DATA NOT AVAILABLE | DATA NOT AVAILABLE | DATA NOT AVAILABLE | ACCEPTED TO CONNECT | DATA NOT AVAILABLE | DATA NOT AVAILABLE | DATA NOT AVAILABLE | DATA NOT AVAILABLE | DATA NOT AVAILABLE | DATA NOT AVAILABLE | 37.8 | 37.8 | 39.7895 | 0.29684 | 0.282 | 44111 | DATA NOT AVAILABLE | N | DATA NOT AVAILABLE | DATA NOT AVAILABLE | DATA NOT AVAILABLE | DATA NOT AVAILABLE | DATA NOT AVAILABLE | 44137
DATA NOT AVAILABLE | [5 empty] | DATA NOT AVAILABLE | TNEI SERVICES LTD | ORKNEY COMMUNITY WIND FARM PROJECT | ORKNEY COMMUNITY WIND FARM PROJECT | KIRKWALL | KIRKWALL | ORKNEY ISLANDS | KW15 1TX | SCOTLAND | 339623 | 1012305 | THURSO | DATA NOT APPLICABLE | DATA NOT AVAILABLE | EHV | SCOTTISH HYDRO ELECTRIC POWER DISTRIBUTION PLC | WIND | ONSHORE WIND TURBINES | NO | DATA NOT AVAILABLE | DATA NOT AVAILABLE | 30 | DATA NOT AVAILABLE | DATA NOT AVAILABLE | DATA NOT AVAILABLE | DATA NOT AVAILABLE | DATA NOT AVAILABLE | DATA NOT AVAILABLE | DATA NOT AVAILABLE | DATA NOT AVAILABLE | DATA NOT AVAILABLE | DATA NOT AVAILABLE | DATA NOT AVAILABLE | DATA NOT AVAILABLE | DATA NOT AVAILABLE | ACCEPTED TO CONNECT | DATA NOT AVAILABLE | DATA NOT AVAILABLE | DATA NOT AVAILABLE | DATA NOT AVAILABLE | DATA NOT AVAILABLE | DATA NOT AVAILABLE | 30 | 30 | 31.5789 | 0.16632 | 0.158 | 44131 | DATA NOT AVAILABLE | N | DATA NOT AVAILABLE | DATA NOT AVAILABLE | DATA NOT AVAILABLE | DATA NOT AVAILABLE | DATA NOT AVAILABLE | 44137
DATA NOT AVAILABLE | [5 empty] | DATA NOT AVAILABLE | TNEI SERVICES LTD | ORKNEY COMMUNITY WIND FARM - HOY | ORKNEY COMMUNITY WIND FARM - HOY | LYNESS | STROMNESS | ORKNEY ISLANDS | KW16 3NU | SCOTLAND | 330177 | 995553 | THURSO | DATA NOT APPLICABLE | DATA NOT AVAILABLE | EHV | SCOTTISH HYDRO ELECTRIC POWER DISTRIBUTION PLC | WIND | ONSHORE WIND TURBINES | NO | DATA NOT AVAILABLE | DATA NOT AVAILABLE | 30 | DATA NOT AVAILABLE | DATA NOT AVAILABLE | DATA NOT AVAILABLE | DATA NOT AVAILABLE | DATA NOT AVAILABLE | DATA NOT AVAILABLE | DATA NOT AVAILABLE | DATA NOT AVAILABLE | DATA NOT AVAILABLE | DATA NOT AVAILABLE | DATA NOT AVAILABLE | DATA NOT AVAILABLE | DATA NOT AVAILABLE | ACCEPTED TO CONNECT | DATA NOT AVAILABLE | DATA NOT AVAILABLE | DATA NOT AVAILABLE | DATA NOT AVAILABLE | DATA NOT AVAILABLE | DATA NOT AVAILABLE | 30 | 30 | 31.5789 | 0.16632 | 0.158 | 44131 | DATA NOT AVAILABLE | N | DATA NOT AVAILABLE | DATA NOT AVAILABLE | DATA NOT AVAILABLE | DATA NOT AVAILABLE | DATA NOT AVAILABLE | 44137
DATA NOT AVAILABLE | [5 empty] | DATA NOT AVAILABLE | RENEWABLE ENERGY SYSTEMS LTD. | DG THURSO | CAIRNMORE HILL WIND GENERATING STATION | CAIRNMORE HILL | THURSO | HIGHLAND | KW14 7XU | SCOTLAND | 305421 | 969095 | THURSO | DATA NOT APPLICABLE | THURSO GRID | 33 | SCOTTISH HYDRO ELECTRIC POWER DISTRIBUTION PLC | WIND | ONSHORE WIND TURBINES | NO | DATA NOT AVAILABLE | DATA NOT AVAILABLE | 46 | DATA NOT AVAILABLE | DATA NOT AVAILABLE | DATA NOT AVAILABLE | DATA NOT AVAILABLE | DATA NOT AVAILABLE | DATA NOT AVAILABLE | DATA NOT AVAILABLE | DATA NOT AVAILABLE | DATA NOT AVAILABLE | DATA NOT AVAILABLE | DATA NOT AVAILABLE | DATA NOT AVAILABLE | DATA NOT AVAILABLE | ACCEPTED TO CONNECT | DATA NOT AVAILABLE | DATA NOT AVAILABLE | DATA NOT AVAILABLE | DATA NOT AVAILABLE | DATA NOT AVAILABLE | DATA NOT AVAILABLE | 46 | 36 | 37.8947 | 10.53 | 10.0035 | 44169 | DATA NOT AVAILABLE | N | DATA NOT AVAILABLE | DATA NOT AVAILABLE | DATA NOT AVAILABLE | DATA NOT AVAILABLE | DATA NOT AVAILABLE | 44186
DATA NOT AVAILABLE | [5 empty] | DATA NOT AVAILABLE | ORKNEY SUSTAINABLE ENERGY LTD | RPZ ADDITION 1.8MW - WIND | AKLA B, AKLA WINDFARM | SWANBISTER ORPHIR | ORKNEY | ORKNEY ISLANDS | KW17 2RB | SCOTLAND | 335204 | 1006205 | THURSO | DATA NOT APPLICABLE | SCORRADALE | 0.4 | SCOTTISH HYDRO ELECTRIC POWER DISTRIBUTION PLC | WIND | ONSHORE WIND TURBINES | NO | DATA NOT AVAILABLE | DATA NOT AVAILABLE | 1.8 | DATA NOT AVAILABLE | DATA NOT AVAILABLE | DATA NOT AVAILABLE | DATA NOT AVAILABLE | DATA NOT AVAILABLE | DATA NOT AVAILABLE | DATA NOT AVAILABLE | DATA NOT AVAILABLE | DATA NOT AVAILABLE | DATA NOT AVAILABLE | DATA NOT AVAILABLE | DATA NOT AVAILABLE | YES | ACCEPTED TO CONNECT | DATA NOT AVAILABLE | DATA NOT AVAILABLE | DATA NOT AVAILABLE | DATA NOT AVAILABLE | DATA NOT AVAILABLE | DATA NOT AVAILABLE | 1.8 | 1.8 | 1.8947 | 0.14842 | 0.141 | 44277 | DATA NOT AVAILABLE | N | DATA NOT AVAILABLE | DATA NOT AVAILABLE | DATA NOT AVAILABLE | DATA NOT AVAILABLE | DATA NOT AVAILABLE | 44321
DATA NOT AVAILABLE | [5 empty] | DATA NOT AVAILABLE | ITPENERGISED LIMITED | 9.9MW - WIND | LUGGIE'S KNOWE PHASE 2 WIND FARM | LUGGIE'S KNOWE | SHETLAND | SHETLAND ISLANDS | ZE1 0PY | SCOTLAND | 446853 | 1143910 | GREMISTA | DATA NOT APPLICABLE | GREMISTA | 11 | SCOTTISH HYDRO ELECTRIC POWER DISTRIBUTION PLC | WIND | ONSHORE WIND TURBINES | NO | DATA NOT AVAILABLE | DATA NOT AVAILABLE | 10 | DATA NOT AVAILABLE | DATA NOT AVAILABLE | DATA NOT AVAILABLE | DATA NOT AVAILABLE | DATA NOT AVAILABLE | DATA NOT AVAILABLE | DATA NOT AVAILABLE | DATA NOT AVAILABLE | DATA NOT AVAILABLE | DATA NOT AVAILABLE | DATA NOT AVAILABLE | DATA NOT AVAILABLE | DATA NOT AVAILABLE | ACCEPTED TO CONNECT | DATA NOT AVAILABLE | DATA NOT AVAILABLE | DATA NOT AVAILABLE | DATA NOT AVAILABLE | DATA NOT AVAILABLE | DATA NOT AVAILABLE | 10 | 9.9 | 10.4211 | 0.42105 | 0.4 | 44327 | DATA NOT AVAILABLE | N | DATA NOT AVAILABLE | DATA NOT AVAILABLE | DATA NOT AVAILABLE | DATA NOT AVAILABLE | DATA NOT AVAILABLE | 44343
DATA NOT AVAILABLE | [5 empty] | DATA NOT AVAILABLE | RWE RENEWABLES UK LTD | 58MW WIND | DATA NOT AVAILABLE | GOLTICLAY WIND FARM | LYBSTER | HIGHLAND | KW3 6DA | SCOTLAND | 324014 | 937259 | MYBSTER | DATA NOT APPLICABLE | MYBSTER GRID | 33 | SCOTTISH HYDRO ELECTRIC POWER DISTRIBUTION PLC | WIND | ONSHORE WIND TURBINES | NO | DATA NOT AVAILABLE | DATA NOT AVAILABLE | 58 | DATA NOT AVAILABLE | DATA NOT AVAILABLE | DATA NOT AVAILABLE | DATA NOT AVAILABLE | DATA NOT AVAILABLE | DATA NOT AVAILABLE | DATA NOT AVAILABLE | DATA NOT AVAILABLE | DATA NOT AVAILABLE | DATA NOT AVAILABLE | DATA NOT AVAILABLE | DATA NOT AVAILABLE | DATA NOT AVAILABLE | ACCEPTED TO CONNECT | DATA NOT AVAILABLE | DATA NOT AVAILABLE | DATA NOT AVAILABLE | DATA NOT AVAILABLE | DATA NOT AVAILABLE | DATA NOT AVAILABLE | 58 | 58 | 61.0526 | 0.21053 | 0.2 | 44398 | DATA NOT AVAILABLE | N | DATA NOT AVAILABLE | DATA NOT AVAILABLE | DATA NOT AVAILABLE | DATA NOT AVAILABLE | DATA NOT AVAILABLE | 44440
DATA NOT AVAILABLE | [5 empty] | DATA NOT AVAILABLE | WIND HARVEST LIMITED | 21.4MW WIND (ADD CAP AS 9.2MW EXISTING) | LOCHEND WIND | LOCHEND DUNNET | THURSO | HIGHLAND | KW14 8TA | SCOTLAND | 326683 | 968129 | THURSO SOUTH GRID | DATA NOT APPLICABLE | THURSO SOUTH GRID | 33 | SCOTTISH HYDRO ELECTRIC POWER DISTRIBUTION PLC | WIND | ONSHORE WIND TURBINES | NO | DATA NOT AVAILABLE | DATA NOT AVAILABLE | 12.2 | DATA NOT AVAILABLE | DATA NOT AVAILABLE | DATA NOT AVAILABLE | DATA NOT AVAILABLE | DATA NOT AVAILABLE | DATA NOT AVAILABLE | DATA NOT AVAILABLE | DATA NOT AVAILABLE | DATA NOT AVAILABLE | DATA NOT AVAILABLE | DATA NOT AVAILABLE | DATA NOT AVAILABLE | DATA NOT AVAILABLE | ACCEPTED TO CONNECT | DATA NOT AVAILABLE | DATA NOT AVAILABLE | DATA NOT AVAILABLE | DATA NOT AVAILABLE | DATA NOT AVAILABLE | DATA NOT AVAILABLE | 12.2 | 12.2 | 12.8421 | 0.017895 | 0.017 | 44378 | DATA NOT AVAILABLE | N | DATA NOT AVAILABLE | DATA NOT AVAILABLE | DATA NOT AVAILABLE | DATA NOT AVAILABLE | DATA NOT AVAILABLE | 44405
DATA NOT AVAILABLE | [5 empty] | DATA NOT AVAILABLE | GREEN CAT RENEWBALES | ARKHILL EXTENSION WIND FARM | DATA NOT AVAILABLE | DATA NOT AVAILABLE | DATA NOT AVAILABLE | ANGUS | DATA NOT AVAILABLE | SCOTLAND | DATA NOT AVAILABLE | DATA NOT AVAILABLE | COUPAR ANGUS | DATA NOT APPLICABLE | COUPAR ANGUS GRID | 33 | SCOTTISH HYDRO ELECTRIC POWER DISTRIBUTION PLC | WIND | ONSHORE WIND TURBINES | NO | DATA NOT AVAILABLE | DATA NOT AVAILABLE | 9.2 | DATA NOT AVAILABLE | DATA NOT AVAILABLE | DATA NOT AVAILABLE | DATA NOT AVAILABLE | DATA NOT AVAILABLE | DATA NOT AVAILABLE | DATA NOT AVAILABLE | DATA NOT AVAILABLE | DATA NOT AVAILABLE | DATA NOT AVAILABLE | DATA NOT AVAILABLE | DATA NOT AVAILABLE | DATA NOT AVAILABLE | ACCEPTED TO CONNECT | DATA NOT AVAILABLE | DATA NOT AVAILABLE | DATA NOT AVAILABLE | DATA NOT AVAILABLE | DATA NOT AVAILABLE | DATA NOT AVAILABLE | 9.2 | 8.5 | 8.9474 | 0.052632 | 0.05 | 44634 | DATA NOT AVAILABLE | N | DATA NOT AVAILABLE | DATA NOT AVAILABLE | DATA NOT AVAILABLE | DATA NOT AVAILABLE | DATA NOT AVAILABLE | 44470
DATA NOT AVAILABLE | [5 empty] | DATA NOT AVAILABLE | MUIRDEN ENERGY LLP | TURRIFF CARLINCRAIG WIND | CARLINCRAIG WIND | DATA NOT AVAILABLE | TURRIFF | ABERDEENSHIRE | AB53 4HL | SCOTLAND | 367880 | 845995 | MACDUFF | DATA NOT APPLICABLE | MACDUFF GRID | 33 | SCOTTISH HYDRO ELECTRIC POWER DISTRIBUTION PLC | WIND | ONSHORE WIND TURBINES | NO | DATA NOT AVAILABLE | DATA NOT AVAILABLE | 4.6 | DATA NOT AVAILABLE | DATA NOT AVAILABLE | DATA NOT AVAILABLE | DATA NOT AVAILABLE | DATA NOT AVAILABLE | DATA NOT AVAILABLE | DATA NOT AVAILABLE | DATA NOT AVAILABLE | DATA NOT AVAILABLE | DATA NOT AVAILABLE | DATA NOT AVAILABLE | DATA NOT AVAILABLE | DATA NOT AVAILABLE | ACCEPTED TO CONNECT | DATA NOT AVAILABLE | DATA NOT AVAILABLE | DATA NOT AVAILABLE | DATA NOT AVAILABLE | DATA NOT AVAILABLE | DATA NOT AVAILABLE | 4.6 | 4.6 | 4.8421 | 0.042105 | 0.04 | 44469 | DATA NOT AVAILABLE | N | DATA NOT AVAILABLE | DATA NOT AVAILABLE | DATA NOT AVAILABLE | DATA NOT AVAILABLE | DATA NOT AVAILABLE | 44495
DATA NOT AVAILABLE | [5 empty] | DATA NOT AVAILABLE | EDEN RENEWABLES | 48MW WIND & BATTERY (ADD CAP) | BETTYHILL PHASE 2 WINDFARM | SKELPICK ESTATE | BETTYHILL | HIGHLAND | KW14 7TB | SCOTLAND | 274555 | 963588 | DOUNREAY | DATA NOT APPLICABLE | DATA NOT AVAILABLE | EHV | SCOTTISH HYDRO ELECTRIC POWER DISTRIBUTION PLC | WIND | ONSHORE WIND TURBINES | NO | DATA NOT AVAILABLE | DATA NOT AVAILABLE | 96 | STORED ENERGY (ALL STORED ENERGY IRRESPECTVE OF THE ORIGINAL ENERGY SOURCE) | STORAGE - ELECTROCHEMICAL (BATTERIES) | DATA NOT AVAILABLE | DATA NOT AVAILABLE | DATA NOT AVAILABLE | 50.5263 | DATA NOT AVAILABLE | DATA NOT AVAILABLE | DATA NOT AVAILABLE | DATA NOT AVAILABLE | DATA NOT AVAILABLE | DATA NOT AVAILABLE | DATA NOT AVAILABLE | ACCEPTED TO CONNECT | DATA NOT AVAILABLE | DATA NOT AVAILABLE | DATA NOT AVAILABLE | DATA NOT AVAILABLE | DATA NOT AVAILABLE | DATA NOT AVAILABLE | 96 | 48 | 50.5263 | 50.5263 | 48 | 44495 | DATA NOT AVAILABLE | N | DATA NOT AVAILABLE | DATA NOT AVAILABLE | DATA NOT AVAILABLE | DATA NOT AVAILABLE | DATA NOT AVAILABLE | 44532
DATA NOT AVAILABLE | [5 empty] | DATA NOT AVAILABLE | TNEI | 44MW WIND | DATA NOT AVAILABLE | LAND AT GLENKIN | DUNOON | ARGYLL AND BUTE | DATA NOT AVAILABLE | SCOTLAND | DATA NOT AVAILABLE | DATA NOT AVAILABLE | DUNOON | DATA NOT APPLICABLE | DUNOON GRID | 33 | SCOTTISH HYDRO ELECTRIC POWER DISTRIBUTION PLC | WIND | ONSHORE WIND TURBINES | NO | DATA NOT AVAILABLE | DATA NOT AVAILABLE | 48 | DATA NOT AVAILABLE | DATA NOT AVAILABLE | DATA NOT AVAILABLE | DATA NOT AVAILABLE | DATA NOT AVAILABLE | DATA NOT AVAILABLE | DATA NOT AVAILABLE | DATA NOT AVAILABLE | DATA NOT AVAILABLE | DATA NOT AVAILABLE | DATA NOT AVAILABLE | DATA NOT AVAILABLE | DATA NOT AVAILABLE | ACCEPTED TO CONNECT | DATA NOT AVAILABLE | DATA NOT AVAILABLE | DATA NOT AVAILABLE | DATA NOT AVAILABLE | DATA NOT AVAILABLE | DATA NOT AVAILABLE | 48 | 44 | 46.3158 | 0.26316 | 0.25 | 44593 | DATA NOT AVAILABLE | N | DATA NOT AVAILABLE | DATA NOT AVAILABLE | DATA NOT AVAILABLE | DATA NOT AVAILABLE | DATA NOT AVAILABLE | 44617
DATA NOT AVAILABLE | [5 empty] | DATA NOT AVAILABLE | TNEI SERVICES LTD | 46.2MW WIND | DATA NOT AVAILABLE | GARBET WIND FARM | KEITH | ABERDEENSHIRE | AB54 4YD | SCOTLAND | 342443 | 838471 | DATA NOT AVAILABLE | DATA NOT APPLICABLE | DATA NOT AVAILABLE | EHV | SCOTTISH HYDRO ELECTRIC POWER DISTRIBUTION PLC | WIND | ONSHORE WIND TURBINES | NO | DATA NOT AVAILABLE | DATA NOT AVAILABLE | 46.2 | DATA NOT AVAILABLE | DATA NOT AVAILABLE | DATA NOT AVAILABLE | DATA NOT AVAILABLE | DATA NOT AVAILABLE | DATA NOT AVAILABLE | DATA NOT AVAILABLE | DATA NOT AVAILABLE | DATA NOT AVAILABLE | DATA NOT AVAILABLE | DATA NOT AVAILABLE | DATA NOT AVAILABLE | DATA NOT AVAILABLE | ACCEPTED TO CONNECT | DATA NOT AVAILABLE | DATA NOT AVAILABLE | DATA NOT AVAILABLE | DATA NOT AVAILABLE | DATA NOT AVAILABLE | DATA NOT AVAILABLE | 46.2 | 46.2 | 48.6316 | 0.26316 | 0.25 | 44445 | DATA NOT AVAILABLE | N | DATA NOT AVAILABLE | DATA NOT AVAILABLE | DATA NOT AVAILABLE | DATA NOT AVAILABLE | DATA NOT AVAILABLE | 44470
DATA NOT AVAILABLE | [5 empty] | DATA NOT AVAILABLE | TNEI SERVICES LTD. | WIND - 72.6MW | NARACHAN WIND FARM | NARACHAN WIND FARM KINTYRE PENINSULA | ARGYLL | ARGYLL AND BUTE | PA29 6XG | SCOTLAND | 170780 | 648425 | CARRADALE | DATA NOT APPLICABLE | CARRADALE GRID | 33 | SCOTTISH HYDRO ELECTRIC POWER DISTRIBUTION PLC | WIND | ONSHORE WIND TURBINES | NO | DATA NOT AVAILABLE | DATA NOT AVAILABLE | 72.6 | DATA NOT AVAILABLE | DATA NOT AVAILABLE | DATA NOT AVAILABLE | DATA NOT AVAILABLE | DATA NOT AVAILABLE | DATA NOT AVAILABLE | DATA NOT AVAILABLE | DATA NOT AVAILABLE | DATA NOT AVAILABLE | DATA NOT AVAILABLE | DATA NOT AVAILABLE | DATA NOT AVAILABLE | DATA NOT AVAILABLE | ACCEPTED TO CONNECT | DATA NOT AVAILABLE | DATA NOT AVAILABLE | DATA NOT AVAILABLE | DATA NOT AVAILABLE | DATA NOT AVAILABLE | DATA NOT AVAILABLE | 72.6 | 72.6 | 76.4211 | 0.26316 | 0.25 | 44517 | DATA NOT AVAILABLE | N | DATA NOT AVAILABLE | DATA NOT AVAILABLE | DATA NOT AVAILABLE | DATA NOT AVAILABLE | DATA NOT AVAILABLE | 44532
DATA NOT AVAILABLE | [5 empty] | DATA NOT AVAILABLE | ALLT AN TUIR RENEWABLE ENERGY PARK | 50MW WIND, PV & BATTERY | GLENROSSAL ENERGY PARK | GLENROSSAL ESTATE ROSEHALL | SUTHERLAND | HIGHLAND | IV27 4BG | SCOTLAND | 242825 | 910234 | SHIN | DATA NOT APPLICABLE | SHIN GRID | 33 | SCOTTISH HYDRO ELECTRIC POWER DISTRIBUTION PLC | WIND | ONSHORE WIND TURBINES | NO | DATA NOT AVAILABLE | DATA NOT AVAILABLE | 94.4 | SOLAR | PHOTOVOLTAIC | DATA NOT AVAILABLE | DATA NOT AVAILABLE | DATA NOT AVAILABLE | DATA NOT AVAILABLE | DATA NOT AVAILABLE | DATA NOT AVAILABLE | DATA NOT AVAILABLE | DATA NOT AVAILABLE | DATA NOT AVAILABLE | DATA NOT AVAILABLE | DATA NOT AVAILABLE | ACCEPTED TO CONNECT | DATA NOT AVAILABLE | DATA NOT AVAILABLE | DATA NOT AVAILABLE | DATA NOT AVAILABLE | DATA NOT AVAILABLE | DATA NOT AVAILABLE | 94.4 | 50 | 52.6316 | 12.6316 | 12 | 44539 | DATA NOT AVAILABLE | N | DATA NOT AVAILABLE | DATA NOT AVAILABLE | DATA NOT AVAILABLE | DATA NOT AVAILABLE | DATA NOT AVAILABLE | 44588
DATA NOT AVAILABLE | [5 empty] | DATA NOT AVAILABLE | ITP ENERGISED | 49.5MW WIND | SALLACHY WIND FARM | A838 | LAIRG | HIGHLAND | IV27 4NY | SCOTLAND | 241385 | 923459 | CASSLEY | DATA NOT APPLICABLE | CASSLEY GRID | 33 | SCOTTISH HYDRO ELECTRIC POWER DISTRIBUTION PLC | WIND | ONSHORE WIND TURBINES | NO | DATA NOT AVAILABLE | DATA NOT AVAILABLE | 49.5 | DATA NOT AVAILABLE | DATA NOT AVAILABLE | DATA NOT AVAILABLE | DATA NOT AVAILABLE | DATA NOT AVAILABLE | DATA NOT AVAILABLE | DATA NOT AVAILABLE | DATA NOT AVAILABLE | DATA NOT AVAILABLE | DATA NOT AVAILABLE | DATA NOT AVAILABLE | DATA NOT AVAILABLE | DATA NOT AVAILABLE | ACCEPTED TO CONNECT | DATA NOT AVAILABLE | DATA NOT AVAILABLE | DATA NOT AVAILABLE | DATA NOT AVAILABLE | DATA NOT AVAILABLE | DATA NOT AVAILABLE | 49.5 | 49.5 | 52.1053 | 1.3158 | 1.25 | 44592 | DATA NOT AVAILABLE | N | DATA NOT AVAILABLE | DATA NOT AVAILABLE | DATA NOT AVAILABLE | DATA NOT AVAILABLE | DATA NOT AVAILABLE | 44617
DATA NOT AVAILABLE | [5 empty] | DATA NOT AVAILABLE | MES POWER | AUTH | CAIRNBROGIE WIND FARM | LAND AT MAINS OF CAIRNBROGIE OLDMELDRUM | INVERURIE | ABERDEENSHIRE | AB51 0BR | SCOTLAND | 385047 | 828018 | KINTORE | DATA NOT APPLICABLE | KINTORE GRID | 33 | SCOTTISH HYDRO ELECTRIC POWER DISTRIBUTION PLC | WIND | ONSHORE WIND TURBINES | NO | DATA NOT AVAILABLE | DATA NOT AVAILABLE | 4.5 | DATA NOT AVAILABLE | DATA NOT AVAILABLE | DATA NOT AVAILABLE | DATA NOT AVAILABLE | DATA NOT AVAILABLE | DATA NOT AVAILABLE | DATA NOT AVAILABLE | DATA NOT AVAILABLE | DATA NOT AVAILABLE | DATA NOT AVAILABLE | DATA NOT AVAILABLE | DATA NOT AVAILABLE | DATA NOT AVAILABLE | ACCEPTED TO CONNECT | DATA NOT AVAILABLE | DATA NOT AVAILABLE | DATA NOT AVAILABLE | DATA NOT AVAILABLE | DATA NOT AVAILABLE | DATA NOT AVAILABLE | 4.5 | 4.5 | 4.7368 | 0.12632 | 0.12 | 44895 | DATA NOT AVAILABLE | N | DATA NOT AVAILABLE | DATA NOT AVAILABLE | DATA NOT AVAILABLE | DATA NOT AVAILABLE | DATA NOT AVAILABLE | 44936
DATA NOT AVAILABLE | [5 empty] | DATA NOT AVAILABLE | LOCOGEN LTD | 16MW WIND & PV | GARTLY MOOR | GREENMYRES FARM DRUMBLADE | HUNTLY | ABERDEENSHIRE | AB54 6AG | SCOTLAND | 357032 | 835431 | CAIRNFORD | DATA NOT APPLICABLE | CAIRNFORD | 33 | SCOTTISH HYDRO ELECTRIC POWER DISTRIBUTION PLC | WIND | ONSHORE WIND TURBINES | NO | DATA NOT AVAILABLE | DATA NOT AVAILABLE | 20 | DATA NOT AVAILABLE | DATA NOT AVAILABLE | DATA NOT AVAILABLE | DATA NOT AVAILABLE | DATA NOT AVAILABLE | DATA NOT AVAILABLE | DATA NOT AVAILABLE | DATA NOT AVAILABLE | DATA NOT AVAILABLE | DATA NOT AVAILABLE | DATA NOT AVAILABLE | DATA NOT AVAILABLE | DATA NOT AVAILABLE | ACCEPTED TO CONNECT | DATA NOT AVAILABLE | DATA NOT AVAILABLE | DATA NOT AVAILABLE | DATA NOT AVAILABLE | DATA NOT AVAILABLE | DATA NOT AVAILABLE | 20 | 16 | 16.8421 | 3.1579 | 3 | 44722 | DATA NOT AVAILABLE | N | DATA NOT AVAILABLE | DATA NOT AVAILABLE | DATA NOT AVAILABLE | DATA NOT AVAILABLE | DATA NOT AVAILABLE | 44748
DATA NOT AVAILABLE | [5 empty] | DATA NOT AVAILABLE | THE GREENSPAN AGENCY LIMITED | 9.999MW WIND, PV & BATTERY (ADD CAP) | JACKSBANK RENEWABLE ENERGY PARK | BROADWOOD DRUMLITHIE | STONEHAVEN | ABERDEENSHIRE | AB39 3XA | SCOTLAND | 379582 | 782265 | FIDDES | DATA NOT APPLICABLE | FIDDES | 33 | SCOTTISH HYDRO ELECTRIC POWER DISTRIBUTION PLC | WIND | ONSHORE WIND TURBINES | NO | DATA NOT AVAILABLE | DATA NOT AVAILABLE | 9.999 | DATA NOT AVAILABLE | DATA NOT AVAILABLE | DATA NOT AVAILABLE | DATA NOT AVAILABLE | DATA NOT AVAILABLE | DATA NOT AVAILABLE | DATA NOT AVAILABLE | DATA NOT AVAILABLE | DATA NOT AVAILABLE | DATA NOT AVAILABLE | DATA NOT AVAILABLE | DATA NOT AVAILABLE | DATA NOT AVAILABLE | ACCEPTED TO CONNECT | DATA NOT AVAILABLE | DATA NOT AVAILABLE | DATA NOT AVAILABLE | DATA NOT AVAILABLE | DATA NOT AVAILABLE | DATA NOT AVAILABLE | 9.999 | 3.099 | 3.2621 | 0 | 0 | 44638 | DATA NOT AVAILABLE | N | DATA NOT AVAILABLE | DATA NOT AVAILABLE | DATA NOT AVAILABLE | DATA NOT AVAILABLE | DATA NOT AVAILABLE | 44685
DATA NOT AVAILABLE | [5 empty] | DATA NOT AVAILABLE | BOYTHORPE WIND ENERGY LTD | 13MW WIND | THOMSON WIND TURBINES | LYNESS | STROMNESS | ORKNEY ISLANDS | KW16 3NW | SCOTLAND | 330519 | 994410 | THURSO | DATA NOT APPLICABLE | SCORRADALE | 0.4 | SCOTTISH HYDRO ELECTRIC POWER DISTRIBUTION PLC | WIND | ONSHORE WIND TURBINES | NO | DATA NOT AVAILABLE | DATA NOT AVAILABLE | 13 | DATA NOT AVAILABLE | DATA NOT AVAILABLE | DATA NOT AVAILABLE | DATA NOT AVAILABLE | DATA NOT AVAILABLE | DATA NOT AVAILABLE | DATA NOT AVAILABLE | DATA NOT AVAILABLE | DATA NOT AVAILABLE | DATA NOT AVAILABLE | DATA NOT AVAILABLE | DATA NOT AVAILABLE | DATA NOT AVAILABLE | ACCEPTED TO CONNECT | DATA NOT AVAILABLE | DATA NOT AVAILABLE | DATA NOT AVAILABLE | DATA NOT AVAILABLE | DATA NOT AVAILABLE | DATA NOT AVAILABLE | 13 | 13 | 13.6842 | 0.55474 | 0.527 | 44720 | DATA NOT AVAILABLE | N | DATA NOT AVAILABLE | DATA NOT AVAILABLE | DATA NOT AVAILABLE | DATA NOT AVAILABLE | DATA NOT AVAILABLE | 44748
DATA NOT AVAILABLE | [5 empty] | DATA NOT AVAILABLE | WIND 2 LIMITED | 45MW WIND - NO COE | BALMEANACH | DUNVEGAN DUNVEGAN | ISLE OF SKYE | HIGHLAND | IV56 8FH | SCOTLAND | 131588 | 843111 | DATA NOT AVAILABLE | DATA NOT APPLICABLE | DATA NOT AVAILABLE | EHV | SCOTTISH HYDRO ELECTRIC POWER DISTRIBUTION PLC | WIND | ONSHORE WIND TURBINES | NO | DATA NOT AVAILABLE | DATA NOT AVAILABLE | 45 | DATA NOT AVAILABLE | DATA NOT AVAILABLE | DATA NOT AVAILABLE | DATA NOT AVAILABLE | DATA NOT AVAILABLE | DATA NOT AVAILABLE | DATA NOT AVAILABLE | DATA NOT AVAILABLE | DATA NOT AVAILABLE | DATA NOT AVAILABLE | DATA NOT AVAILABLE | DATA NOT AVAILABLE | DATA NOT AVAILABLE | ACCEPTED TO CONNECT | DATA NOT AVAILABLE | DATA NOT AVAILABLE | DATA NOT AVAILABLE | DATA NOT AVAILABLE | DATA NOT AVAILABLE | DATA NOT AVAILABLE | 45 | 45 | 47.3684 | 0.78947 | 0.75 | 44711 | DATA NOT AVAILABLE | N | DATA NOT AVAILABLE | DATA NOT AVAILABLE | DATA NOT AVAILABLE | DATA NOT AVAILABLE | DATA NOT AVAILABLE | 44748
DATA NOT AVAILABLE | [5 empty] | DATA NOT AVAILABLE | WIND HARVEST LIMITED | 21MW WIND (11.8MW ADD CAP) | DATA NOT AVAILABLE | STRUAN 2 WINDFARM | ISLE OF SKYE | HIGHLAND | IV56 8FY | SCOTLAND | 139380 | 834253 | DATA NOT AVAILABLE | DATA NOT APPLICABLE | DATA NOT AVAILABLE | EHV | SCOTTISH HYDRO ELECTRIC POWER DISTRIBUTION PLC | WIND | ONSHORE WIND TURBINES | NO | DATA NOT AVAILABLE | DATA NOT AVAILABLE | 11.8 | DATA NOT AVAILABLE | DATA NOT AVAILABLE | DATA NOT AVAILABLE | DATA NOT AVAILABLE | DATA NOT AVAILABLE | DATA NOT AVAILABLE | DATA NOT AVAILABLE | DATA NOT AVAILABLE | DATA NOT AVAILABLE | DATA NOT AVAILABLE | DATA NOT AVAILABLE | DATA NOT AVAILABLE | DATA NOT AVAILABLE | ACCEPTED TO CONNECT | DATA NOT AVAILABLE | DATA NOT AVAILABLE | DATA NOT AVAILABLE | DATA NOT AVAILABLE | DATA NOT AVAILABLE | DATA NOT AVAILABLE | 11.8 | 11.8 | 12.4211 | 0.053684 | 0.051 | 44650 | DATA NOT AVAILABLE | N | DATA NOT AVAILABLE | DATA NOT AVAILABLE | DATA NOT AVAILABLE | DATA NOT AVAILABLE | DATA NOT AVAILABLE | 44719
DATA NOT AVAILABLE | [5 empty] | DATA NOT AVAILABLE | WIND HARVEST LIMITED | 30.2MW WIND (ADD CAP) | LOCHEND WIND | LOCHEND DUNNET | THURSO | HIGHLAND | KW14 8TA | SCOTLAND | 326683 | 968129 | THURSO SOUTH GRID | DATA NOT APPLICABLE | THURSO SOUTH GRID | 33 | SCOTTISH HYDRO ELECTRIC POWER DISTRIBUTION PLC | WIND | ONSHORE WIND TURBINES | NO | DATA NOT AVAILABLE | DATA NOT AVAILABLE | 8 | DATA NOT AVAILABLE | DATA NOT AVAILABLE | DATA NOT AVAILABLE | DATA NOT AVAILABLE | DATA NOT AVAILABLE | DATA NOT AVAILABLE | DATA NOT AVAILABLE | DATA NOT AVAILABLE | DATA NOT AVAILABLE | DATA NOT AVAILABLE | DATA NOT AVAILABLE | DATA NOT AVAILABLE | DATA NOT AVAILABLE | ACCEPTED TO CONNECT | DATA NOT AVAILABLE | DATA NOT AVAILABLE | DATA NOT AVAILABLE | DATA NOT AVAILABLE | DATA NOT AVAILABLE | DATA NOT AVAILABLE | 8 | 8 | 8.4211 | 0.026316 | 0.025 | 44788 | DATA NOT AVAILABLE | N | DATA NOT AVAILABLE | DATA NOT AVAILABLE | DATA NOT AVAILABLE | DATA NOT AVAILABLE | DATA NOT AVAILABLE | 44811
DATA NOT AVAILABLE | [5 empty] | DATA NOT AVAILABLE | NORTH FISH (SHETLAND) LTD | LOAD + 2.3MW WIND | NORTH FISH (SHETLAND) LTD | GRONNACK WHITENESS | SHETLAND | SHETLAND ISLANDS | ZE1 0DG | SCOTLAND | 446250 | 1142971 | GREMISTA | DATA NOT APPLICABLE | GREMISTA 11KV SWITCHROOM | 11 | SCOTTISH HYDRO ELECTRIC POWER DISTRIBUTION PLC | WIND | ONSHORE WIND TURBINES | NO | DATA NOT AVAILABLE | DATA NOT AVAILABLE | 2.3 | DATA NOT AVAILABLE | DATA NOT AVAILABLE | DATA NOT AVAILABLE | DATA NOT AVAILABLE | DATA NOT AVAILABLE | DATA NOT AVAILABLE | DATA NOT AVAILABLE | DATA NOT AVAILABLE | DATA NOT AVAILABLE | DATA NOT AVAILABLE | DATA NOT AVAILABLE | DATA NOT AVAILABLE | DATA NOT AVAILABLE | ACCEPTED TO CONNECT | DATA NOT AVAILABLE | DATA NOT AVAILABLE | DATA NOT AVAILABLE | DATA NOT AVAILABLE | DATA NOT AVAILABLE | DATA NOT AVAILABLE | 2.3 | 2.3 | 2.4211 | 0.15789 | 0.15 | 44698 | DATA NOT AVAILABLE | N | DATA NOT AVAILABLE | DATA NOT AVAILABLE | DATA NOT AVAILABLE | DATA NOT AVAILABLE | DATA NOT AVAILABLE | 44719
DATA NOT AVAILABLE | [5 empty] | DATA NOT AVAILABLE | WIND 2 LIMITED | AUTH | BREDA WIND FARM | BREDA ESTATE | ALFORD | ABERDEENSHIRE | AB33 8NN | SCOTLAND | 354625 | 816371 | TARLAND | DATA NOT APPLICABLE | TARLAND GRID | 33 | SCOTTISH HYDRO ELECTRIC POWER DISTRIBUTION PLC | WIND | ONSHORE WIND TURBINES | NO | DATA NOT AVAILABLE | DATA NOT AVAILABLE | 24.8 | DATA NOT AVAILABLE | DATA NOT AVAILABLE | DATA NOT AVAILABLE | DATA NOT AVAILABLE | DATA NOT AVAILABLE | DATA NOT AVAILABLE | DATA NOT AVAILABLE | DATA NOT AVAILABLE | DATA NOT AVAILABLE | DATA NOT AVAILABLE | DATA NOT AVAILABLE | DATA NOT AVAILABLE | DATA NOT AVAILABLE | ACCEPTED TO CONNECT | DATA NOT AVAILABLE | DATA NOT AVAILABLE | DATA NOT AVAILABLE | DATA NOT AVAILABLE | DATA NOT AVAILABLE | DATA NOT AVAILABLE | 24.8 | 20 | 21.0526 | 5.54 | 5.263 | 44860 | DATA NOT AVAILABLE | N | DATA NOT AVAILABLE | DATA NOT AVAILABLE | DATA NOT AVAILABLE | DATA NOT AVAILABLE | DATA NOT AVAILABLE | 44868
DATA NOT AVAILABLE | [5 empty] | DATA NOT AVAILABLE | ORKNEY SUSTAINABLE ENERGY LTD | 1.5MW WIND | WORK FARM, WORK FARM | ST OLA | ORKNEY | ORKNEY ISLANDS | KW15 1UF | SCOTLAND | 346748 | 1012434 | THURSO | DATA NOT APPLICABLE | SCORRADALE | 0.4 | SCOTTISH HYDRO ELECTRIC POWER DISTRIBUTION PLC | WIND | ONSHORE WIND TURBINES | NO | DATA NOT AVAILABLE | DATA NOT AVAILABLE | 1.5 | DATA NOT AVAILABLE | DATA NOT AVAILABLE | DATA NOT AVAILABLE | DATA NOT AVAILABLE | DATA NOT AVAILABLE | DATA NOT AVAILABLE | DATA NOT AVAILABLE | DATA NOT AVAILABLE | DATA NOT AVAILABLE | DATA NOT AVAILABLE | DATA NOT AVAILABLE | DATA NOT AVAILABLE | DATA NOT AVAILABLE | ACCEPTED TO CONNECT | DATA NOT AVAILABLE | DATA NOT AVAILABLE | DATA NOT AVAILABLE | DATA NOT AVAILABLE | DATA NOT AVAILABLE | DATA NOT AVAILABLE | 1.5 | 1.5 | 1.5789 | 0.14842 | 0.141 | 44923 | DATA NOT AVAILABLE | N | DATA NOT AVAILABLE | DATA NOT AVAILABLE | DATA NOT AVAILABLE | DATA NOT AVAILABLE | DATA NOT AVAILABLE | 44936
DATA NOT AVAILABLE | [5 empty] | DATA NOT AVAILABLE | MUIRDEN ENERGY LLP | 40MW WIND | MEALL BUIDHE | CROICK ESTATE | ARDGAY | HIGHLAND | IV24 3BS | SCOTLAND | 243902 | 889729 | SHIN | DATA NOT APPLICABLE | SHIN GRID | 33 | SCOTTISH HYDRO ELECTRIC POWER DISTRIBUTION PLC | WIND | ONSHORE WIND TURBINES | NO | DATA NOT AVAILABLE | DATA NOT AVAILABLE | 40 | DATA NOT AVAILABLE | DATA NOT AVAILABLE | DATA NOT AVAILABLE | DATA NOT AVAILABLE | DATA NOT AVAILABLE | DATA NOT AVAILABLE | DATA NOT AVAILABLE | DATA NOT AVAILABLE | DATA NOT AVAILABLE | DATA NOT AVAILABLE | DATA NOT AVAILABLE | DATA NOT AVAILABLE | DATA NOT AVAILABLE | ACCEPTED TO CONNECT | DATA NOT AVAILABLE | DATA NOT AVAILABLE | DATA NOT AVAILABLE | DATA NOT AVAILABLE | DATA NOT AVAILABLE | DATA NOT AVAILABLE | 40 | 40 | 42.1053 | 0.42105 | 0.4 | 44985 | DATA NOT AVAILABLE | N | DATA NOT AVAILABLE | DATA NOT AVAILABLE | DATA NOT AVAILABLE | DATA NOT AVAILABLE | DATA NOT AVAILABLE | 45022
DATA NOT AVAILABLE | [5 empty] | DATA NOT AVAILABLE | NEVEN POINT WIND LTD | AUTH | GREENTOFT FARM | EDAY | ORKNEY | ORKNEY ISLANDS | KW17 2AA | SCOTLAND | 356219 | 1030832 | DATA NOT AVAILABLE | DATA NOT APPLICABLE | DATA NOT AVAILABLE | EHV | SCOTTISH HYDRO ELECTRIC POWER DISTRIBUTION PLC | WIND | ONSHORE WIND TURBINES | NO | DATA NOT AVAILABLE | DATA NOT AVAILABLE | 30 | DATA NOT AVAILABLE | DATA NOT AVAILABLE | DATA NOT AVAILABLE | DATA NOT AVAILABLE | DATA NOT AVAILABLE | DATA NOT AVAILABLE | DATA NOT AVAILABLE | DATA NOT AVAILABLE | DATA NOT AVAILABLE | DATA NOT AVAILABLE | DATA NOT AVAILABLE | DATA NOT AVAILABLE | DATA NOT AVAILABLE | ACCEPTED TO CONNECT | DATA NOT AVAILABLE | DATA NOT AVAILABLE | DATA NOT AVAILABLE | DATA NOT AVAILABLE | DATA NOT AVAILABLE | DATA NOT AVAILABLE | 30 | 30 | 31.5789 | 0.18947 | 0.18 | 44790 | DATA NOT AVAILABLE | N | DATA NOT AVAILABLE | DATA NOT AVAILABLE | DATA NOT AVAILABLE | DATA NOT AVAILABLE | DATA NOT AVAILABLE | 44811
DATA NOT AVAILABLE | [5 empty] | DATA NOT AVAILABLE | TNEI SERVICES LTD | AUTH | ORKNEY COMMUNITY WIND FARM - FARAY | FARAY | ORKNEY | ORKNEY ISLANDS | KW17 2DH | SCOTLAND | 343795 | 1048717 | DATA NOT AVAILABLE | DATA NOT APPLICABLE | DATA NOT AVAILABLE | EHV | SCOTTISH HYDRO ELECTRIC POWER DISTRIBUTION PLC | WIND | ONSHORE WIND TURBINES | NO | DATA NOT AVAILABLE | DATA NOT AVAILABLE | 30 | DATA NOT AVAILABLE | DATA NOT AVAILABLE | DATA NOT AVAILABLE | DATA NOT AVAILABLE | DATA NOT AVAILABLE | DATA NOT AVAILABLE | DATA NOT AVAILABLE | DATA NOT AVAILABLE | DATA NOT AVAILABLE | DATA NOT AVAILABLE | DATA NOT AVAILABLE | DATA NOT AVAILABLE | DATA NOT AVAILABLE | ACCEPTED TO CONNECT | DATA NOT AVAILABLE | DATA NOT AVAILABLE | DATA NOT AVAILABLE | DATA NOT AVAILABLE | DATA NOT AVAILABLE | DATA NOT AVAILABLE | 30 | 30 | 31.5789 | 0.16842 | 0.16 | 44839 | DATA NOT AVAILABLE | N | DATA NOT AVAILABLE | DATA NOT AVAILABLE | DATA NOT AVAILABLE | DATA NOT AVAILABLE | DATA NOT AVAILABLE | 44868
DATA NOT AVAILABLE | [5 empty] | DATA NOT AVAILABLE | TNEI SERVICES LTD | TARBUCKLE HILL WIND FARM | TARBUCKLE HILL WIND FARM | LAND AT | HUNTLY | ABERDEENSHIRE | AB54 4UX | SCOTLAND | 348220 | 839955 | CAIRNFORD | DATA NOT APPLICABLE | CAIRNFORD | 33 | SCOTTISH HYDRO ELECTRIC POWER DISTRIBUTION PLC | WIND | ONSHORE WIND TURBINES | NO | DATA NOT AVAILABLE | DATA NOT AVAILABLE | 39.6 | DATA NOT AVAILABLE | DATA NOT AVAILABLE | DATA NOT AVAILABLE | DATA NOT AVAILABLE | DATA NOT AVAILABLE | DATA NOT AVAILABLE | DATA NOT AVAILABLE | DATA NOT AVAILABLE | DATA NOT AVAILABLE | DATA NOT AVAILABLE | DATA NOT AVAILABLE | DATA NOT AVAILABLE | DATA NOT AVAILABLE | ACCEPTED TO CONNECT | DATA NOT AVAILABLE | DATA NOT AVAILABLE | DATA NOT AVAILABLE | DATA NOT AVAILABLE | DATA NOT AVAILABLE | DATA NOT AVAILABLE | 39.6 | 39.6 | 41.6842 | 0.26316 | 0.25 | 44859 | DATA NOT AVAILABLE | N | DATA NOT AVAILABLE | DATA NOT AVAILABLE | DATA NOT AVAILABLE | DATA NOT AVAILABLE | DATA NOT AVAILABLE | 44868
DATA NOT AVAILABLE | [5 empty] | DATA NOT AVAILABLE | NATURAL POWER CONSULTANTS | 41MW WIND (ADD CAP) | TOM NAN CLACH FARM WIND | CAWDOR ESTATE BY B9007 | NAIRN | HIGHLAND | IV12 5UR | SCOTLAND | 293346 | 841162 | BOAT OF GARTEN | DATA NOT APPLICABLE | BOAT OF GARTEN GRID | 33 | SCOTTISH HYDRO ELECTRIC POWER DISTRIBUTION PLC | WIND | ONSHORE WIND TURBINES | NO | DATA NOT AVAILABLE | DATA NOT AVAILABLE | 4.85 | DATA NOT AVAILABLE | DATA NOT AVAILABLE | DATA NOT AVAILABLE | DATA NOT AVAILABLE | DATA NOT AVAILABLE | DATA NOT AVAILABLE | DATA NOT AVAILABLE | DATA NOT AVAILABLE | DATA NOT AVAILABLE | DATA NOT AVAILABLE | DATA NOT AVAILABLE | DATA NOT AVAILABLE | DATA NOT AVAILABLE | ACCEPTED TO CONNECT | DATA NOT AVAILABLE | DATA NOT AVAILABLE | DATA NOT AVAILABLE | DATA NOT AVAILABLE | DATA NOT AVAILABLE | DATA NOT AVAILABLE | 4.85 | 1 | 1.0526 | 0 | 0 | 44938 | DATA NOT AVAILABLE | N | DATA NOT AVAILABLE | DATA NOT AVAILABLE | DATA NOT AVAILABLE | DATA NOT AVAILABLE | DATA NOT AVAILABLE | 44959
DATA NOT AVAILABLE | [5 empty] | DATA NOT AVAILABLE | NATURAL POWER CONSULTANTS | 26.4MW WIND | NISTHILL WINDFARM | NISTHILL | ORKNEY | ORKNEY ISLANDS | KW17 2NR | SCOTLAND | 329570 | 1028108 | DATA NOT AVAILABLE | DATA NOT APPLICABLE | DATA NOT AVAILABLE | EHV | SCOTTISH HYDRO ELECTRIC POWER DISTRIBUTION PLC | WIND | ONSHORE WIND TURBINES | NO | DATA NOT AVAILABLE | DATA NOT AVAILABLE | 26.4 | DATA NOT AVAILABLE | DATA NOT AVAILABLE | DATA NOT AVAILABLE | DATA NOT AVAILABLE | DATA NOT AVAILABLE | DATA NOT AVAILABLE | DATA NOT AVAILABLE | DATA NOT AVAILABLE | DATA NOT AVAILABLE | DATA NOT AVAILABLE | DATA NOT AVAILABLE | DATA NOT AVAILABLE | DATA NOT AVAILABLE | ACCEPTED TO CONNECT | DATA NOT AVAILABLE | DATA NOT AVAILABLE | DATA NOT AVAILABLE | DATA NOT AVAILABLE | DATA NOT AVAILABLE | DATA NOT AVAILABLE | 26.4 | 26.4 | 27.7895 | 0.32842 | 0.312 | 44967 | DATA NOT AVAILABLE | N | DATA NOT AVAILABLE | DATA NOT AVAILABLE | DATA NOT AVAILABLE | DATA NOT AVAILABLE | DATA NOT AVAILABLE | 44993
DATA NOT AVAILABLE | [5 empty] | DATA NOT AVAILABLE | AWP WIND 1 LTD | STRUIE ROAD WIND - 9MW EXPORT | STRUIE ROAD | AULTNAMAIN | TAIN | HIGHLAND | IV19 1LH | SCOTLAND | 266622 | 881387 | ALNESS | DATA NOT APPLICABLE | DATA NOT AVAILABLE | EHV | SCOTTISH HYDRO ELECTRIC POWER DISTRIBUTION PLC | WIND | ONSHORE WIND TURBINES | NO | DATA NOT AVAILABLE | DATA NOT AVAILABLE | 9 | DATA NOT AVAILABLE | DATA NOT AVAILABLE | DATA NOT AVAILABLE | DATA NOT AVAILABLE | DATA NOT AVAILABLE | DATA NOT AVAILABLE | DATA NOT AVAILABLE | DATA NOT AVAILABLE | DATA NOT AVAILABLE | DATA NOT AVAILABLE | DATA NOT AVAILABLE | DATA NOT AVAILABLE | DATA NOT AVAILABLE | ACCEPTED TO CONNECT | DATA NOT AVAILABLE | DATA NOT AVAILABLE | DATA NOT AVAILABLE | DATA NOT AVAILABLE | DATA NOT AVAILABLE | DATA NOT AVAILABLE | 9 | 9 | 9.4737 | 0.55474 | 0.527 | 45140 | DATA NOT AVAILABLE | N | DATA NOT AVAILABLE | DATA NOT AVAILABLE | DATA NOT AVAILABLE | DATA NOT AVAILABLE | DATA NOT AVAILABLE | 45176
DATA NOT AVAILABLE | [5 empty] | DATA NOT AVAILABLE | RWE RENEWABLES UK ONSHORE WIND LTD | AUTH | CLACHAIG WIND FARM | DATA NOT AVAILABLE | TARBERT | ARGYLL AND BUTE | PA29 6XF | SCOTLAND | 169214 | 643823 | CARRADALE | DATA NOT APPLICABLE | CARRADALE GRID | 33 | SCOTTISH HYDRO ELECTRIC POWER DISTRIBUTION PLC | WIND | ONSHORE WIND TURBINES | NO | DATA NOT AVAILABLE | DATA NOT AVAILABLE | 52.8 | DATA NOT AVAILABLE | DATA NOT AVAILABLE | DATA NOT AVAILABLE | DATA NOT AVAILABLE | DATA NOT AVAILABLE | DATA NOT AVAILABLE | DATA NOT AVAILABLE | DATA NOT AVAILABLE | DATA NOT AVAILABLE | DATA NOT AVAILABLE | DATA NOT AVAILABLE | DATA NOT AVAILABLE | DATA NOT AVAILABLE | ACCEPTED TO CONNECT | DATA NOT AVAILABLE | DATA NOT AVAILABLE | DATA NOT AVAILABLE | DATA NOT AVAILABLE | DATA NOT AVAILABLE | DATA NOT AVAILABLE | 52.8 | 52.8 | 55.5789 | 0.21474 | 0.204 | 44937 | DATA NOT AVAILABLE | N | DATA NOT AVAILABLE | DATA NOT AVAILABLE | DATA NOT AVAILABLE | DATA NOT AVAILABLE | DATA NOT AVAILABLE | 44959
DATA NOT AVAILABLE | [5 empty] | DATA NOT AVAILABLE | CNOC MORAIL FARM | 26.4MW EXPORT AND 12MW IMPORT WIND & BESS | DATA NOT AVAILABLE | CNOC MORAIL FARM WATTEN | WICK | HIGHLAND | KW1 5XJ | SCOTLAND | 323173 | 953711 | MYBSTER | DATA NOT APPLICABLE | DATA NOT AVAILABLE | EHV | SCOTTISH HYDRO ELECTRIC POWER DISTRIBUTION PLC | WIND | ONSHORE WIND TURBINES | NO | DATA NOT AVAILABLE | DATA NOT AVAILABLE | 38.4 | STORED ENERGY (ALL STORED ENERGY IRRESPECTVE OF THE ORIGINAL ENERGY SOURCE) | STORAGE - ELECTROCHEMICAL (BATTERIES) | DATA NOT AVAILABLE | DATA NOT AVAILABLE | DATA NOT AVAILABLE | 12.6316 | DATA NOT AVAILABLE | DATA NOT AVAILABLE | DATA NOT AVAILABLE | DATA NOT AVAILABLE | DATA NOT AVAILABLE | DATA NOT AVAILABLE | DATA NOT AVAILABLE | ACCEPTED TO CONNECT | DATA NOT AVAILABLE | DATA NOT AVAILABLE | DATA NOT AVAILABLE | DATA NOT AVAILABLE | DATA NOT AVAILABLE | DATA NOT AVAILABLE | 38.4 | 26.4 | 27.7895 | 12.6316 | 12 | 45021 | DATA NOT AVAILABLE | N | DATA NOT AVAILABLE | DATA NOT AVAILABLE | DATA NOT AVAILABLE | DATA NOT AVAILABLE | DATA NOT AVAILABLE | 45057
DATA NOT AVAILABLE | [5 empty] | DATA NOT AVAILABLE | TNEI SERVICES | 43.2MW WIND | BERRY BURN EXTENSION | ALTYRE ESTATE | FORRES | MORAY | IV36 2QH | SCOTLAND | 302548 | 845737 | BERRYBURN GRID | DATA NOT APPLICABLE | BERRYBURN GRID | 33 | SCOTTISH HYDRO ELECTRIC POWER DISTRIBUTION PLC | WIND | ONSHORE WIND TURBINES | NO | DATA NOT AVAILABLE | DATA NOT AVAILABLE | 43.2 | DATA NOT AVAILABLE | DATA NOT AVAILABLE | DATA NOT AVAILABLE | DATA NOT AVAILABLE | DATA NOT AVAILABLE | DATA NOT AVAILABLE | DATA NOT AVAILABLE | DATA NOT AVAILABLE | DATA NOT AVAILABLE | DATA NOT AVAILABLE | DATA NOT AVAILABLE | DATA NOT AVAILABLE | DATA NOT AVAILABLE | ACCEPTED TO CONNECT | DATA NOT AVAILABLE | DATA NOT AVAILABLE | DATA NOT AVAILABLE | DATA NOT AVAILABLE | DATA NOT AVAILABLE | DATA NOT AVAILABLE | 43.2 | 43.2 | 45.4737 | 0.52632 | 0.5 | 44945 | DATA NOT AVAILABLE | N | DATA NOT AVAILABLE | DATA NOT AVAILABLE | DATA NOT AVAILABLE | DATA NOT AVAILABLE | DATA NOT AVAILABLE | 44959
DATA NOT AVAILABLE | [5 empty] | DATA NOT AVAILABLE | EVANS ENERGY LTD | 35MW WIND/BATTERY | NAN CLACH EXTENSION, WIND AND ELECTRICITY STORAGE | CAWDOR ESTATE ESTATE OFFICE CAWDOR | NAIRN | HIGHLAND | IV12 5RE | SCOTLAND | 284725 | 850184 | BOAT OF GARTEN | DATA NOT APPLICABLE | BOAT OF GARTEN GRID | 33 | SCOTTISH HYDRO ELECTRIC POWER DISTRIBUTION PLC | WIND | ONSHORE WIND TURBINES | NO | DATA NOT AVAILABLE | DATA NOT AVAILABLE | 70 | STORED ENERGY (ALL STORED ENERGY IRRESPECTVE OF THE ORIGINAL ENERGY SOURCE) | STORAGE - ELECTROCHEMICAL (BATTERIES) | DATA NOT AVAILABLE | DATA NOT AVAILABLE | DATA NOT AVAILABLE | 36.8421 | DATA NOT AVAILABLE | DATA NOT AVAILABLE | DATA NOT AVAILABLE | DATA NOT AVAILABLE | DATA NOT AVAILABLE | DATA NOT AVAILABLE | DATA NOT AVAILABLE | ACCEPTED TO CONNECT | DATA NOT AVAILABLE | DATA NOT AVAILABLE | DATA NOT AVAILABLE | DATA NOT AVAILABLE | DATA NOT AVAILABLE | DATA NOT AVAILABLE | 70 | 35 | 36.8421 | 36.8421 | 35 | 44875 | DATA NOT AVAILABLE | N | DATA NOT AVAILABLE | DATA NOT AVAILABLE | DATA NOT AVAILABLE | DATA NOT AVAILABLE | DATA NOT AVAILABLE | 44901
DATA NOT AVAILABLE | [5 empty] | DATA NOT AVAILABLE | MILLENNIUM EAST WIND FARM | 49.9MW WIND | MILLENNIUM EAST WIND FARM | GLENMORISTON | INVERNESS | HIGHLAND | IV63 7YN | SCOTLAND | 227912 | 812485 | FORT AUGUSTUS | DATA NOT APPLICABLE | FORT AUGUSTUS GRID | 33 | SCOTTISH HYDRO ELECTRIC POWER DISTRIBUTION PLC | WIND | ONSHORE WIND TURBINES | NO | DATA NOT AVAILABLE | DATA NOT AVAILABLE | 49.9 | DATA NOT AVAILABLE | DATA NOT AVAILABLE | DATA NOT AVAILABLE | DATA NOT AVAILABLE | DATA NOT AVAILABLE | DATA NOT AVAILABLE | DATA NOT AVAILABLE | DATA NOT AVAILABLE | DATA NOT AVAILABLE | DATA NOT AVAILABLE | DATA NOT AVAILABLE | DATA NOT AVAILABLE | DATA NOT AVAILABLE | ACCEPTED TO CONNECT | DATA NOT AVAILABLE | DATA NOT AVAILABLE | DATA NOT AVAILABLE | DATA NOT AVAILABLE | DATA NOT AVAILABLE | DATA NOT AVAILABLE | 49.9 | 49.9 | 52.5263 | 2.7695 | 2.631 | 45000 | DATA NOT AVAILABLE | N | DATA NOT AVAILABLE | DATA NOT AVAILABLE | DATA NOT AVAILABLE | DATA NOT AVAILABLE | DATA NOT AVAILABLE | 45022
DATA NOT AVAILABLE | [5 empty] | DATA NOT AVAILABLE | LABRON TECHNICAL LTD | TACHER WIND, 12.9MW | TACHER WIND TURBINE | LAND AT TACHER | LATHERON | HIGHLAND | KW5 6DX | SCOTLAND | 317987 | 942705 | MYBSTER | DATA NOT APPLICABLE | MYBSTER GRID | 33 | SCOTTISH HYDRO ELECTRIC POWER DISTRIBUTION PLC | WIND | ONSHORE WIND TURBINES | NO | DATA NOT AVAILABLE | DATA NOT AVAILABLE | 12.9 | DATA NOT AVAILABLE | DATA NOT AVAILABLE | DATA NOT AVAILABLE | DATA NOT AVAILABLE | DATA NOT AVAILABLE | DATA NOT AVAILABLE | DATA NOT AVAILABLE | DATA NOT AVAILABLE | DATA NOT AVAILABLE | DATA NOT AVAILABLE | DATA NOT AVAILABLE | DATA NOT AVAILABLE | DATA NOT AVAILABLE | ACCEPTED TO CONNECT | DATA NOT AVAILABLE | DATA NOT AVAILABLE | DATA NOT AVAILABLE | DATA NOT AVAILABLE | DATA NOT AVAILABLE | DATA NOT AVAILABLE | 12.9 | 12.9 | 13.5789 | 0.32316 | 0.307 | 45014 | DATA NOT AVAILABLE | N | DATA NOT AVAILABLE | DATA NOT AVAILABLE | DATA NOT AVAILABLE | DATA NOT AVAILABLE | DATA NOT AVAILABLE | 45057
DATA NOT AVAILABLE | [5 empty] | DATA NOT AVAILABLE | DATA NOT AVAILABLE | RENNIBISTER II WIND | NEW SITE | RENNIBISTER FARM KIRKWALL | KIRKWALL | ORKNEY ISLANDS | KW15 1TX | SCOTLAND | 339627 | 1012307 | DATA NOT AVAILABLE | DATA NOT APPLICABLE | DATA NOT AVAILABLE | EHV | SCOTTISH HYDRO ELECTRIC POWER DISTRIBUTION PLC | WIND | ONSHORE WIND TURBINES | NO | DATA NOT AVAILABLE | DATA NOT AVAILABLE | 26.4 | DATA NOT AVAILABLE | DATA NOT AVAILABLE | DATA NOT AVAILABLE | DATA NOT AVAILABLE | DATA NOT AVAILABLE | DATA NOT AVAILABLE | DATA NOT AVAILABLE | DATA NOT AVAILABLE | DATA NOT AVAILABLE | DATA NOT AVAILABLE | DATA NOT AVAILABLE | DATA NOT AVAILABLE | DATA NOT AVAILABLE | ACCEPTED TO CONNECT | DATA NOT AVAILABLE | DATA NOT AVAILABLE | DATA NOT AVAILABLE | DATA NOT AVAILABLE | DATA NOT AVAILABLE | DATA NOT AVAILABLE | 26.4 | 26.4 | 27.7895 | 0.21053 | 0.2 | 45068 | DATA NOT AVAILABLE | N | DATA NOT AVAILABLE | DATA NOT AVAILABLE | DATA NOT AVAILABLE | DATA NOT AVAILABLE | DATA NOT AVAILABLE | 45089
DATA NOT AVAILABLE | [5 empty] | DATA NOT AVAILABLE | SAC CONSULTING | BRACKENHILLS WIND 2.3MVA (CONTRACTED) | BRACKENHILLS WIND | CORNHILL | BANFF | ABERDEENSHIRE | AB45 2BD | SCOTLAND | 357812 | 859394 | MACDUFF | DATA NOT APPLICABLE | MACDUFF GRID | 33 | SCOTTISH HYDRO ELECTRIC POWER DISTRIBUTION PLC | WIND | ONSHORE WIND TURBINES | NO | DATA NOT AVAILABLE | DATA NOT AVAILABLE | 2.3 | DATA NOT AVAILABLE | DATA NOT AVAILABLE | DATA NOT AVAILABLE | DATA NOT AVAILABLE | DATA NOT AVAILABLE | DATA NOT AVAILABLE | DATA NOT AVAILABLE | DATA NOT AVAILABLE | DATA NOT AVAILABLE | DATA NOT AVAILABLE | DATA NOT AVAILABLE | DATA NOT AVAILABLE | DATA NOT AVAILABLE | ACCEPTED TO CONNECT | DATA NOT AVAILABLE | DATA NOT AVAILABLE | DATA NOT AVAILABLE | DATA NOT AVAILABLE | DATA NOT AVAILABLE | DATA NOT AVAILABLE | 2.3 | 2.3 | 2.4211 | 0.025263 | 0.024 | 45016 | DATA NOT AVAILABLE | N | DATA NOT AVAILABLE | DATA NOT AVAILABLE | DATA NOT AVAILABLE | DATA NOT AVAILABLE | DATA NOT AVAILABLE | 45057
DATA NOT AVAILABLE | [5 empty] | DATA NOT AVAILABLE | DATA NOT AVAILABLE | 57.6MW WIND - BEINN GHLASS ADD CAP | NEW SITE | BARGUILLEAN ESTATE | TAYNUILT | ARGYLL AND BUTE | PA35 1JS | SCOTLAND | 198619 | 730752 | TAYNUILT | DATA NOT APPLICABLE | TAYNUILT GRID | 33 | SCOTTISH HYDRO ELECTRIC POWER DISTRIBUTION PLC | WIND | ONSHORE WIND TURBINES | NO | DATA NOT AVAILABLE | DATA NOT AVAILABLE | 49.6 | DATA NOT AVAILABLE | DATA NOT AVAILABLE | DATA NOT AVAILABLE | DATA NOT AVAILABLE | DATA NOT AVAILABLE | DATA NOT AVAILABLE | DATA NOT AVAILABLE | DATA NOT AVAILABLE | DATA NOT AVAILABLE | DATA NOT AVAILABLE | DATA NOT AVAILABLE | DATA NOT AVAILABLE | DATA NOT AVAILABLE | ACCEPTED TO CONNECT | DATA NOT AVAILABLE | DATA NOT AVAILABLE | DATA NOT AVAILABLE | DATA NOT AVAILABLE | DATA NOT AVAILABLE | DATA NOT AVAILABLE | 49.6 | 49.6 | 52.2105 | 0.61579 | 0.585 | 45168 | DATA NOT AVAILABLE | N | DATA NOT AVAILABLE | DATA NOT AVAILABLE | DATA NOT AVAILABLE | DATA NOT AVAILABLE | DATA NOT AVAILABLE | 45176
DATA NOT AVAILABLE | [5 empty] | DATA NOT AVAILABLE | SIMON SWIATEK | 66MW WIND | NEW SITE | BARACHANDER WIND FARM, LAND BER BARACHAN | ARGYLL | ARGYLL AND BUTE | PA35 1HD | SCOTLAND | 203344 | 723968 | TAYNUILT | DATA NOT APPLICABLE | TAYNUILT GRID | 33 | SCOTTISH HYDRO ELECTRIC POWER DISTRIBUTION PLC | WIND | ONSHORE WIND TURBINES | NO | DATA NOT AVAILABLE | DATA NOT AVAILABLE | 66 | DATA NOT AVAILABLE | DATA NOT AVAILABLE | DATA NOT AVAILABLE | DATA NOT AVAILABLE | DATA NOT AVAILABLE | DATA NOT AVAILABLE | DATA NOT AVAILABLE | DATA NOT AVAILABLE | DATA NOT AVAILABLE | DATA NOT AVAILABLE | DATA NOT AVAILABLE | DATA NOT AVAILABLE | DATA NOT AVAILABLE | ACCEPTED TO CONNECT | DATA NOT AVAILABLE | DATA NOT AVAILABLE | DATA NOT AVAILABLE | DATA NOT AVAILABLE | DATA NOT AVAILABLE | DATA NOT AVAILABLE | 66 | 66 | 69.4737 | 0.5 | 0.475 | 45104 | DATA NOT AVAILABLE | N | DATA NOT AVAILABLE | DATA NOT AVAILABLE | DATA NOT AVAILABLE | DATA NOT AVAILABLE | DATA NOT AVAILABLE | 45113
DATA NOT AVAILABLE | [5 empty] | DATA NOT AVAILABLE | RWE RENEWABLES UK ONSHORE WIND LTD | N COE INVOICE CAMSTER 2 WIND FARM | CAMSTER 2 WIND FARM | DATA NOT AVAILABLE | WICK | HIGHLAND | KW1 5SG | SCOTLAND | 332119 | 949806 | MYBSTER | DATA NOT APPLICABLE | MYBSTER GRID | 33 | SCOTTISH HYDRO ELECTRIC POWER DISTRIBUTION PLC | WIND | ONSHORE WIND TURBINES | NO | DATA NOT AVAILABLE | DATA NOT AVAILABLE | 38 | DATA NOT AVAILABLE | DATA NOT AVAILABLE | DATA NOT AVAILABLE | DATA NOT AVAILABLE | DATA NOT AVAILABLE | DATA NOT AVAILABLE | DATA NOT AVAILABLE | DATA NOT AVAILABLE | DATA NOT AVAILABLE | DATA NOT AVAILABLE | DATA NOT AVAILABLE | DATA NOT AVAILABLE | DATA NOT AVAILABLE | ACCEPTED TO CONNECT | DATA NOT AVAILABLE | DATA NOT AVAILABLE | DATA NOT AVAILABLE | DATA NOT AVAILABLE | DATA NOT AVAILABLE | DATA NOT AVAILABLE | 38 | 38 | 40 | 0.21053 | 0.2 | 45510 | 45933 | N | DATA NOT AVAILABLE | DATA NOT AVAILABLE | DATA NOT AVAILABLE | DATA NOT AVAILABLE | DATA NOT AVAILABLE | 45089
DATA NOT AVAILABLE | [5 empty] | DATA NOT AVAILABLE | DATA NOT AVAILABLE | 25MW WIND | NEW SITE | SHELLOCH B WIND FARM, SPITTALHILL FARM, | STIRLING | STIRLING | FK8 3JW | SCOTLAND | 264430 | 692068 | STRATHLEVEN | DATA NOT APPLICABLE | STRATHLEVEN | 33 | SCOTTISH HYDRO ELECTRIC POWER DISTRIBUTION PLC | WIND | ONSHORE WIND TURBINES | NO | DATA NOT AVAILABLE | DATA NOT AVAILABLE | 25 | DATA NOT AVAILABLE | DATA NOT AVAILABLE | DATA NOT AVAILABLE | DATA NOT AVAILABLE | DATA NOT AVAILABLE | DATA NOT AVAILABLE | DATA NOT AVAILABLE | DATA NOT AVAILABLE | DATA NOT AVAILABLE | DATA NOT AVAILABLE | DATA NOT AVAILABLE | DATA NOT AVAILABLE | DATA NOT AVAILABLE | ACCEPTED TO CONNECT | DATA NOT AVAILABLE | DATA NOT AVAILABLE | DATA NOT AVAILABLE | DATA NOT AVAILABLE | DATA NOT AVAILABLE | DATA NOT AVAILABLE | 25 | 25 | 26.3158 | 1.0526 | 1 | 45154 | DATA NOT AVAILABLE | N | DATA NOT AVAILABLE | DATA NOT AVAILABLE | DATA NOT AVAILABLE | DATA NOT AVAILABLE | DATA NOT AVAILABLE | 45176
DATA NOT AVAILABLE | [5 empty] | DATA NOT AVAILABLE | DATA NOT AVAILABLE | NO COE INVOICE STRUAN 2 EXTRA ADDCAP | DATA NOT AVAILABLE | 4 GESTO, STRUAN | ISLE OF SKYE | HIGHLAND | IV56 8FX | SCOTLAND | 135588 | 837887 | DATA NOT AVAILABLE | DATA NOT APPLICABLE | DATA NOT AVAILABLE | EHV | SCOTTISH HYDRO ELECTRIC POWER DISTRIBUTION PLC | WIND | ONSHORE WIND TURBINES | NO | DATA NOT AVAILABLE | DATA NOT AVAILABLE | 4.2 | DATA NOT AVAILABLE | DATA NOT AVAILABLE | DATA NOT AVAILABLE | DATA NOT AVAILABLE | DATA NOT AVAILABLE | DATA NOT AVAILABLE | DATA NOT AVAILABLE | DATA NOT AVAILABLE | DATA NOT AVAILABLE | DATA NOT AVAILABLE | DATA NOT AVAILABLE | DATA NOT AVAILABLE | DATA NOT AVAILABLE | ACCEPTED TO CONNECT | DATA NOT AVAILABLE | DATA NOT AVAILABLE | DATA NOT AVAILABLE | DATA NOT AVAILABLE | DATA NOT AVAILABLE | DATA NOT AVAILABLE | 4.2 | 2 | 2.1053 | 0 | 0 | 45061 | DATA NOT AVAILABLE | N | DATA NOT AVAILABLE | DATA NOT AVAILABLE | DATA NOT AVAILABLE | DATA NOT AVAILABLE | DATA NOT AVAILABLE | 45089
DATA NOT AVAILABLE | [5 empty] | DATA NOT AVAILABLE | BOYTHORPE WIND ENERGY LTD | 9MW THOMSON WIND | THOMSON WIND TURBINES | LYNESS | STROMNESS | ORKNEY ISLANDS | KW16 3NW | SCOTLAND | 330519 | 994410 | THURSO | DATA NOT APPLICABLE | SCORRADALE | 0.4 | SCOTTISH HYDRO ELECTRIC POWER DISTRIBUTION PLC | WIND | ONSHORE WIND TURBINES | NO | DATA NOT AVAILABLE | DATA NOT AVAILABLE | 9 | DATA NOT AVAILABLE | DATA NOT AVAILABLE | DATA NOT AVAILABLE | DATA NOT AVAILABLE | DATA NOT AVAILABLE | DATA NOT AVAILABLE | DATA NOT AVAILABLE | DATA NOT AVAILABLE | DATA NOT AVAILABLE | DATA NOT AVAILABLE | DATA NOT AVAILABLE | DATA NOT AVAILABLE | DATA NOT AVAILABLE | ACCEPTED TO CONNECT | DATA NOT AVAILABLE | DATA NOT AVAILABLE | DATA NOT AVAILABLE | DATA NOT AVAILABLE | DATA NOT AVAILABLE | DATA NOT AVAILABLE | 9 | 9 | 9.4737 | 0.10526 | 0.1 | 45119 | DATA NOT AVAILABLE | N | DATA NOT AVAILABLE | DATA NOT AVAILABLE | DATA NOT AVAILABLE | DATA NOT AVAILABLE | DATA NOT AVAILABLE | 45176
DATA NOT AVAILABLE | [5 empty] | DATA NOT AVAILABLE | DATA NOT AVAILABLE | CAIRNTAWIE WOOD WIND FARM | NEW SITE | CAIRNTAWIE WOOD | RORA | ABERDEENSHIRE | AB42 4JB | SCOTLAND | 402618 | 852560 | ST FERGUS GAS | DATA NOT APPLICABLE | ST FERGUS GAS TERM | 11 | SCOTTISH HYDRO ELECTRIC POWER DISTRIBUTION PLC | WIND | ONSHORE WIND TURBINES | NO | DATA NOT AVAILABLE | DATA NOT AVAILABLE | 12.55 | DATA NOT AVAILABLE | DATA NOT AVAILABLE | DATA NOT AVAILABLE | DATA NOT AVAILABLE | DATA NOT AVAILABLE | DATA NOT AVAILABLE | DATA NOT AVAILABLE | DATA NOT AVAILABLE | DATA NOT AVAILABLE | DATA NOT AVAILABLE | DATA NOT AVAILABLE | DATA NOT AVAILABLE | DATA NOT AVAILABLE | ACCEPTED TO CONNECT | DATA NOT AVAILABLE | DATA NOT AVAILABLE | DATA NOT AVAILABLE | DATA NOT AVAILABLE | DATA NOT AVAILABLE | DATA NOT AVAILABLE | 12.55 | 10 | 10.5263 | 2.6316 | 2.5 | 45166 | DATA NOT AVAILABLE | N | DATA NOT AVAILABLE | DATA NOT AVAILABLE | DATA NOT AVAILABLE | DATA NOT AVAILABLE | DATA NOT AVAILABLE | 45176
DATA NOT AVAILABLE | [5 empty] | DATA NOT AVAILABLE | DATA NOT AVAILABLE | KINLOCHBERVIE WIND FARM | NEW SITE | B801 ACHRIESGILL RHICONICH | LAIRG | HIGHLAND | IV27 4RL | SCOTLAND | 225759 | 952369 | CASSLEY | DATA NOT APPLICABLE | DATA NOT AVAILABLE | EHV | SCOTTISH HYDRO ELECTRIC POWER DISTRIBUTION PLC | WIND | ONSHORE WIND TURBINES | NO | DATA NOT AVAILABLE | DATA NOT AVAILABLE | 49.6 | DATA NOT AVAILABLE | DATA NOT AVAILABLE | DATA NOT AVAILABLE | DATA NOT AVAILABLE | DATA NOT AVAILABLE | DATA NOT AVAILABLE | DATA NOT AVAILABLE | DATA NOT AVAILABLE | DATA NOT AVAILABLE | DATA NOT AVAILABLE | DATA NOT AVAILABLE | DATA NOT AVAILABLE | DATA NOT AVAILABLE | ACCEPTED TO CONNECT | DATA NOT AVAILABLE | DATA NOT AVAILABLE | DATA NOT AVAILABLE | DATA NOT AVAILABLE | DATA NOT AVAILABLE | DATA NOT AVAILABLE | 49.6 | 45 | 47.3684 | 0.47368 | 0.45 | 45112 | DATA NOT AVAILABLE | N | DATA NOT AVAILABLE | DATA NOT AVAILABLE | DATA NOT AVAILABLE | DATA NOT AVAILABLE | DATA NOT AVAILABLE | 45176
DATA NOT AVAILABLE | [5 empty] | DATA NOT AVAILABLE | DATA NOT AVAILABLE | SP GENERATION | MACC BUSINESS PARK | MACHRIHANISH | CAMPBELTOWN | ARGYLL AND BUTE | DATA NOT AVAILABLE | SCOTLAND | DATA NOT AVAILABLE | DATA NOT AVAILABLE | CARRADALE | DATA NOT APPLICABLE | WESTPARK FERGUS | 11 | SCOTTISH HYDRO ELECTRIC POWER DISTRIBUTION PLC | WIND | ONSHORE WIND TURBINES | NO | DATA NOT AVAILABLE | DATA NOT AVAILABLE | 4.95 | DATA NOT AVAILABLE | DATA NOT AVAILABLE | DATA NOT AVAILABLE | DATA NOT AVAILABLE | DATA NOT AVAILABLE | DATA NOT AVAILABLE | DATA NOT AVAILABLE | DATA NOT AVAILABLE | DATA NOT AVAILABLE | DATA NOT AVAILABLE | DATA NOT AVAILABLE | DATA NOT AVAILABLE | DATA NOT AVAILABLE | ACCEPTED TO CONNECT | DATA NOT AVAILABLE | DATA NOT AVAILABLE | DATA NOT AVAILABLE | DATA NOT AVAILABLE | DATA NOT AVAILABLE | DATA NOT AVAILABLE | 4.95 | 4 | 4.2105 | 2.1474 | 2.04 | 45149 | DATA NOT AVAILABLE | N | DATA NOT AVAILABLE | DATA NOT AVAILABLE | DATA NOT AVAILABLE | DATA NOT AVAILABLE | DATA NOT AVAILABLE | 45176
DATA NOT AVAILABLE | [5 empty] | DATA NOT AVAILABLE | WIND2 LTD | HILL OF STONEYFIELD WIND | HILL OF STONEYFIELD | NEWTON OF BEGGSHILL DRUMBLADE | HUNTLY | ABERDEENSHIRE | AB54 6BJ | SCOTLAND | 360059 | 838744 | ROTHIENORMAN | DATA NOT APPLICABLE | ROTHIENORMAN | 0.4 | SCOTTISH HYDRO ELECTRIC POWER DISTRIBUTION PLC | WIND | ONSHORE WIND TURBINES | NO | DATA NOT AVAILABLE | DATA NOT AVAILABLE | 15 | DATA NOT AVAILABLE | DATA NOT AVAILABLE | DATA NOT AVAILABLE | DATA NOT AVAILABLE | DATA NOT AVAILABLE | DATA NOT AVAILABLE | DATA NOT AVAILABLE | DATA NOT AVAILABLE | DATA NOT AVAILABLE | DATA NOT AVAILABLE | DATA NOT AVAILABLE | DATA NOT AVAILABLE | DATA NOT AVAILABLE | ACCEPTED TO CONNECT | DATA NOT AVAILABLE | DATA NOT AVAILABLE | DATA NOT AVAILABLE | DATA NOT AVAILABLE | DATA NOT AVAILABLE | DATA NOT AVAILABLE | 15 | 15 | 15.7895 | 0.2 | 0.21053 | 45201 | DATA NOT AVAILABLE | N | DATA NOT AVAILABLE | DATA NOT AVAILABLE | DATA NOT AVAILABLE | DATA NOT AVAILABLE | DATA NOT AVAILABLE | 45271
DATA NOT AVAILABLE | [5 empty] | DATA NOT AVAILABLE | DATA NOT AVAILABLE | 38.34MW WIND | NEW SITE | CREAG DHUBH WINDFARM, UPPER SUCCOTH STRACHUR | CAIRNDOW | ARGYLL AND BUTE | PA27 8DW | SCOTLAND | 210640 | 700908 | CLACHAN | DATA NOT APPLICABLE | DATA NOT AVAILABLE | EHV | SCOTTISH HYDRO ELECTRIC POWER DISTRIBUTION PLC | WIND | ONSHORE WIND TURBINES | NO | DATA NOT AVAILABLE | DATA NOT AVAILABLE | 38.34 | DATA NOT AVAILABLE | DATA NOT AVAILABLE | DATA NOT AVAILABLE | DATA NOT AVAILABLE | DATA NOT AVAILABLE | DATA NOT AVAILABLE | DATA NOT AVAILABLE | DATA NOT AVAILABLE | DATA NOT AVAILABLE | DATA NOT AVAILABLE | DATA NOT AVAILABLE | DATA NOT AVAILABLE | DATA NOT AVAILABLE | ACCEPTED TO CONNECT | DATA NOT AVAILABLE | DATA NOT AVAILABLE | DATA NOT AVAILABLE | DATA NOT AVAILABLE | DATA NOT AVAILABLE | DATA NOT AVAILABLE | 38.34 | 38.34 | 40.3579 | 0.4 | 0.42105 | 45203 | DATA NOT AVAILABLE | N | DATA NOT AVAILABLE | DATA NOT AVAILABLE | DATA NOT AVAILABLE | DATA NOT AVAILABLE | DATA NOT AVAILABLE | 45271
DATA NOT AVAILABLE | [5 empty] | DATA NOT AVAILABLE | NATURAL POWER | SP 50MW WIND | CRUACH GLENAMACHRIE WIND | CRUACH GLENAMACHRIE | TAYNUILT | ARGYLL AND BUTE | PA35 1JB | SCOTLAND | 196360 | 732268 | TAYNUILT | DATA NOT APPLICABLE | TAYNUILT GRID | 33 | SCOTTISH HYDRO ELECTRIC POWER DISTRIBUTION PLC | WIND | ONSHORE WIND TURBINES | NO | DATA NOT AVAILABLE | DATA NOT AVAILABLE | 50 | DATA NOT AVAILABLE | DATA NOT AVAILABLE | DATA NOT AVAILABLE | DATA NOT AVAILABLE | DATA NOT AVAILABLE | DATA NOT AVAILABLE | DATA NOT AVAILABLE | DATA NOT AVAILABLE | DATA NOT AVAILABLE | DATA NOT AVAILABLE | DATA NOT AVAILABLE | DATA NOT AVAILABLE | DATA NOT AVAILABLE | ACCEPTED TO CONNECT | DATA NOT AVAILABLE | DATA NOT AVAILABLE | DATA NOT AVAILABLE | DATA NOT AVAILABLE | DATA NOT AVAILABLE | DATA NOT AVAILABLE | 50 | 50 | 52.6316 | 0.737 | 0.77579 | 45208 | DATA NOT AVAILABLE | N | DATA NOT AVAILABLE | DATA NOT AVAILABLE | DATA NOT AVAILABLE | DATA NOT AVAILABLE | DATA NOT AVAILABLE | 45271
DATA NOT AVAILABLE | [5 empty] | DATA NOT AVAILABLE | DATA NOT AVAILABLE | STRATH OYKEL WIND FARM 77.6MW | NEW SITE | ROSEHALL | DOUNE | HIGHLAND | IV27 4HE | SCOTLAND | 241576 | 901053 | SHIN | DATA NOT APPLICABLE | SHIN GRID | 33 | SCOTTISH HYDRO ELECTRIC POWER DISTRIBUTION PLC | WIND | ONSHORE WIND TURBINES | NO | DATA NOT AVAILABLE | DATA NOT AVAILABLE | 77.6 | DATA NOT AVAILABLE | DATA NOT AVAILABLE | DATA NOT AVAILABLE | DATA NOT AVAILABLE | DATA NOT AVAILABLE | DATA NOT AVAILABLE | DATA NOT AVAILABLE | DATA NOT AVAILABLE | DATA NOT AVAILABLE | DATA NOT AVAILABLE | DATA NOT AVAILABLE | DATA NOT AVAILABLE | DATA NOT AVAILABLE | ACCEPTED TO CONNECT | DATA NOT AVAILABLE | DATA NOT AVAILABLE | DATA NOT AVAILABLE | DATA NOT AVAILABLE | DATA NOT AVAILABLE | DATA NOT AVAILABLE | 77.6 | 77.6 | 81.6842 | 5.5 | 5.7895 | 45237 | DATA NOT AVAILABLE | N | DATA NOT AVAILABLE | DATA NOT AVAILABLE | DATA NOT AVAILABLE | DATA NOT AVAILABLE | DATA NOT AVAILABLE | 45271
DATA NOT AVAILABLE | [5 empty] | DATA NOT AVAILABLE | WHIRLWIND ENERGY STORAGE LTD | THURSO 2 BESS | NEW SITE | LAND AT STAINLAND FARM | THURSO | HIGHLAND | KW14 8SW | SCOTLAND | 316578 | 966183 | THURSO SOUTH GRID | DATA NOT APPLICABLE | THURSO SOUTH GRID | 33 | SCOTTISH HYDRO ELECTRIC POWER DISTRIBUTION PLC | WIND | ONSHORE WIND TURBINES | NO | DATA NOT AVAILABLE | DATA NOT AVAILABLE | 49.897 | DATA NOT AVAILABLE | DATA NOT AVAILABLE | DATA NOT AVAILABLE | DATA NOT AVAILABLE | DATA NOT AVAILABLE | DATA NOT AVAILABLE | DATA NOT AVAILABLE | DATA NOT AVAILABLE | DATA NOT AVAILABLE | DATA NOT AVAILABLE | DATA NOT AVAILABLE | DATA NOT AVAILABLE | DATA NOT AVAILABLE | ACCEPTED TO CONNECT | DATA NOT AVAILABLE | DATA NOT AVAILABLE | DATA NOT AVAILABLE | DATA NOT AVAILABLE | DATA NOT AVAILABLE | DATA NOT AVAILABLE | 49.897 | 49.9 | 52.5263 | 52.525 | 55.2895 | 45217 | DATA NOT AVAILABLE | N | DATA NOT AVAILABLE | DATA NOT AVAILABLE | DATA NOT AVAILABLE | DATA NOT AVAILABLE | DATA NOT AVAILABLE | 45271
DATA NOT AVAILABLE | [5 empty] | DATA NOT AVAILABLE | DATA NOT AVAILABLE | GLENCREGGAN FARM - 30MW WIND | NEW SITE | GLENCREGGAN FARM TARBERT | TARBERT | ARGYLL AND BUTE | PA29 6UU | SCOTLAND | 167397 | 638030 | DATA NOT AVAILABLE | DATA NOT APPLICABLE | DATA NOT AVAILABLE | EHV | SCOTTISH HYDRO ELECTRIC POWER DISTRIBUTION PLC | WIND | ONSHORE WIND TURBINES | NO | DATA NOT AVAILABLE | DATA NOT AVAILABLE | 30 | DATA NOT AVAILABLE | DATA NOT AVAILABLE | DATA NOT AVAILABLE | DATA NOT AVAILABLE | DATA NOT AVAILABLE | DATA NOT AVAILABLE | DATA NOT AVAILABLE | DATA NOT AVAILABLE | DATA NOT AVAILABLE | DATA NOT AVAILABLE | DATA NOT AVAILABLE | DATA NOT AVAILABLE | DATA NOT AVAILABLE | ACCEPTED TO CONNECT | DATA NOT AVAILABLE | DATA NOT AVAILABLE | DATA NOT AVAILABLE | DATA NOT AVAILABLE | DATA NOT AVAILABLE | DATA NOT AVAILABLE | 30 | 30 | 31.5789 | 0.75 | 0.78947 | 45223 | DATA NOT AVAILABLE | N | DATA NOT AVAILABLE | DATA NOT AVAILABLE | DATA NOT AVAILABLE | DATA NOT AVAILABLE | DATA NOT AVAILABLE | 45271
DATA NOT AVAILABLE | [5 empty] | DATA NOT AVAILABLE | DATA NOT AVAILABLE | DOCO 14.4MW WIND, 8MW BESS | DATA NOT AVAILABLE | SHETLAND WIND FARM, | SHETLAND | SHETLAND ISLANDS | ZE2 9PP | SCOTLAND | 445969 | 1154515 | GREMISTA | DATA NOT APPLICABLE | GREMISTA | 11 | SCOTTISH HYDRO ELECTRIC POWER DISTRIBUTION PLC | WIND | ONSHORE WIND TURBINES | NO | DATA NOT AVAILABLE | DATA NOT AVAILABLE | 22.4 | DATA NOT AVAILABLE | DATA NOT AVAILABLE | DATA NOT AVAILABLE | DATA NOT AVAILABLE | DATA NOT AVAILABLE | DATA NOT AVAILABLE | DATA NOT AVAILABLE | DATA NOT AVAILABLE | DATA NOT AVAILABLE | DATA NOT AVAILABLE | DATA NOT AVAILABLE | DATA NOT AVAILABLE | DATA NOT AVAILABLE | ACCEPTED TO CONNECT | DATA NOT AVAILABLE | DATA NOT AVAILABLE | DATA NOT AVAILABLE | DATA NOT AVAILABLE | DATA NOT AVAILABLE | DATA NOT AVAILABLE | 22.4 | 18 | 18.9474 | 8 | 8.4211 | 45273 | DATA NOT AVAILABLE | N | DATA NOT AVAILABLE | DATA NOT AVAILABLE | DATA NOT AVAILABLE | DATA NOT AVAILABLE | DATA NOT AVAILABLE | 45302
DATA NOT AVAILABLE | [5 empty] | DATA NOT AVAILABLE | WIND 2 LTD | SWARCLETT WIND FARM & BESS | DATA NOT AVAILABLE | LAND AT SWARCLETT FARMS HALKIRK | HALKIRK | HIGHLAND | KW12 6UX | SCOTLAND | 318216 | 960849 | THURSO SOUTH GRID | DATA NOT APPLICABLE | THURSO SOUTH GRID | 33 | SCOTTISH HYDRO ELECTRIC POWER DISTRIBUTION PLC | WIND | ONSHORE WIND TURBINES | NO | DATA NOT AVAILABLE | DATA NOT AVAILABLE | 18.16 | STORED ENERGY (ALL STORED ENERGY IRRESPECTVE OF THE ORIGINAL ENERGY SOURCE) | STORAGE - ELECTROCHEMICAL (BATTERIES) | DATA NOT AVAILABLE | DATA NOT AVAILABLE | DATA NOT AVAILABLE | 18 | DATA NOT AVAILABLE | DATA NOT AVAILABLE | DATA NOT AVAILABLE | DATA NOT AVAILABLE | DATA NOT AVAILABLE | DATA NOT AVAILABLE | DATA NOT AVAILABLE | ACCEPTED TO CONNECT | DATA NOT AVAILABLE | DATA NOT AVAILABLE | DATA NOT AVAILABLE | DATA NOT AVAILABLE | DATA NOT AVAILABLE | DATA NOT AVAILABLE | 18.16 | 18 | 18.9474 | 8.412 | 8.8547 | 45278 | DATA NOT AVAILABLE | N | DATA NOT AVAILABLE | DATA NOT AVAILABLE | DATA NOT AVAILABLE | DATA NOT AVAILABLE | DATA NOT AVAILABLE | 45302
DATA NOT AVAILABLE | [5 empty] | DATA NOT AVAILABLE | DATA NOT AVAILABLE | WINDBURN WIND FARM 75MW WIND, 35MW BESS | DATA NOT AVAILABLE | WINDBURN WIND FARM | AUCHTERARDER | PERTHSHIRE AND KINROSS | PH4 1QT | SCOTLAND | 286922 | 706612 | BRACO WEST GRID | DATA NOT APPLICABLE | DATA NOT AVAILABLE | EHV | SCOTTISH HYDRO ELECTRIC POWER DISTRIBUTION PLC | WIND | ONSHORE WIND TURBINES | NO | DATA NOT AVAILABLE | DATA NOT AVAILABLE | 110 | DATA NOT AVAILABLE | DATA NOT AVAILABLE | DATA NOT AVAILABLE | DATA NOT AVAILABLE | DATA NOT AVAILABLE | DATA NOT AVAILABLE | DATA NOT AVAILABLE | DATA NOT AVAILABLE | DATA NOT AVAILABLE | DATA NOT AVAILABLE | DATA NOT AVAILABLE | DATA NOT AVAILABLE | DATA NOT AVAILABLE | ACCEPTED TO CONNECT | DATA NOT AVAILABLE | DATA NOT AVAILABLE | DATA NOT AVAILABLE | DATA NOT AVAILABLE | DATA NOT AVAILABLE | DATA NOT AVAILABLE | 110 | 75 | 78.9474 | 35 | 36.8421 | 45281 | DATA NOT AVAILABLE | N | DATA NOT AVAILABLE | DATA NOT AVAILABLE | DATA NOT AVAILABLE | DATA NOT AVAILABLE | DATA NOT AVAILABLE | 45302
DATA NOT AVAILABLE | [5 empty] | DATA NOT AVAILABLE | TNEI SERVICES LTD. | NARACHAN WIND FARM | NARACHAN WIND FARM | NARACHAN WIND FARM KINTYRE PENINSULA | ARGYLL | ARGYLL AND BUTE | PA29 6XG | SCOTLAND | 170811 | 648499 | CARRADALE | DATA NOT APPLICABLE | CARRADALE GRID | 33 | SCOTTISH HYDRO ELECTRIC POWER DISTRIBUTION PLC | WIND | ONSHORE WIND TURBINES | NO | DATA NOT AVAILABLE | DATA NOT AVAILABLE | 72.6 | DATA NOT AVAILABLE | DATA NOT AVAILABLE | DATA NOT AVAILABLE | DATA NOT AVAILABLE | DATA NOT AVAILABLE | DATA NOT AVAILABLE | DATA NOT AVAILABLE | DATA NOT AVAILABLE | DATA NOT AVAILABLE | DATA NOT AVAILABLE | DATA NOT AVAILABLE | DATA NOT AVAILABLE | DATA NOT AVAILABLE | ACCEPTED TO CONNECT | DATA NOT AVAILABLE | DATA NOT AVAILABLE | DATA NOT AVAILABLE | DATA NOT AVAILABLE | DATA NOT AVAILABLE | DATA NOT AVAILABLE | 72.6 | 72.6 | 76.4211 | 0.25 | 0.26316 | 45295 | DATA NOT AVAILABLE | N | DATA NOT AVAILABLE | DATA NOT AVAILABLE | DATA NOT AVAILABLE | DATA NOT AVAILABLE | DATA NOT AVAILABLE | 45302
DATA NOT AVAILABLE | [5 empty] | DATA NOT AVAILABLE | DATA NOT AVAILABLE | TTQ - DG - 71.6MW EXPORT | DATA NOT AVAILABLE | BUNLOINN | INVERGARRY | HIGHLAND | IV63 7YN | SCOTLAND | 227912 | 812485 | CEANNACROC | DATA NOT APPLICABLE | CEANNACROC GRID | 33 | SCOTTISH HYDRO ELECTRIC POWER DISTRIBUTION PLC | WIND | ONSHORE WIND TURBINES | NO | DATA NOT AVAILABLE | DATA NOT AVAILABLE | 71.6 | DATA NOT AVAILABLE | DATA NOT AVAILABLE | DATA NOT AVAILABLE | DATA NOT AVAILABLE | DATA NOT AVAILABLE | DATA NOT AVAILABLE | DATA NOT AVAILABLE | DATA NOT AVAILABLE | DATA NOT AVAILABLE | DATA NOT AVAILABLE | DATA NOT AVAILABLE | DATA NOT AVAILABLE | DATA NOT AVAILABLE | ACCEPTED TO CONNECT | DATA NOT AVAILABLE | DATA NOT AVAILABLE | DATA NOT AVAILABLE | DATA NOT AVAILABLE | DATA NOT AVAILABLE | DATA NOT AVAILABLE | 71.6 | 71.6 | 75.3684 | 5.5 | 5.7895 | 45316 | DATA NOT AVAILABLE | N | DATA NOT AVAILABLE | DATA NOT AVAILABLE | DATA NOT AVAILABLE | DATA NOT AVAILABLE | DATA NOT AVAILABLE | 45331
DATA NOT AVAILABLE | [5 empty] | DATA NOT AVAILABLE | MUIRDEN ENERGY LLP | TURRIFF CARLINCRAIG WIND | CARLINCRAIG WIND | DATA NOT AVAILABLE | TURRIFF | ABERDEENSHIRE | AB53 4HL | SCOTLAND | 367882 | 845990 | MACDUFF | DATA NOT APPLICABLE | MACDUFF GRID | 33 | SCOTTISH HYDRO ELECTRIC POWER DISTRIBUTION PLC | WIND | ONSHORE WIND TURBINES | NO | DATA NOT AVAILABLE | DATA NOT AVAILABLE | 4.6 | DATA NOT AVAILABLE | DATA NOT AVAILABLE | DATA NOT AVAILABLE | DATA NOT AVAILABLE | DATA NOT AVAILABLE | DATA NOT AVAILABLE | DATA NOT AVAILABLE | DATA NOT AVAILABLE | DATA NOT AVAILABLE | DATA NOT AVAILABLE | DATA NOT AVAILABLE | DATA NOT AVAILABLE | DATA NOT AVAILABLE | ACCEPTED TO CONNECT | DATA NOT AVAILABLE | DATA NOT AVAILABLE | DATA NOT AVAILABLE | DATA NOT AVAILABLE | DATA NOT AVAILABLE | DATA NOT AVAILABLE | 4.6 | 4.6 | 4.8421 | 0.04 | 0.042105 | 45324 | DATA NOT AVAILABLE | N | DATA NOT AVAILABLE | DATA NOT AVAILABLE | DATA NOT AVAILABLE | DATA NOT AVAILABLE | DATA NOT AVAILABLE | 45331
DATA NOT AVAILABLE | [5 empty] | DATA NOT AVAILABLE | DATA NOT AVAILABLE | 24.8MW WOODLANDS WIND FARM | DATA NOT AVAILABLE | WOODLANDS FARM | DINGWALL | HIGHLAND | IV15 9TY | SCOTLAND | 256527 | 862950 | ALNESS | DATA NOT APPLICABLE | DATA NOT AVAILABLE | EHV | SCOTTISH HYDRO ELECTRIC POWER DISTRIBUTION PLC | WIND | ONSHORE WIND TURBINES | NO | DATA NOT AVAILABLE | DATA NOT AVAILABLE | 24.8 | DATA NOT AVAILABLE | DATA NOT AVAILABLE | DATA NOT AVAILABLE | DATA NOT AVAILABLE | DATA NOT AVAILABLE | DATA NOT AVAILABLE | DATA NOT AVAILABLE | DATA NOT AVAILABLE | DATA NOT AVAILABLE | DATA NOT AVAILABLE | DATA NOT AVAILABLE | DATA NOT AVAILABLE | DATA NOT AVAILABLE | ACCEPTED TO CONNECT | DATA NOT AVAILABLE | DATA NOT AVAILABLE | DATA NOT AVAILABLE | DATA NOT AVAILABLE | DATA NOT AVAILABLE | DATA NOT AVAILABLE | 24.8 | 20 | 21.0526 | 5 | 5.2632 | 45336 | DATA NOT AVAILABLE | N | DATA NOT AVAILABLE | DATA NOT AVAILABLE | DATA NOT AVAILABLE | DATA NOT AVAILABLE | DATA NOT AVAILABLE | 45362
DATA NOT AVAILABLE | [5 empty] | DATA NOT AVAILABLE | DATA NOT AVAILABLE | CRAIGNEIL WIND FARM 42MW | DATA NOT AVAILABLE | CRAIGNEIL WIND FARM | ABERDEEN | ABERDEENSHIRE | AB39 3TH | SCOTLAND | 379870 | 788563 | FETTERSSO GRID | DATA NOT APPLICABLE | FETTERSSO GRID | EHV | SCOTTISH HYDRO ELECTRIC POWER DISTRIBUTION PLC | WIND | ONSHORE WIND TURBINES | NO | DATA NOT AVAILABLE | DATA NOT AVAILABLE | 42 | DATA NOT AVAILABLE | DATA NOT AVAILABLE | DATA NOT AVAILABLE | DATA NOT AVAILABLE | DATA NOT AVAILABLE | DATA NOT AVAILABLE | DATA NOT AVAILABLE | DATA NOT AVAILABLE | DATA NOT AVAILABLE | DATA NOT AVAILABLE | DATA NOT AVAILABLE | DATA NOT AVAILABLE | DATA NOT AVAILABLE | ACCEPTED TO CONNECT | DATA NOT AVAILABLE | DATA NOT AVAILABLE | DATA NOT AVAILABLE | DATA NOT AVAILABLE | DATA NOT AVAILABLE | DATA NOT AVAILABLE | 42 | 42 | 44.2105 | 0.7 | 0.73684 | 45329 | DATA NOT AVAILABLE | N | DATA NOT AVAILABLE | DATA NOT AVAILABLE | DATA NOT AVAILABLE | DATA NOT AVAILABLE | DATA NOT AVAILABLE | 45362
DATA NOT AVAILABLE | [5 empty] | DATA NOT AVAILABLE | DATA NOT AVAILABLE | DAVIOT WINDFARM AND BESS | LAIGANDOUR | DAVIOT | INVERNESS | HIGHLAND | IV2 6XN | SCOTLAND | 271065 | 837954 | INVERNESS | DATA NOT APPLICABLE | INVERNESS GRID | EHV | SCOTTISH HYDRO ELECTRIC POWER DISTRIBUTION PLC | WIND | ONSHORE WIND TURBINES | NO | DATA NOT AVAILABLE | DATA NOT AVAILABLE | 93 | STORED ENERGY (ALL STORED ENERGY IRRESPECTVE OF THE ORIGINAL ENERGY SOURCE) | STORAGE - ELECTROCHEMICAL (BATTERIES) | DATA NOT AVAILABLE | DATA NOT AVAILABLE | DATA NOT AVAILABLE | 45 | DATA NOT AVAILABLE | DATA NOT AVAILABLE | DATA NOT AVAILABLE | DATA NOT AVAILABLE | DATA NOT AVAILABLE | DATA NOT AVAILABLE | DATA NOT AVAILABLE | ACCEPTED TO CONNECT | DATA NOT AVAILABLE | DATA NOT AVAILABLE | DATA NOT AVAILABLE | DATA NOT AVAILABLE | DATA NOT AVAILABLE | DATA NOT AVAILABLE | 93 | 45 | 47.3684 | 45 | 47.3684 | 45352 | DATA NOT AVAILABLE | N | DATA NOT AVAILABLE | DATA NOT AVAILABLE | DATA NOT AVAILABLE | DATA NOT AVAILABLE | DATA NOT AVAILABLE | 45390
DATA NOT AVAILABLE | [5 empty] | DATA NOT AVAILABLE | BEAUFORT WIND LTD | CAUSEYMIRE 2 WIND | CAUSEYMIRE 2 WIND FARM | CAUSEYMIRE WIND FARM | HALKIRK | CAITHNESS | KW12 6UP | SCOTLAND | 312673 | 951475 | MYBSTER | DATA NOT APPLICABLE | MYBSTER GRID | EHV | SCOTTISH HYDRO ELECTRIC POWER DISTRIBUTION PLC | WIND | ONSHORE WIND TURBINES | NO | DATA NOT AVAILABLE | DATA NOT AVAILABLE | 39.6 | DATA NOT AVAILABLE | DATA NOT AVAILABLE | DATA NOT AVAILABLE | DATA NOT AVAILABLE | DATA NOT AVAILABLE | DATA NOT AVAILABLE | DATA NOT AVAILABLE | DATA NOT AVAILABLE | DATA NOT AVAILABLE | DATA NOT AVAILABLE | DATA NOT AVAILABLE | DATA NOT AVAILABLE | DATA NOT AVAILABLE | ACCEPTED TO CONNECT | DATA NOT AVAILABLE | DATA NOT AVAILABLE | DATA NOT AVAILABLE | DATA NOT AVAILABLE | DATA NOT AVAILABLE | DATA NOT AVAILABLE | 39.6 | 39.6 | 41.6842 | 0.632 | 0.66526 | 45366 | DATA NOT AVAILABLE | N | DATA NOT AVAILABLE | DATA NOT AVAILABLE | DATA NOT AVAILABLE | DATA NOT AVAILABLE | DATA NOT AVAILABLE | 45390
DATA NOT AVAILABLE | [5 empty] | DATA NOT AVAILABLE | DATA NOT AVAILABLE | 50MW OFFSHORE WIND | HARENESS ROAD | ALTENS INDUSTRIAL ESTATE | ABERDEEN | ABERDEENSHIRE | AB12 3LU | SCOTLAND | 395681 | 802685 | REDMOSS | DATA NOT APPLICABLE | DATA NOT AVAILABLE | EHV | SCOTTISH HYDRO ELECTRIC POWER DISTRIBUTION PLC | WIND | OFFSHORE WIND TURBINES | NO | DATA NOT AVAILABLE | DATA NOT AVAILABLE | 51 | DATA NOT AVAILABLE | DATA NOT AVAILABLE | DATA NOT AVAILABLE | DATA NOT AVAILABLE | DATA NOT AVAILABLE | DATA NOT AVAILABLE | DATA NOT AVAILABLE | DATA NOT AVAILABLE | DATA NOT AVAILABLE | DATA NOT AVAILABLE | DATA NOT AVAILABLE | DATA NOT AVAILABLE | DATA NOT AVAILABLE | ACCEPTED TO CONNECT | DATA NOT AVAILABLE | DATA NOT AVAILABLE | DATA NOT AVAILABLE | DATA NOT AVAILABLE | DATA NOT AVAILABLE | DATA NOT AVAILABLE | 51 | 50 | 52.6316 | 15 | 15.7895 | 45366 | DATA NOT AVAILABLE | N | DATA NOT AVAILABLE | DATA NOT AVAILABLE | DATA NOT AVAILABLE | DATA NOT AVAILABLE | DATA NOT AVAILABLE | 45390
DATA NOT AVAILABLE | [5 empty] | DATA NOT AVAILABLE | DATA NOT AVAILABLE | CALZIEVEG WIND AND BESS | CALZIEVEG | BRACO | DUNBLANE | PERTHSHIRE | FK15 9RD | SCOTLAND | 281345 | 709253 | BRACO | DATA NOT APPLICABLE | BRACO GRID | EHV | SCOTTISH HYDRO ELECTRIC POWER DISTRIBUTION PLC | WIND | ONSHORE WIND TURBINES | NO | DATA NOT AVAILABLE | DATA NOT AVAILABLE | 120 | DATA NOT AVAILABLE | DATA NOT AVAILABLE | DATA NOT AVAILABLE | DATA NOT AVAILABLE | DATA NOT AVAILABLE | DATA NOT AVAILABLE | DATA NOT AVAILABLE | DATA NOT AVAILABLE | DATA NOT AVAILABLE | DATA NOT AVAILABLE | DATA NOT AVAILABLE | DATA NOT AVAILABLE | DATA NOT AVAILABLE | ACCEPTED TO CONNECT | DATA NOT AVAILABLE | DATA NOT AVAILABLE | DATA NOT AVAILABLE | DATA NOT AVAILABLE | DATA NOT AVAILABLE | DATA NOT AVAILABLE | 120 | 60 | 63.1579 | 60 | 63.1579 | 45379 | DATA NOT AVAILABLE | N | DATA NOT AVAILABLE | DATA NOT AVAILABLE | DATA NOT AVAILABLE | DATA NOT AVAILABLE | DATA NOT AVAILABLE | 45390
DATA NOT AVAILABLE | [5 empty] | DATA NOT AVAILABLE | NATURAL POWER CONSULTANTS | HESTA HEAD WIND | HESTA HEAD (LAND NEAR) ST MARGARETS HOPE | DATA NOT AVAILABLE | ORKNEY | ORKNEY ISLANDS | KW17 2RL | SCOTLAND | 345728 | 989355 | DATA NOT AVAILABLE | DATA NOT AVAILABLE | DATA NOT AVAILABLE | EHV | SCOTTISH HYDRO ELECTRIC POWER DISTRIBUTION PLC | WIND | ONSHORE WIND TURBINES | NO | DATA NOT AVAILABLE | DATA NOT AVAILABLE | 20.4 | DATA NOT AVAILABLE | DATA NOT AVAILABLE | DATA NOT AVAILABLE | DATA NOT AVAILABLE | DATA NOT AVAILABLE | DATA NOT AVAILABLE | DATA NOT AVAILABLE | DATA NOT AVAILABLE | DATA NOT AVAILABLE | DATA NOT AVAILABLE | DATA NOT AVAILABLE | DATA NOT AVAILABLE | DATA NOT AVAILABLE | ACCEPTED TO CONNECT | DATA NOT AVAILABLE | DATA NOT AVAILABLE | DATA NOT AVAILABLE | DATA NOT AVAILABLE | DATA NOT AVAILABLE | DATA NOT AVAILABLE | 20.4 | 20.4 | 21.4737 | 0.636 | 0.66947 | 45393 | DATA NOT AVAILABLE | N | DATA NOT AVAILABLE | DATA NOT AVAILABLE | DATA NOT AVAILABLE | DATA NOT AVAILABLE | DATA NOT AVAILABLE | 45420
DATA NOT AVAILABLE | [5 empty] | DATA NOT AVAILABLE | NATURAL POWER CONSULTANTS | COSTA HEAD WIND | COSTA HEAD | SWANNAY | ORKNEY | ORKNEY ISLANDS | KW17 2NW | SCOTLAND | 331901 | 1028725 | DATA NOT AVAILABLE | DATA NOT AVAILABLE | DATA NOT AVAILABLE | EHV | SCOTTISH HYDRO ELECTRIC POWER DISTRIBUTION PLC | WIND | ONSHORE WIND TURBINES | NO | DATA NOT AVAILABLE | DATA NOT AVAILABLE | 16.32 | DATA NOT AVAILABLE | DATA NOT AVAILABLE | DATA NOT AVAILABLE | DATA NOT AVAILABLE | DATA NOT AVAILABLE | DATA NOT AVAILABLE | DATA NOT AVAILABLE | DATA NOT AVAILABLE | DATA NOT AVAILABLE | DATA NOT AVAILABLE | DATA NOT AVAILABLE | DATA NOT AVAILABLE | DATA NOT AVAILABLE | ACCEPTED TO CONNECT | DATA NOT AVAILABLE | DATA NOT AVAILABLE | DATA NOT AVAILABLE | DATA NOT AVAILABLE | DATA NOT AVAILABLE | DATA NOT AVAILABLE | 16.32 | 16.32 | 17.1789 | 0.421 | 0.44316 | 45393 | DATA NOT AVAILABLE | N | DATA NOT AVAILABLE | DATA NOT AVAILABLE | DATA NOT AVAILABLE | DATA NOT AVAILABLE | DATA NOT AVAILABLE | 45420
DATA NOT AVAILABLE | [5 empty] | DATA NOT AVAILABLE | VATTENFALL WIND POWER LTD | CLASHINDARROCH 2 WIND FARM - MODAPP | DATA NOT AVAILABLE | CLASHINDARROCH 2 WIND FARM | HUNTLY | ABERDEENSHIRE | AB54 4YL | SCOTLAND | 342762 | 835438 | CAIRNFORD | DATA NOT APPLICABLE | CAIRNFORD | EHV | SCOTTISH HYDRO ELECTRIC POWER DISTRIBUTION PLC | WIND | ONSHORE WIND TURBINES | NO | DATA NOT AVAILABLE | DATA NOT AVAILABLE | 54.8 | DATA NOT AVAILABLE | DATA NOT AVAILABLE | DATA NOT AVAILABLE | DATA NOT AVAILABLE | DATA NOT AVAILABLE | DATA NOT AVAILABLE | DATA NOT AVAILABLE | DATA NOT AVAILABLE | DATA NOT AVAILABLE | DATA NOT AVAILABLE | DATA NOT AVAILABLE | DATA NOT AVAILABLE | DATA NOT AVAILABLE | ACCEPTED TO CONNECT | DATA NOT AVAILABLE | DATA NOT AVAILABLE | DATA NOT AVAILABLE | DATA NOT AVAILABLE | DATA NOT AVAILABLE | DATA NOT AVAILABLE | 54.8 | 0.001 | 0.0010526 | 52.53 | 55.2947 | 45397 | DATA NOT AVAILABLE | N | DATA NOT AVAILABLE | DATA NOT AVAILABLE | DATA NOT AVAILABLE | DATA NOT AVAILABLE | DATA NOT AVAILABLE | 45420
DATA NOT AVAILABLE | [5 empty] | DATA NOT AVAILABLE | BURGAR HILL RENEWABLES LIMITED | BURGAR HILL REPOWERING WIND FARM | BURGAR HILL REPOWERING WIND FARM | BURGAR HILL RENEWABLES LIMITED | ORKNEY | ORKNEY ISLANDS | KW17 2NJ | SCOTLAND | 334040 | 1027971 | THURSO SOUTH GRID | DATA NOT APPLICABLE | THURSO SOUTH GRID | EHV | SCOTTISH HYDRO ELECTRIC POWER DISTRIBUTION PLC | WIND | ONSHORE WIND TURBINES | NO | DATA NOT AVAILABLE | DATA NOT AVAILABLE | 30 | DATA NOT AVAILABLE | DATA NOT AVAILABLE | DATA NOT AVAILABLE | DATA NOT AVAILABLE | DATA NOT AVAILABLE | DATA NOT AVAILABLE | DATA NOT AVAILABLE | DATA NOT AVAILABLE | DATA NOT AVAILABLE | DATA NOT AVAILABLE | DATA NOT AVAILABLE | DATA NOT AVAILABLE | DATA NOT AVAILABLE | ACCEPTED TO CONNECT | DATA NOT AVAILABLE | DATA NOT AVAILABLE | DATA NOT AVAILABLE | DATA NOT AVAILABLE | DATA NOT AVAILABLE | DATA NOT AVAILABLE | 30 | 30 | 31.5789 | 0.159 | 0.16737 | 45421 | DATA NOT AVAILABLE | N | DATA NOT AVAILABLE | DATA NOT AVAILABLE | DATA NOT AVAILABLE | DATA NOT AVAILABLE | DATA NOT AVAILABLE | 45448
DATA NOT AVAILABLE | [5 empty] | DATA NOT AVAILABLE | DATA NOT AVAILABLE | NOVAR WIND FARM | NEW SITE | NOVAR WIND FARM | DINGWALL | HIGHLAND | IV16 9XW | SCOTLAND | 256926 | 867219 | ALNESS GRID | DATA NOT APPLICABLE | DATA NOT AVAILABLE | EHV | SCOTTISH HYDRO ELECTRIC POWER DISTRIBUTION PLC | WIND | ONSHORE WIND TURBINES | NO | DATA NOT AVAILABLE | DATA NOT AVAILABLE | 43.2 | DATA NOT AVAILABLE | DATA NOT AVAILABLE | DATA NOT AVAILABLE | DATA NOT AVAILABLE | DATA NOT AVAILABLE | DATA NOT AVAILABLE | DATA NOT AVAILABLE | DATA NOT AVAILABLE | DATA NOT AVAILABLE | DATA NOT AVAILABLE | DATA NOT AVAILABLE | DATA NOT AVAILABLE | DATA NOT AVAILABLE | ACCEPTED TO CONNECT | DATA NOT AVAILABLE | DATA NOT AVAILABLE | DATA NOT AVAILABLE | DATA NOT AVAILABLE | DATA NOT AVAILABLE | DATA NOT AVAILABLE | 43.2 | 43.2 | 45.4737 | 0.6 | 0.63158 | 45450 | DATA NOT AVAILABLE | N | DATA NOT AVAILABLE | DATA NOT AVAILABLE | DATA NOT AVAILABLE | DATA NOT AVAILABLE | DATA NOT AVAILABLE | 45475
DATA NOT AVAILABLE | [5 empty] | DATA NOT AVAILABLE | BPUWL 29 LTD | CAIRNBORROW WIND ENERGY HUB | CAIRNBORROW WIND ENERGY HUB | CROFTS OF GLENSHEE | ABERDEENSHIRE | ABERDEENSHIRE | AB54 4XN | SCOTLAND | 344755 | 840605 | CAIRNFORD | DATA NOT APPLICABLE | CAIRNFORD | EHV | SCOTTISH HYDRO ELECTRIC POWER DISTRIBUTION PLC | WIND | ONSHORE WIND TURBINES | NO | DATA NOT AVAILABLE | DATA NOT AVAILABLE | 98.4 | DATA NOT AVAILABLE | DATA NOT AVAILABLE | DATA NOT AVAILABLE | DATA NOT AVAILABLE | DATA NOT AVAILABLE | DATA NOT AVAILABLE | DATA NOT AVAILABLE | DATA NOT AVAILABLE | DATA NOT AVAILABLE | DATA NOT AVAILABLE | DATA NOT AVAILABLE | DATA NOT AVAILABLE | DATA NOT AVAILABLE | ACCEPTED TO CONNECT | DATA NOT AVAILABLE | DATA NOT AVAILABLE | DATA NOT AVAILABLE | DATA NOT AVAILABLE | DATA NOT AVAILABLE | DATA NOT AVAILABLE | 98.4 | 43.2 | 45.4737 | 47.999 | 50.5253 | 45498 | DATA NOT AVAILABLE | N | DATA NOT AVAILABLE | DATA NOT AVAILABLE | DATA NOT AVAILABLE | DATA NOT AVAILABLE | DATA NOT AVAILABLE | 45510
DATA NOT AVAILABLE | [5 empty] | DATA NOT AVAILABLE | KENNY CAMPBELL-BROWNWOOD | 50MW OFFSHORE WIND | BP PROJECT FLORA | LAND ADJACENT TO A90 ST. FERGUS | PETERHEAD | ABERDEENSHIRE | AB42 3EL | SCOTLAND | 410668 | 849596 | PETERHEAD GRANGE | DATA NOT AVAILABLE | PETERHEAD GRANGE 33KV | EHV | SCOTTISH HYDRO ELECTRIC POWER DISTRIBUTION PLC | WIND | OFFSHORE WIND TURBINES | NO | DATA NOT AVAILABLE | DATA NOT AVAILABLE | 51 | DATA NOT AVAILABLE | DATA NOT AVAILABLE | DATA NOT AVAILABLE | DATA NOT AVAILABLE | DATA NOT AVAILABLE | DATA NOT AVAILABLE | DATA NOT AVAILABLE | DATA NOT AVAILABLE | DATA NOT AVAILABLE | DATA NOT AVAILABLE | DATA NOT AVAILABLE | DATA NOT AVAILABLE | DATA NOT AVAILABLE | ACCEPTED TO CONNECT | DATA NOT AVAILABLE | DATA NOT AVAILABLE | DATA NOT AVAILABLE | DATA NOT AVAILABLE | DATA NOT AVAILABLE | DATA NOT AVAILABLE | 51 | 50 | 52.6316 | 2 | 2.1053 | 45477 | DATA NOT AVAILABLE | N | DATA NOT AVAILABLE | DATA NOT AVAILABLE | DATA NOT AVAILABLE | DATA NOT AVAILABLE | DATA NOT AVAILABLE | 45510
DATA NOT AVAILABLE | [5 empty] | DATA NOT AVAILABLE | ABBEY ECOSSE LTD | DATA NOT AVAILABLE | FORSS BP WIND TURBINE | FORSS BUSINESS & TECHNOLOGY PARK BALMORE HOUSE FORSS | THURSO | HIGHLAND | KW14 7UZ | SCOTLAND | 302297 | 969827 | DOUNREAY | DATA NOT APPLICABLE | DOUNREAY | EHV | SCOTTISH HYDRO ELECTRIC POWER DISTRIBUTION PLC | WIND | ONSHORE WIND TURBINES | NO | DATA NOT AVAILABLE | DATA NOT AVAILABLE | 9.8 | DATA NOT AVAILABLE | DATA NOT AVAILABLE | DATA NOT AVAILABLE | DATA NOT AVAILABLE | DATA NOT AVAILABLE | DATA NOT AVAILABLE | DATA NOT AVAILABLE | DATA NOT AVAILABLE | DATA NOT AVAILABLE | DATA NOT AVAILABLE | DATA NOT AVAILABLE | DATA NOT AVAILABLE | DATA NOT AVAILABLE | ACCEPTED TO CONNECT | DATA NOT AVAILABLE | DATA NOT AVAILABLE | DATA NOT AVAILABLE | DATA NOT AVAILABLE | DATA NOT AVAILABLE | DATA NOT AVAILABLE | 9.8 | 9.8 | 10.3158 | 0.023 | 0.024211 | 45497 | DATA NOT AVAILABLE | N | DATA NOT AVAILABLE | DATA NOT AVAILABLE | DATA NOT AVAILABLE | DATA NOT AVAILABLE | DATA NOT AVAILABLE | 45510
DATA NOT AVAILABLE | [5 empty] | DATA NOT AVAILABLE | DATA NOT AVAILABLE | WITH CCM - 9MW WIND | DATA NOT AVAILABLE | GREENWELL HEADS | PETERHEAD | ABERDEENSHIRE | AB423HJ | SCOTLAND | 406562 | 855935 | ST FERGUS GAS | DATA NOT APPLICABLE | ST FERGUS GAS TERM | HV | SCOTTISH HYDRO ELECTRIC POWER DISTRIBUTION PLC | WIND | ONSHORE WIND TURBINES | NO | DATA NOT AVAILABLE | DATA NOT AVAILABLE | 9 | DATA NOT AVAILABLE | DATA NOT AVAILABLE | DATA NOT AVAILABLE | DATA NOT AVAILABLE | DATA NOT AVAILABLE | DATA NOT AVAILABLE | DATA NOT AVAILABLE | DATA NOT AVAILABLE | DATA NOT AVAILABLE | DATA NOT AVAILABLE | DATA NOT AVAILABLE | DATA NOT AVAILABLE | DATA NOT AVAILABLE | ACCEPTED TO CONNECT | DATA NOT AVAILABLE | DATA NOT AVAILABLE | DATA NOT AVAILABLE | DATA NOT AVAILABLE | DATA NOT AVAILABLE | DATA NOT AVAILABLE | 9 | 9 | 9.4737 | 0.1 | 0.10526 | 45525 | DATA NOT AVAILABLE | N | DATA NOT AVAILABLE | DATA NOT AVAILABLE | DATA NOT AVAILABLE | DATA NOT AVAILABLE | DATA NOT AVAILABLE | 45538
DATA NOT AVAILABLE | [5 empty] | DATA NOT AVAILABLE | GRID TEAM BSR ENERGY | CCM 60MW EXPORT, CARSE GRAY ESTATE BESS+WIND | LAND AT LUNANHEAD | KINNORDY ESTATE FORFAR | FORFAR | ANGUS | DD8 5ES | SCOTLAND | 336700 | 755039 | LUNANHEAD | DATA NOT APPLICABLE | DATA NOT AVAILABLE | EHV | SCOTTISH HYDRO ELECTRIC POWER DISTRIBUTION PLC | WIND | ONSHORE WIND TURBINES | NO | DATA NOT AVAILABLE | DATA NOT AVAILABLE | 75 | STORED ENERGY (ALL STORED ENERGY IRRESPECTVE OF THE ORIGINAL ENERGY SOURCE) | STORAGE - ELECTROCHEMICAL (BATTERIES) | DATA NOT AVAILABLE | DATA NOT AVAILABLE | DATA NOT AVAILABLE | 60 | DATA NOT AVAILABLE | DATA NOT AVAILABLE | DATA NOT AVAILABLE | DATA NOT AVAILABLE | DATA NOT AVAILABLE | DATA NOT AVAILABLE | DATA NOT AVAILABLE | ACCEPTED TO CONNECT | DATA NOT AVAILABLE | DATA NOT AVAILABLE | DATA NOT AVAILABLE | DATA NOT AVAILABLE | DATA NOT AVAILABLE | DATA NOT AVAILABLE | 75 | 60 | 63.1579 | 60 | 63.1579 | 45519 | DATA NOT AVAILABLE | N | DATA NOT AVAILABLE | DATA NOT AVAILABLE | DATA NOT AVAILABLE | DATA NOT AVAILABLE | DATA NOT AVAILABLE | 45538
DATA NOT AVAILABLE | [5 empty] | DATA NOT AVAILABLE | BRENDAN HALL | DATA NOT AVAILABLE | GARTH FARMHOUSE | GRAVEN MOSSBANK | MOSSBANK | SHETLAND ISLANDS | ZE2 9QR | SCOTLAND | 440920 | 1173457 | GREMISTA | DATA NOT APPLICABLE | GREMISTA | EHV | SCOTTISH HYDRO ELECTRIC POWER DISTRIBUTION PLC | WIND | ONSHORE WIND TURBINES | NO | DATA NOT AVAILABLE | DATA NOT AVAILABLE | 74.9 | DATA NOT AVAILABLE | DATA NOT AVAILABLE | DATA NOT AVAILABLE | DATA NOT AVAILABLE | DATA NOT AVAILABLE | DATA NOT AVAILABLE | DATA NOT AVAILABLE | DATA NOT AVAILABLE | DATA NOT AVAILABLE | DATA NOT AVAILABLE | DATA NOT AVAILABLE | DATA NOT AVAILABLE | DATA NOT AVAILABLE | ACCEPTED TO CONNECT | DATA NOT AVAILABLE | DATA NOT AVAILABLE | DATA NOT AVAILABLE | DATA NOT AVAILABLE | DATA NOT AVAILABLE | DATA NOT AVAILABLE | 74.9 | 49.9 | 52.5263 | 25 | 26.3158 | 45604 | DATA NOT AVAILABLE | N | DATA NOT AVAILABLE | DATA NOT AVAILABLE | DATA NOT AVAILABLE | DATA NOT AVAILABLE | DATA NOT AVAILABLE | 45632
DATA NOT AVAILABLE | [5 empty] | DATA NOT AVAILABLE | WEST COAST COMMUNITY ENERGY LTD. | WCCEC WIND FARM | WCCEC WIND FARM | BARVAS MOOR BARVAS | ISLE OF LEWIS | NA H-EILEANAN SIAR | HS2 0RA | SCOTLAND | 135797 | 948806 | ARDMORE GRID | DATA NOT APPLICABLE | STORNOWAY GRID | EHV | SCOTTISH HYDRO ELECTRIC POWER DISTRIBUTION PLC | WIND | ONSHORE WIND TURBINES | NO | DATA NOT AVAILABLE | DATA NOT AVAILABLE | 45 | DATA NOT AVAILABLE | DATA NOT AVAILABLE | DATA NOT AVAILABLE | DATA NOT AVAILABLE | DATA NOT AVAILABLE | DATA NOT AVAILABLE | DATA NOT AVAILABLE | DATA NOT AVAILABLE | DATA NOT AVAILABLE | DATA NOT AVAILABLE | DATA NOT AVAILABLE | DATA NOT AVAILABLE | DATA NOT AVAILABLE | ACCEPTED TO CONNECT | DATA NOT AVAILABLE | DATA NOT AVAILABLE | DATA NOT AVAILABLE | DATA NOT AVAILABLE | DATA NOT AVAILABLE | DATA NOT AVAILABLE | 45 | 44 | 46.3158 | 0.464 | 0.48842 | 45579 | DATA NOT AVAILABLE | N | DATA NOT AVAILABLE | DATA NOT AVAILABLE | DATA NOT AVAILABLE | DATA NOT AVAILABLE | DATA NOT AVAILABLE | 45632
DATA NOT AVAILABLE | [5 empty] | DATA NOT AVAILABLE | DATA NOT AVAILABLE | 52.8MW WIND - HIGH BRENFIELD 1 | DATA NOT AVAILABLE | ARDRISHAIG | LOCHGILPHEAD | ARGYLL AND BUTE | PA30 8HT | SCOTLAND | 184979 | 686143 | PORT ANN | DATA NOT APPLICABLE | DATA NOT AVAILABLE | EHV | SCOTTISH HYDRO ELECTRIC POWER DISTRIBUTION PLC | WIND | ONSHORE WIND TURBINES | NO | DATA NOT AVAILABLE | DATA NOT AVAILABLE | 52.8 | DATA NOT AVAILABLE | DATA NOT AVAILABLE | DATA NOT AVAILABLE | DATA NOT AVAILABLE | DATA NOT AVAILABLE | DATA NOT AVAILABLE | DATA NOT AVAILABLE | DATA NOT AVAILABLE | DATA NOT AVAILABLE | DATA NOT AVAILABLE | DATA NOT AVAILABLE | DATA NOT AVAILABLE | DATA NOT AVAILABLE | ACCEPTED TO CONNECT | DATA NOT AVAILABLE | DATA NOT AVAILABLE | DATA NOT AVAILABLE | DATA NOT AVAILABLE | DATA NOT AVAILABLE | DATA NOT AVAILABLE | 52.8 | 52.8 | 55.5789 | 0.3 | 0.31579 | 45576 | DATA NOT AVAILABLE | N | DATA NOT AVAILABLE | DATA NOT AVAILABLE | DATA NOT AVAILABLE | DATA NOT AVAILABLE | DATA NOT AVAILABLE | 45632
DATA NOT AVAILABLE | [5 empty] | DATA NOT AVAILABLE | DATA NOT AVAILABLE | 52.8MW WIND - HIGH BRENFIELD 2 | DATA NOT AVAILABLE | ARDRISHAIG | LOCHGILPHEAD | ARGYLL AND BUTE | PA30 8EG | SCOTLAND | 184993 | 685209 | PORT ANN | DATA NOT APPLICABLE | DATA NOT AVAILABLE | EHV | SCOTTISH HYDRO ELECTRIC POWER DISTRIBUTION PLC | WIND | ONSHORE WIND TURBINES | NO | DATA NOT AVAILABLE | DATA NOT AVAILABLE | 52.8 | DATA NOT AVAILABLE | DATA NOT AVAILABLE | DATA NOT AVAILABLE | DATA NOT AVAILABLE | DATA NOT AVAILABLE | DATA NOT AVAILABLE | DATA NOT AVAILABLE | DATA NOT AVAILABLE | DATA NOT AVAILABLE | DATA NOT AVAILABLE | DATA NOT AVAILABLE | DATA NOT AVAILABLE | DATA NOT AVAILABLE | ACCEPTED TO CONNECT | DATA NOT AVAILABLE | DATA NOT AVAILABLE | DATA NOT AVAILABLE | DATA NOT AVAILABLE | DATA NOT AVAILABLE | DATA NOT AVAILABLE | 52.8 | 52.8 | 55.5789 | 0.3 | 0.31579 | 45576 | DATA NOT AVAILABLE | N | DATA NOT AVAILABLE | DATA NOT AVAILABLE | DATA NOT AVAILABLE | DATA NOT AVAILABLE | DATA NOT AVAILABLE | 45632
DATA NOT AVAILABLE | [5 empty] | DATA NOT AVAILABLE | ENERGIE KONTOR | 36MW WIND (ONSHORE) | STRATHRORY WIND FARM | B9176 STITTENHAM ARDROSS | ALNESS | HIGHLAND | IV17 0XP | SCOTLAND | 265243 | 873413 | ALNESS | DATA NOT APPLICABLE | ALNESS GRID | EHV | SCOTTISH HYDRO ELECTRIC POWER DISTRIBUTION PLC | WIND | ONSHORE WIND TURBINES | NO | DATA NOT AVAILABLE | DATA NOT AVAILABLE | 38.4 | DATA NOT AVAILABLE | DATA NOT AVAILABLE | DATA NOT AVAILABLE | DATA NOT AVAILABLE | DATA NOT AVAILABLE | DATA NOT AVAILABLE | DATA NOT AVAILABLE | DATA NOT AVAILABLE | DATA NOT AVAILABLE | DATA NOT AVAILABLE | DATA NOT AVAILABLE | DATA NOT AVAILABLE | DATA NOT AVAILABLE | ACCEPTED TO CONNECT | DATA NOT AVAILABLE | DATA NOT AVAILABLE | DATA NOT AVAILABLE | DATA NOT AVAILABLE | DATA NOT AVAILABLE | DATA NOT AVAILABLE | 38.4 | 36 | 37.8947 | 0.5 | 0.52632 | 45642 | DATA NOT AVAILABLE | N | DATA NOT AVAILABLE | DATA NOT AVAILABLE | DATA NOT AVAILABLE | DATA NOT AVAILABLE | DATA NOT AVAILABLE | 45665
DATA NOT AVAILABLE | [5 empty] | DATA NOT AVAILABLE | BSR APPLICATIONS LIMITED | WESTER COVESEA SOLAR, WIND AND STORAGE | WESTER COVESEA SOLAR, WIND AND STORAGE | LAND AT EASTEND AND WESTEND DUFFUS | ELGIN | MORAY | IV30 5QS | SCOTLAND | 317812 | 869728 | ELGIN | DATA NOT APPLICABLE | ELGIN GRID | EHV | SCOTTISH HYDRO ELECTRIC POWER DISTRIBUTION PLC | WIND | ONSHORE WIND TURBINES | NO | DATA NOT AVAILABLE | DATA NOT AVAILABLE | 180 | STORED ENERGY (ALL STORED ENERGY IRRESPECTVE OF THE ORIGINAL ENERGY SOURCE) | STORAGE - ELECTROCHEMICAL (BATTERIES) | DATA NOT AVAILABLE | DATA NOT AVAILABLE | DATA NOT AVAILABLE | 60 | DATA NOT AVAILABLE | DATA NOT AVAILABLE | DATA NOT AVAILABLE | DATA NOT AVAILABLE | DATA NOT AVAILABLE | DATA NOT AVAILABLE | DATA NOT AVAILABLE | ACCEPTED TO CONNECT | DATA NOT AVAILABLE | DATA NOT AVAILABLE | DATA NOT AVAILABLE | DATA NOT AVAILABLE | DATA NOT AVAILABLE | DATA NOT AVAILABLE | 180 | 60 | 63.1579 | 63.208 | 66.5347 | 45642 | DATA NOT AVAILABLE | N | DATA NOT AVAILABLE | DATA NOT AVAILABLE | DATA NOT AVAILABLE | DATA NOT AVAILABLE | DATA NOT AVAILABLE | 45665
DATA NOT AVAILABLE | [5 empty] | DATA NOT AVAILABLE | RENEWABLE ENERGY SYSTEMS LIMITED | SENT FOR AUTH - 67.2MW WIND & 36.3MW BATTERY | CAIRN DUHIE WIND FARM | LAND SOUTHWEST OF FERNESS, | NAIRN | HIGHLAND | IV12 5XB | SCOTLAND | 297902 | 845725 | BERRYBURN GRID | DATA NOT APPLICABLE | BERRYBURN GRID | EHV | SCOTTISH HYDRO ELECTRIC POWER DISTRIBUTION PLC | WIND | ONSHORE WIND TURBINES | NO | DATA NOT AVAILABLE | DATA NOT AVAILABLE | 103.5 | STORED ENERGY (ALL STORED ENERGY IRRESPECTVE OF THE ORIGINAL ENERGY SOURCE) | STORAGE - ELECTROCHEMICAL (BATTERIES) | DATA NOT AVAILABLE | DATA NOT AVAILABLE | DATA NOT AVAILABLE | 67.2 | DATA NOT AVAILABLE | DATA NOT AVAILABLE | DATA NOT AVAILABLE | DATA NOT AVAILABLE | DATA NOT AVAILABLE | DATA NOT AVAILABLE | DATA NOT AVAILABLE | ACCEPTED TO CONNECT | DATA NOT AVAILABLE | DATA NOT AVAILABLE | DATA NOT AVAILABLE | DATA NOT AVAILABLE | DATA NOT AVAILABLE | DATA NOT AVAILABLE | 103.5 | 67.2 | 70.7368 | 36.3 | 38.2105 | 45677 | DATA NOT AVAILABLE | N | DATA NOT AVAILABLE | DATA NOT AVAILABLE | DATA NOT AVAILABLE | DATA NOT AVAILABLE | DATA NOT AVAILABLE | 45693
DATA NOT AVAILABLE | [5 empty] | DATA NOT AVAILABLE | DATA NOT AVAILABLE | SENT FOR AUTH - 60MW | KILLEAN ESTATE, ARGYLL AND BUTE KILLEAN, | TAYINLOAN | TARBERT | ARGYLL | PA29 6XF | SCOTLAND | 169214 | 643823 | CARRADALE | DATA NOT APPLICABLE | CARRADALE GRID | EHV | SCOTTISH HYDRO ELECTRIC POWER DISTRIBUTION PLC | WIND | ONSHORE WIND TURBINES | NO | DATA NOT AVAILABLE | DATA NOT AVAILABLE | 60 | DATA NOT AVAILABLE | DATA NOT AVAILABLE | DATA NOT AVAILABLE | DATA NOT AVAILABLE | DATA NOT AVAILABLE | DATA NOT AVAILABLE | DATA NOT AVAILABLE | DATA NOT AVAILABLE | DATA NOT AVAILABLE | DATA NOT AVAILABLE | DATA NOT AVAILABLE | DATA NOT AVAILABLE | DATA NOT AVAILABLE | ACCEPTED TO CONNECT | DATA NOT AVAILABLE | DATA NOT AVAILABLE | DATA NOT AVAILABLE | DATA NOT AVAILABLE | DATA NOT AVAILABLE | DATA NOT AVAILABLE | 60 | 60 | 63.1579 | 0.4 | 0.42105 | 45713 | DATA NOT AVAILABLE | N | DATA NOT AVAILABLE | DATA NOT AVAILABLE | DATA NOT AVAILABLE | DATA NOT AVAILABLE | DATA NOT AVAILABLE | 45729
DATA NOT AVAILABLE | [5 empty] | DATA NOT AVAILABLE | QE DEVELOPMENT HOLDCO LTD | WANGIE HILL WIND FARM | QE WIND 1 | LAND NEAR PLUSCARDEN WOOD PLUSCARDEN | ELGIN | MORAY | IV30 8UB | SCOTLAND | 314266 | 857326 | ELGIN | DATA NOT APPLICABLE | ELGIN GRID | EHV | SCOTTISH HYDRO ELECTRIC POWER DISTRIBUTION PLC | WIND | ONSHORE WIND TURBINES | NO | DATA NOT AVAILABLE | DATA NOT AVAILABLE | 35 | DATA NOT AVAILABLE | DATA NOT AVAILABLE | DATA NOT AVAILABLE | DATA NOT AVAILABLE | DATA NOT AVAILABLE | DATA NOT AVAILABLE | DATA NOT AVAILABLE | DATA NOT AVAILABLE | DATA NOT AVAILABLE | DATA NOT AVAILABLE | DATA NOT AVAILABLE | DATA NOT AVAILABLE | DATA NOT AVAILABLE | ACCEPTED TO CONNECT | DATA NOT AVAILABLE | DATA NOT AVAILABLE | DATA NOT AVAILABLE | DATA NOT AVAILABLE | DATA NOT AVAILABLE | DATA NOT AVAILABLE | 35 | 35 | 36.8421 | 0.212 | 0.22316 | 45701 | DATA NOT AVAILABLE | N | DATA NOT AVAILABLE | DATA NOT AVAILABLE | DATA NOT AVAILABLE | DATA NOT AVAILABLE | DATA NOT AVAILABLE | 45729
DATA NOT AVAILABLE | [5 empty] | DATA NOT AVAILABLE | RWE RENEWABLES UK ONSHORE WIND LTD | GOLTICLAY WIND FARM NC ONLY REQUOTE | GOLTICLAY WIND FARM | GOLTICLAY WIND FARM LYBSTER | WICK | CAITHNESS | KW3 6DA | SCOTLAND | 324014 | 937258 | MYBSTER | DATA NOT APPLICABLE | MYBSTER GRID | EHV | SCOTTISH HYDRO ELECTRIC POWER DISTRIBUTION PLC | WIND | ONSHORE WIND TURBINES | NO | DATA NOT AVAILABLE | DATA NOT AVAILABLE | 58 | DATA NOT AVAILABLE | DATA NOT AVAILABLE | DATA NOT AVAILABLE | DATA NOT AVAILABLE | DATA NOT AVAILABLE | DATA NOT AVAILABLE | DATA NOT AVAILABLE | DATA NOT AVAILABLE | DATA NOT AVAILABLE | DATA NOT AVAILABLE | DATA NOT AVAILABLE | DATA NOT AVAILABLE | DATA NOT AVAILABLE | ACCEPTED TO CONNECT | DATA NOT AVAILABLE | DATA NOT AVAILABLE | DATA NOT AVAILABLE | DATA NOT AVAILABLE | DATA NOT AVAILABLE | DATA NOT AVAILABLE | 58 | 58 | 61.0526 | 0.2 | 0.21053 | 45708 | DATA NOT AVAILABLE | N | DATA NOT AVAILABLE | DATA NOT AVAILABLE | DATA NOT AVAILABLE | DATA NOT AVAILABLE | DATA NOT AVAILABLE | 45729
DATA NOT AVAILABLE | [5 empty] | DATA NOT AVAILABLE | CONSTANTINE WIND ENERGY | BEINN NAN LOCHAN WIND | BEINN MHEADHONACH WIND FARM CONNECTION | SUMARDALE CROFT | STRUAN | ISLE OF SKYE | IV56 8FY | SCOTLAND | 138765 | 835160 | EDINBANE GRID | DATA NOT APPLICABLE | EDINBANE GRID | EHV | SCOTTISH HYDRO ELECTRIC POWER DISTRIBUTION PLC | WIND | ONSHORE WIND TURBINES | NO | DATA NOT AVAILABLE | DATA NOT AVAILABLE | 35 | DATA NOT AVAILABLE | DATA NOT AVAILABLE | DATA NOT AVAILABLE | DATA NOT AVAILABLE | DATA NOT AVAILABLE | DATA NOT AVAILABLE | DATA NOT AVAILABLE | DATA NOT AVAILABLE | DATA NOT AVAILABLE | DATA NOT AVAILABLE | DATA NOT AVAILABLE | DATA NOT AVAILABLE | DATA NOT AVAILABLE | ACCEPTED TO CONNECT | DATA NOT AVAILABLE | DATA NOT AVAILABLE | DATA NOT AVAILABLE | DATA NOT AVAILABLE | DATA NOT AVAILABLE | DATA NOT AVAILABLE | 35 | 35 | 36.8421 | 0.539 | 0.56737 | 45730 | DATA NOT AVAILABLE | N | DATA NOT AVAILABLE | DATA NOT AVAILABLE | DATA NOT AVAILABLE | DATA NOT AVAILABLE | DATA NOT AVAILABLE | 45755
DATA NOT AVAILABLE | [5 empty] | DATA NOT AVAILABLE | CUBICO UK DEVELOPMENT LIMITED | CAIRNBORROW II WINDFARM | CAIRNBORROW II WINDFARM | ASWANLEY FARM GLASS GLASS | HUNTLY | ABERDEENSHIRE | AB54 4XJ | SCOTLAND | 344455 | 839681 | CAIRNFORD | DATA NOT APPLICABLE | CAIRNFORD | EHV | SCOTTISH HYDRO ELECTRIC POWER DISTRIBUTION PLC | WIND | ONSHORE WIND TURBINES | NO | DATA NOT AVAILABLE | DATA NOT AVAILABLE | 96.9 | STORED ENERGY (ALL STORED ENERGY IRRESPECTVE OF THE ORIGINAL ENERGY SOURCE) | STORAGE - ELECTROCHEMICAL (BATTERIES) | DATA NOT AVAILABLE | DATA NOT AVAILABLE | DATA NOT AVAILABLE | 49.364 | DATA NOT AVAILABLE | DATA NOT AVAILABLE | DATA NOT AVAILABLE | DATA NOT AVAILABLE | DATA NOT AVAILABLE | DATA NOT AVAILABLE | DATA NOT AVAILABLE | ACCEPTED TO CONNECT | DATA NOT AVAILABLE | DATA NOT AVAILABLE | DATA NOT AVAILABLE | DATA NOT AVAILABLE | DATA NOT AVAILABLE | DATA NOT AVAILABLE | 96.9 | 46.9 | 49.3684 | 49.364 | 51.9621 | 45734 | DATA NOT AVAILABLE | N | DATA NOT AVAILABLE | DATA NOT AVAILABLE | DATA NOT AVAILABLE | DATA NOT AVAILABLE | DATA NOT AVAILABLE | 45755