## Sheet1
General Data | [41 empty] | Already Connected | [5 empty] | Accepted to Connect | [6 empty] | Services Provided |  |  | Reinforcement Works |  |  | Last Update of Data Row | Longitude | Latitude | SpatialCoordinates_Customer | SiteFunctionalLocation | Primary Resource Type_Group
Export MPAN / MSID | First Name | Second Name |  | Company | Email Address | Import MPAN / MSID | Customer Name | Customer Site | Address Line 1 | Address Line 2 | Town/ City | County | Postcode | Country | Location (X-coordinate): Eastings (where data is held) | Location (y-coordinate): Northings (where data is held) | Grid Supply Point | Bulk Supply Point | Primary | Point of Connection (POC) Voltage (kV) | Licence Area | Energy Source 1 | Energy Conversion Technology 1 | CHP Cogeneration (Yes/No) | Storage Capacity 1 (MWh) | Storage Duration 1 (Hours) | Energy Source & Energy Conversion Technology 1 - Registered Capacity (MW) | Energy Source 2 | Energy Conversion Technology 2 | CHP Cogeneration 2 (Yes/No) | Storage Capacity 2 (MWh) | Storage Duration 2 (Hours) | Energy Source & Energy Conversion Technology 2 - Registered Capacity (MW) | Energy Source 3 | Energy Conversion Technology 3 | CHP Cogeneration 3 (Yes/No) | Storage Capacity 3 (MWh) | Storage Duration 3 (Hours) | Energy Source & Energy Conversion Technology 3 - Registered Capacity (MW) | Flexible Connection (Yes/No) | Connection Status | Already connected Registered Capacity (MW) | Maximum Export Capacity (MW) | Maximum Export Capacity (MVA) | Maximum Import Capacity (MW) | Maximum Import Capacity (MVA) | Date Connected | Accepted to Connect Registered Capacity (MW) | Change to Maximum Export Capacity (MW) | Change to Maximum Export Capacity (MVA) | Change to Maximum Import Capacity (MW) | Change to Maximum Import Capacity (MVA) | Date Accepted | Target Energisation Date | Distribution Service Provider (Y/N) | Transmission Service Provider (Y/N) | Reference | In a Connection Queue (Y/N) | Distribution Reinforcement Reference | Transmission Reinforcement Reference | Last Updated | -0.95771 | 51.8443 | 51.8442826619673, -0.957706064788173 | EPN-S0000000H8022 | Solar PV
1030082301361 | [6 empty] | SHANKS WASTE MANAGEMENT LIMITED | WESTCOTT VENTURE PARK, PHASE 2A AND PHASE 2B | WESTCOTT VENTURE PARK | WESTCOTT | Aylesbury | Bucks | HP18 0NX | England | 471900 | 216700 | Sundon | Aylesbury East Grid 33kV | Waddesdon Primary 11kV | 11 | Eastern Power Networks (EPN) | Solar | Photovoltaic |  |  |  | 1.1 | [12 empty] | No | Connected | 1.1 | 1.1 | 1.158 |  |  | 2012-09-03 | [13 empty] | 2020-11-13 | 0.21206 | 51.9244 | 51.9243906208515, 0.212058550957542 | EPN-S0000000H8064 | Fossil fuel
1014569292506 | [6 empty] | A I A MANAGEMENT LTD | BENTWATERS BUS PK | RENDLESHAM |  | Woodbridge | Suffolk | IP12 2TW | England | 635372 | 254094 | Bramford | Wickham Market Grid 33kV | Bentwaters Primary 11kV | 33 | Eastern Power Networks (EPN) | Solar | Photovoltaic |  |  |  | 6 | [12 empty] | No | Connected | 6 | 6 | 6.316 | 0.3 | 0.316 | 2016-10-01 | [13 empty] | 2021-06-14 | 0.064894 | 52.1665 | 52.1665228353772, 0.0648936276130842 | EPN-S0000000D4055 | Solar PV
data not available | [5 empty] | data not available | 163012 | Cefyn Mawr | Cefyn Mawr Diesel Power Station | Old Sontley Farm | Sontley | Dee Valley and Mid Wales | LL13 0WY | Wales | 329082 | 343852 | LEGACY | LEGACY LOCAL GT2 / NEWTOWN GT2 / OSWESTRY GT5 / OSWESTRY GT8 / WELSHPOOL GT1 / WHITCHURCH GT1 | data not available | 33 | SP Manweb plc | Fossil - Gas | Steam-gas turbine (CCGT) | No | 0 | 0 | 20 | data not applicable | data not applicable | No | 0 | 0 | 0 | data not applicable | data not applicable | No | 0 | 0 | 0 | data not available | Connected | 20 | 20 | 21.0526 | data not applicable | data not applicable | 43314 | data not applicable | data not applicable | data not applicable | data not applicable | data not applicable | data not available | data not applicable | N | N | data not available | N | data not available | data not available | 44146 | data not available | 204 |  |  |  | 1
1030081926920 | [6 empty] | Harlaxton Engineering Services Ltd | CANTELUPE FARM | Haslingfield |  | Cambridge | Cambs | CB23 1LY | England | 541323 | 254038 | Eaton Socon | Little Barford 33kV |  | 33 | Eastern Power Networks (EPN) | Solar | Photovoltaic |  |  |  | 5 | [12 empty] | No | Connected | 5 | 5 | 5.263 |  |  | 2013-09-17 | [13 empty] | 2020-11-13 | 1.4282 | 52.1305 | 52.1304668612308, 1.42817984844144 | EPN-S0000000H1040 | Biogas
1050000698405 | [6 empty] | HOBACK SOLAR LIMITED | HOBACK FARM | WIMPOLE |  | ROYSTON | HERTS | SG8 5QB | England | 535160 | 248616 | Eaton Socon | Little Barford 33kV |  | 33 | Eastern Power Networks (EPN) | Solar | Photovoltaic |  |  |  | 12.95 | [12 empty] | No | Connected | 12.95 | 12.95 | 13.632 |  |  | 2014-11-01 | [13 empty] | 2020-12-14 | 0.27398 | 51.4732 | 51.4731838900738, 0.273982875086522 | EPN-S0000000H7010 | Fossil fuel
1170000552730 | [5 empty] | 1170000581402 | stragglethorpe energy limited | Stragglethorpe anaerobic digestion plant | Export Biogas Site, Fields Farm | Henson Lane, Cropwell Butler | Nottingham | Nottinghamshire | NG12 2JS | United Kingdom | 467261 | 338256 | Ratcliffe On Soar 132Kv S Stn | Nottingham 33Kv S Stn | Cotgrave 33 11Kv S Stn | 11 | National Grid Electricity Distribution (East Midlands) Plc | Biofuel - Biogas from anaerobic digestion (excluding landfill & sewage) | Gas turbine (OCGT) | No | data not available | data not available | 1 | data not applicable | data not applicable | data not applicable | data not available | data not available | data not applicable | data not applicable | data not applicable | data not applicable | data not available | data not available | data not applicable | data not available | Connected | 1 | 0.95 | 1 | 0.19 | 0.2 | 42353 | data not applicable | data not applicable | data not applicable | data not applicable | data not applicable | data not applicable | data not applicable | data not available | data not available | data not available | data not available | data not available | data not available | 45750 | [5 empty] | 2
Data not available | [6 empty] | Power Control Solutions | OLIVER RD |  |  | WEST THURROCK | Essex | RM20 3ED | England | 558028 | 177365 | West Thurrock | - | Hedley Av Hss 11kV | 11 | Eastern Power Networks (EPN) | Fossil - Oil | Engine (combustion / reciprocating) |  |  |  | 1.6 | [12 empty] | No | Accepted to Connect | [6 empty] | 1.6 | 1.6 | 1.684 |  |  | 2012-08-16 | [7 empty] | 2021-12-14 | 0.8286 | 51.8656 | 51.8656038860735, 0.828604488598629 | EPN-S0000000H3076 | Biogas
1050000613856 | [6 empty] | 21C Eco Energy | STOWBRIDGE FARM STRETHAM |  |  | Burwell | Cambs | CB6 3LF | England | 551521 | 273166 | Burwell | Burwell Local Grid 33kV |  | 33 | Eastern Power Networks (EPN) | Solar | Photovoltaic |  |  |  | 20 | [12 empty] | No | Connected | 20 | 20 | 21.053 |  |  | 2014-03-26 | [13 empty] | 2020-11-13 | 1.0879 | 52.6997 | 52.6997064296491, 1.08787688044365 | EPN-S0000000H5085 | Solar PV
1100050222580 | [5 empty] | 1100050039109 | --REDACTED-- | --REDACTED-- | --REDACTED-- | --REDACTED-- | Boston | Lincolnshire | PE21 7 | United Kingdom | --REDACTED-- | --REDACTED-- | Walpole 132Kv S Stn | Boston 33Kv S Stn | Marsh Lane 33 11Kv S Stn | 0.4 | National Grid Electricity Distribution (East Midlands) Plc | data not available | data not available | No | data not available | data not available | 1.35 | data not applicable | data not applicable | data not applicable | data not available | data not available | data not applicable | data not applicable | data not applicable | data not applicable | data not available | data not available | data not applicable | data not available | Connected | 1.35 | 1.2825 | 1.35 | 0.057 | 0.06 | 36130 | data not applicable | data not applicable | data not applicable | data not applicable | data not applicable | data not applicable | data not applicable | data not available | data not available | data not available | data not available | data not available | data not available | 45750
1050000574221 | [6 empty] | Esco NRG Ltd C/o RenEnergy Ltd | WESTON LONGVILLE PV FM |  |  | Weston Longville | Norfolk | NR9 5LG | England | 608740 | 315810 | Norwich Main | Sall Grid 33kV | Weston Longville Primary 11kV | 11 | Eastern Power Networks (EPN) | Solar | Photovoltaic |  |  |  | 9 | [12 empty] | No | Connected | 9 | 9 | 9.474 |  |  | 2014-02-13 | [13 empty] | 2020-11-13 | 0.77562 | 52.7449 | 52.7449315280504, 0.775620975668561 | EPN-S0000000D6045 | Solar PV
1030083804870 | [6 empty] | Countryside Renewables Ltd | SITE OFF FORDHAM ROAD | NEWMARKET |  | Newmarket | Suffolk | CB8 7LG | England | 563070 | 267320 | Burwell | Burwell Local Grid 33kV | Exning Primary 11kV | 11 | Eastern Power Networks (EPN) | Solar | Photovoltaic |  |  |  | 5 | [12 empty] | No | Connected | 5 | 5 | 5.263 |  |  | 2014-01-28 | [13 empty] | 2020-11-13 | 0.36437 | 51.9672 | 51.9672282554545, 0.364365271325054 | EPN-S0000000D3051 | Solar PV
1030083805331 | [6 empty] | Solar Century Holdings Ltd | LEXHAM FARM, LEXHAM | Litcham |  | NORFOLK | Norfolk | PE32 2RY | England | 587452 | 319980 | Walpole | Hempton Grid 33kV |  | 33 | Eastern Power Networks (EPN) | Solar | Photovoltaic |  |  |  | 9.52 | [12 empty] | No | Connected | 9.52 | 9.52 | 10.021 |  |  | 2013-05-21 | [13 empty] | 2020-11-13 | 0.73286 | 52.6289 | 52.6289345901298, 0.732861673988025 | EPN-S0000000H6042 | Wind
1050000540028 | [6 empty] | DNO Consulting Limited | SPRIGGS FARM | LITTLE SAMPFORD |  | SAFFRON WALDEN | Essex | CB10 2SA | England | 562524 | 232501 | Pelham | Thaxted Grid 33kV |  | 33 | Eastern Power Networks (EPN) | Solar | Photovoltaic |  |  |  | 20 | [12 empty] | No | Connected | 20 | 20 | 21.053 |  |  | 2013-09-24 | [13 empty] | 2020-11-13 | 1.1078 | 52.6918 | 52.6917652923763, 1.10783025370301 | EPN-S0000000D5023 | Wind
1030085019734 | [6 empty] | The Natural Power Consultants Ltd | NORTH PICKENHAM 2 WIND FARM |  |  | Walpole | Norfolk | PE37 8JX | England | 585056 | 306970 | Walpole | Swaffham Grid 33kV | Swaffham Grid 11kV | 11 | Eastern Power Networks (EPN) | Wind onshore | Onshore wind turbines |  |  |  | 4 | [12 empty] | No | Connected | 4 | 4 | 4.211 |  |  | 2013-09-25 | [13 empty] | 2020-11-13 | 0.71439 | 51.8221 | 51.8220883432208, 0.714390424423896 | EPN-S0000000D3031 | Solar PV
1050000529664 | [6 empty] | The Natural Power Consultants Ltd | WESTON AIRFIELD FARM | HONNINGTON ROAD |  | NR9 5JF | Norfolk | NR9 5JF | England | 610126 | 314985 | Norwich Main | Sall Grid 33kV |  | 33 | Eastern Power Networks (EPN) | Wind onshore | Onshore wind turbines |  |  |  | 5.5 | [12 empty] | No | Connected | 5.5 | 5.5 | 5.789 |  |  | 2014-02-11 | [13 empty] | 2024-02-14 | 1.2866 | 52.0102 | 52.0102193888997, 1.28661347852014 | EPN-S0000000D1041 | Solar PV
1050000563169 | [6 empty] | DNO Consulting Limited | HIGHFIELDS FARM | KELVEDON |  | Rayleigh | Essex | CO5 9BJ | England | 587168 | 217202 | Rayleigh | Abberton Grid 33kV |  | 33 | Eastern Power Networks (EPN) | Solar | Photovoltaic |  |  |  | 15 | [12 empty] | No | Connected | 15 | 15 | 15.789 |  |  | 2014-03-27 | [13 empty] | 2020-11-13 | 1.1762 | 52.9023 | 52.9023259293245, 1.17619318090012 | EPN-S0000000H5038 | Solar PV
1050000563381 | [6 empty] | Solar Century | STRATTON HALL | LEVINGTON |  | Ipswich | Suffolk | IP10 0LL | England | 625650 | 239743 | Bramford | Cliff Quay Grid 33kV |  | 33 | Eastern Power Networks (EPN) | Solar | Photovoltaic |  |  |  | 10.92 | [12 empty] | No | Connected | 10.92 | 10.92 | 11.495 | 0.05 | 0.053 | 2014-02-23 | [13 empty] | 2020-11-13 | 0.39058 | 51.5655 | 51.5655175200052, 0.390575433035681 | EPN-S0000000D7002 | Solar PV
1050000635140 | [6 empty] | Solarcentury Holdings Limited | POND FARM | POND FM | BODHAM | Holt | Norfolk | NR25 6PP | England | 613710 | 338600 | Norwich Main | Sall Grid 33kV | West Beckham Primary 11kV | 11 | Eastern Power Networks (EPN) | Solar | Photovoltaic |  |  |  | 3 | [12 empty] | No | Connected | 3 | 3 | 3.158 |  |  | 2014-10-16 | [13 empty] | 2020-11-13 | 1.6973 | 52.6606 | 52.6605716428966, 1.69727953119872 | EPN-S0000000D5067 | Solar PV
1050000709730 | [6 empty] | FAIRWIND SOLAR | FAIRWINDS FARM | FAIRWINDS FARM | LOWER DUNTON RD | SOUTHFIELDS | Essex | CM13 3SR | England | 565789 | 187890 | Tilbury | Basildon Grid 33kV |  | 33 | Eastern Power Networks (EPN) | Solar | Photovoltaic |  |  |  | 10 | [12 empty] | No | Connected | 10 | 10 | 10.526 |  |  | 2014-10-16 | [13 empty] | 2020-11-13 | 0.037769 | 52.5234 | 52.5234396935858, 0.0377687381469841 | EPN-S0000000D6065 | Wind
1050000588215 | [6 empty] | UK Power Solutions Ltd | NOVA SCOTIA FARM | WEST CAISTER |  | GREAT YARMOUTH | NORFOLK | NR30 5SH | England | 650126 | 313400 | Norwich Main | GT Yarmouth Grid 33kV |  | 33 | Eastern Power Networks (EPN) | Solar | Photovoltaic |  |  |  | 14.8 | [12 empty] | No | Connected | 14.8 | 14.8 | 15.579 |  |  | 2014-03-25 | [13 empty] | 2020-11-13 | 0.5478 | 52.5432 | 52.5432297861595, 0.547797509804243 | EPN-S0000000D6042 | Solar PV
1050000669539 | [6 empty] | EcoGen Limited | FDG A-02 BOARDINGHOUSE | Knights End farm |  | March | Cambs | PE15 0YN | England | 538350 | 293680 | Walpole | March Grid 33kV |  | 33 | Eastern Power Networks (EPN) | Wind onshore | Onshore wind turbines |  |  |  | 10.25 | [12 empty] | Yes | Connected | 10.25 | 10.25 | 10.789 |  |  | 2015-01-01 | [13 empty] | 2020-11-13 | -0.20619 | 52.5753 | 52.5752571194583, -0.206186781730378 | EPN-S0000000N6060 | Biogas
1050000579266 | [6 empty] | Solar Inc Ltd | MEADOW FARM | METHWOLD RD |  | Walpole | Norfolk | IP26 4RB | England | 572870 | 296980 | Walpole | Swaffham Grid 33kV |  | 33 | Eastern Power Networks (EPN) | Solar | Photovoltaic |  |  |  | 5 | [12 empty] | No | Connected | 5 | 5 | 5.263 |  |  | 2014-03-21 | [13 empty] | 2020-11-13 | -0.42188 | 52.2712 | 52.2711626382763, -0.42187543375782 | EPN-S0000000D4055 | Solar PV
1050000769084 | [6 empty] | Viridor Waste Management Ltd | FOURTH DROVE EASTERN IND EST |  |  | PETERBOROUGH | Cambs | PE1 5UR | England | 521657 | 299004 | Walpole | Peterborough Central 33kV | Peterborough Central 11kV | 11 | Eastern Power Networks (EPN) | Waste | Steam turbine (thermal power plant) |  |  |  | 8 | [12 empty] | No | Connected | 8 | 8 | 8.421 |  |  | 2015-07-23 | [13 empty] | 2020-11-13 | 1.0011 | 52.4228 | 52.4227743179574, 1.00110262390807 | EPN-S0000000H1064 | Biogas
1050000961370 | [6 empty] | Prosolia | MANOR FARM | GREEN END |  | PERTINHALL | BEDFORD | MK44 2AX | England | 507780 | 264840 | Eaton Socon | Little Barford 33kV |  | 33 | Eastern Power Networks (EPN) | Solar | Photovoltaic |  |  |  | 15 | [12 empty] | No | Connected | 15 | 15 | 15.789 |  |  | 2014-07-28 | [13 empty] | 2020-11-13 | 0.59253 | 51.9082 | 51.9081870559664, 0.592529551825607 | EPN-S0000000D3015 | Solar PV
1100050467245 | [5 empty] | 1100050467272 | --REDACTED-- | --REDACTED-- | --REDACTED-- | --REDACTED-- | Lincoln | data not available | LN6 9 | United Kingdom | --REDACTED-- | --REDACTED-- | West Burton 132Kv S Stn | Lincoln Main No 1 33Kv S Stn | North Hykeham 33 11Kv S Stn | 0.4 | National Grid Electricity Distribution (East Midlands) Plc | data not available | data not available | No | data not available | data not available | 2 | data not applicable | data not applicable | data not applicable | data not available | data not available | data not applicable | data not applicable | data not applicable | data not applicable | data not available | data not available | data not applicable | data not available | Connected | 2 | 1.9 | 2 | 0.038 | 0.04 | 37135 | data not applicable | data not applicable | data not applicable | data not applicable | data not applicable | data not applicable | data not applicable | data not available | data not available | data not available | data not available | data not available | data not available | 45750
1050001205354 | [6 empty] | Energy and System Technical Ltd | KENTISHES (LYONS HALL) |  |  | Braintree | Essex | CM77 8BX | England | 578430 | 226470 | Braintree | Braintree Local 33kV |  | 33 | Eastern Power Networks (EPN) | Solar | Photovoltaic |  |  |  | 10.8 | [12 empty] | No | Connected | 10.8 | 10.8 | 11.368 |  |  | 2018-05-01 | [13 empty] | 2020-11-13 | 1.131 | 51.9316 | 51.9316003698976, 1.1310024470274 | EPN-S0000000D3048 | Solar PV
1050001008690 | [6 empty] | Harlaxton Engineering Services Ltd | SOUTH CREAKE LEICESTER SQUARE FARM | Hempton |  | Fakenham | NORFOLK | NR21 7LJ | England | 586548 | 333100 | Walpole | - |  | 132 | Eastern Power Networks (EPN) | Solar | Photovoltaic |  |  |  | 23 | [12 empty] | No | Connected | 23 | 23 | 24.211 |  |  | 2016-03-09 | [13 empty] | 2020-11-13 | 1.093 | 51.8273 | 51.8272865543982, 1.09298574889096 | EPN-S0000000D3044 | Solar PV
1050000775005 | [6 empty] | Lightsource Renewable Energy Ltd | WIX ROAD | BARN FARM |  | BRADFIELD | ESSEX | CO11 2NX | England | 615350 | 230530 | Bramford | Lawford Grid 33kV |  | 33 | Eastern Power Networks (EPN) | Solar | Photovoltaic |  |  |  | 4.2 | [12 empty] | No | Connected | 4.2 | 4.2 | 4.421 |  |  | 2015-08-13 | [13 empty] | 2020-11-13 | -0.16866 | 52.3625 | 52.36245537529, -0.168657892725251 | EPN-S0000000D4068 | Solar PV
1050000759740 | [6 empty] | ESCO NRG Limited | ST OSYTH HEATH PV FARM, | ST OSYTH |  | CLACTON ON SEA | ESSEX | CO16 8HJ | England | 613230 | 218820 | Bramford | Colchester Grid 33kV |  | 33 | Eastern Power Networks (EPN) | Solar | Photovoltaic |  |  |  | 12 | [12 empty] | No | Connected | 12 | 12 | 12.632 |  |  | 2015-03-05 | [13 empty] | 2020-11-13 | 0.63648 | 52.6594 | 52.6594452598212, 0.636480271232931 | EPN-S0000000D6042 | Biogas
1050000574685 | [6 empty] | Abbey Properties Cambridge Ltd | UPWOOD AIRFIELD | RAMSEY |  | CAMBS | CAMBS | PE28 2LQ | England | 524800 | 275400 | Eaton Socon | Huntingdon Grid 33kV |  | 33 | Eastern Power Networks (EPN) | Solar | Photovoltaic |  |  |  | 20 | [12 empty] | No | Connected | 20 | 20 | 21.053 | 0.1 | 0.105 | 2014-03-17 | [13 empty] | 2020-11-13 | 1.6723 | 52.4431 | 52.4431396823295, 1.67227035654823 | EPN-S0000000G5018 | Solar PV
1100770675915 | [5 empty] | 1100039604400 | --REDACTED-- | --REDACTED-- | --REDACTED-- | --REDACTED-- | Nottingham | Nottinghamshire | NG5 8 | United Kingdom | --REDACTED-- | --REDACTED-- | Stoke Bardolph 132Kv | Nottingham East 33Kv S Stn | Arnold 33 11Kv S Stn | 0.4 | National Grid Electricity Distribution (East Midlands) Plc | data not available | data not available | No | data not available | data not available | 2.4 | data not applicable | data not applicable | data not applicable | data not available | data not available | data not applicable | data not applicable | data not applicable | data not applicable | data not available | data not available | data not applicable | data not available | Connected | 2.4 | 2.28 | 2.4 | 1.615 | 1.7 | 38180 | data not applicable | data not applicable | data not applicable | data not applicable | data not applicable | data not applicable | data not applicable | data not available | data not available | data not available | data not available | data not available | data not available | 45750
1050000603849 | [6 empty] | Hayward United Farm | PRIORY FARM | CARLTON COLVILLE |  | ELLOUGH | Suffolk | NR33 8HD | England | 649667 | 289140 | Bramford | Ilketshall Grid 33kV | Henstead Primary 11kV | 33 | Eastern Power Networks (EPN) | Solar | Photovoltaic |  |  |  | 3.12 | [12 empty] | No | Connected | 3.12 | 3.12 | 3.284 | 0.05 | 0.053 | 2014-03-29 | [13 empty] | 2020-11-13 | 0.26021 | 52.1994 | 52.199368399062, 0.260210953020969 | EPN-S0000000D4084 | Solar PV
1050000738290 | [6 empty] | Good Energy Generation Ltd | WEST RAYNHAM AIRFIELD | Shereford Road | WEST RAYNHAM | Hempton | Norfolk | NR21 7LJ | England | 589565 | 323525 | Walpole | - |  | 132 | Eastern Power Networks (EPN) | Solar | Photovoltaic |  |  |  | 49.9 | [12 empty] | No | Connected | 49.9 | 49.9 | 52.526 |  |  | 2015-03-16 | [13 empty] | 2023-11-14 | 1.1268 | 52.3366 | 52.3365851248138, 1.12680853194009 | EPN-S0000000G1043 | Wind
1050000714164 | [6 empty] | Inazin Power Ltd | GT WILLBRAHAMS FARMS | HOME FARM |  | GREAT WILBRAHAM | Cambs | CB21 5JW | England | 554566 | 258089 | Burwell | Fulbourn Grid 33kV |  | 132 | Eastern Power Networks (EPN) | Solar | Photovoltaic |  |  |  | 30 | [12 empty] | No | Connected | 30 | 30 | 31.579 |  |  | 2015-03-04 | [13 empty] | 2020-11-13 | -0.1558 | 52.2652 | 52.2652024032272, -0.15580048850318 | EPN-S0000000D4055 | Wind
1030081583765 | [6 empty] | Eye Airfield Wind Direct Ltd | EYE AIRFIELD INDUSTRIAL ESTATE A140 IPSWICH ROAD | BROME |  | EYE | Cambs | IP23 8AW | England | 613120 | 275547 | Bramford | Diss Grid 33kV | Eye Primary 11kV | 33 | Eastern Power Networks (EPN) | Wind onshore | Onshore wind turbines |  |  |  | 5 | [12 empty] | No | Connected | 5 | 5 | 5.263 | 1 | 1.053 | 2013-02-12 | [13 empty] | 2020-11-13 | -0.02265 | 52.5291 | 52.5291221943165, -0.0226498247915907 | EPN-S0000000D6065 | Solar PV
1030079564823 | [6 empty] | Npower Renewables | COTTON WIND FARM | OFFORD ROAD | GRAVELEY | St Neots | Cambs | PE19 6PU | England | 525951 | 264606 | Eaton Socon | Little Barford 33kV |  | 33 | Eastern Power Networks (EPN) | Wind onshore | Onshore wind turbines |  |  |  | 16.4 | [12 empty] | No | Connected | 16.4 | 16.4 | 17.263 | 0.2 | 0.211 | 2012-01-23 | [13 empty] | 2023-11-14 | 1.5237 | 52.3552 | 52.3552022438111, 1.52369489750637 | EPN-S0000000H5032 | Solar PV
1030083941034 | [6 empty] | Abbey Properties (Cambs) Ltd | BURNT HOUSE SOLAR FARM | BURNT HOUSE SIDINGS |  | WHITTLESEY | CAMBS | PE7 2HS | England | 534234 | 294198 | Walpole | March Grid 33kV |  | 33 | Eastern Power Networks (EPN) | Solar | Photovoltaic |  |  |  | 4.75 | [12 empty] | No | Connected | 4.75 | 4.75 | 5 |  |  | 2013-02-19 | [13 empty] | 2020-11-13 | -0.037716 | 51.9088 | 51.9087860327754, -0.0377156676764346 | EPN-S0000000D8169 | Solar PV
1050000574630 | [6 empty] | Esco NRG Ltd | HOLTON PV FARM | UPPER HOLTON |  | HALESWORTH | SUFFOLK | IP19 8NJ | England | 640050 | 278860 | Bramford | Halesworth Grid 33kV | Halesworth Primary 11kV | 33 | Eastern Power Networks (EPN) | Solar | Photovoltaic |  |  |  | 7.92 | [12 empty] | No | Connected | 7.92 | 7.92 | 7.92 | 0.06 | 0.063 | 2014-02-28 | [13 empty] | 2021-06-14 | 0.32887 | 52.3195 | 52.3195258395991, 0.32886964041197 | EPN-S0000000D4033 | Solar PV
1050001261429 | [6 empty] | Push Energy (Grid) Ltd | MILL FARM | GREAT MUNDEN |  | Wymondley | Herts | SG11 1JR | England | 535080 | 225180 | Wymondley | Stevenage Grid 33kV |  | 33 | Eastern Power Networks (EPN) | Solar | Photovoltaic |  |  |  | 8 | [12 empty] | No | Connected | 8 | 8 | 8.421 |  |  | 2016-12-20 | [13 empty] | 2023-11-14 | 0.19517 | 52.7191 | 52.7191199841505, 0.195172769285051 | EPN-S0000000D6077 | Solar PV
1050001197846 | [6 empty] | Savills | ADJ MILL DROVE | ADJ MILL DROVE | NR SOHAM | CAMBS | Cambs | CB7 5AW | England | 558828 | 271600 | Burwell | Burwell Local Grid 33kV |  | 132 | Eastern Power Networks (EPN) | Solar | Photovoltaic |  |  |  | 10 | [12 empty] | No | Connected | 10 | 10 | 10.526 |  |  | 2016-12-19 | [13 empty] | 2020-11-13 | -0.062977 | 51.8251 | 51.825092338815, -0.0629773833671825 | EPN-S0000000H7137 | Biogas
1050001041935 | [6 empty] | DNO Consulting Limited | ROSE & CROWN FARM | NR INGLEBOROUGH |  | WISBECH | Cambs | PE14 7JB | England | 548365 | 315756 | Walpole | Walsoken Grid 33kV |  | 33 | Eastern Power Networks (EPN) | Solar | Photovoltaic |  |  |  | 23 | [12 empty] | No | Connected | 23 | 23 | 24.211 |  |  | 2016-03-16 | [13 empty] | 2020-11-13 | 1.3051 | 52.3133 | 52.3133086761686, 1.30507663398601 | EPN-S0000000H5007 | Biogas
1418634703006 | [5 empty] | data not applicable | --REDACTED-- | --REDACTED-- | --REDACTED-- | --REDACTED-- | Pershore | Worcestershire | WR10 2 | United Kingdom | --REDACTED-- | --REDACTED-- | Feckenham 66 11Kv S Stn | Feckenham 66/11Kv | Pershore 66 11Kv S Stn | 0.4 | National Grid Electricity Distribution (West Midlands) Plc | data not available | data not available | No | data not available | data not available | 3.869 | data not applicable | data not applicable | data not applicable | data not available | data not available | data not applicable | data not applicable | data not applicable | data not applicable | data not available | data not available | data not applicable | data not available | Connected | 3.869 | 3.6708 | 3.864 | data not available | data not available | 40578 | data not applicable | data not applicable | data not applicable | data not applicable | data not applicable | data not applicable | data not applicable | data not available | data not available | data not available | data not available | data not available | data not available | 45750
1429096100008 | [5 empty] | data not applicable | --REDACTED-- | --REDACTED-- | --REDACTED-- | --REDACTED-- | Birmingham | data not available | B18 7 | United Kingdom | --REDACTED-- | --REDACTED-- | Bustleholm 132Kv S Stn | Winson Green 132 25 11Kv S Stn | Winson Green 132/11Kv | 0.4 | National Grid Electricity Distribution (West Midlands) Plc | data not available | data not available | No | data not available | data not available | 1 | data not applicable | data not applicable | data not applicable | data not available | data not available | data not applicable | data not applicable | data not applicable | data not applicable | data not available | data not available | data not applicable | data not available | Connected | 1 | 0.95 | 1 | data not available | data not available | 35020 | data not applicable | data not applicable | data not applicable | data not applicable | data not applicable | data not applicable | data not applicable | data not available | data not available | data not available | data not available | data not available | data not available | 45750
1050000775023 | [6 empty] | Forenergy | FDG A-04 BURNT HOUSE SIDINGS |  |  | WHITTLESEY | Cambs | PE7 2H | England | 534000 | 294300 | Walpole | March Grid 33kV |  | 33 | Eastern Power Networks (EPN) | Solar | Photovoltaic |  |  |  | 4 | [12 empty] | Yes | Connected | 4 | 4 | 4.211 |  |  | 2014-12-23 | [13 empty] | 2020-11-13 | -0.3303 | 52.2368 | 52.2368153911312, -0.330303531677241 |  | Solar PV
1050000769154 | [6 empty] | S.E. Solar (2) Limited | WIGGIN HILL FARM | OLD RAMSEY ROAD |  | ST IVES | Cambs | PE27 3LL | England | 530900 | 273800 | Eaton Socon | Huntingdon Grid 33kV |  | 33 | Eastern Power Networks (EPN) | Solar | Photovoltaic |  |  |  | 10 | [12 empty] | No | Connected | 10 | 10 | 10.526 | 0.1 | 0.105 | 2015-01-27 | [13 empty] | 2020-11-13 | 0.15344 | 52.3291 | 52.3291312768149, 0.153443524688189 | EPN-S0000000D4033 | Solar PV
1050001858080 | [6 empty] | AEE Renewables UK 9 Ltd | LITTLE STAUGHTON | STAPLOE |  | ST NEOTS | Cambs | PE19 5JB | England | 514116 | 261160 | Eaton Socon | - |  | 132 | Eastern Power Networks (EPN) | Solar | Photovoltaic |  |  |  | 40 | [12 empty] | No | Connected | 40 | 40 | 42.105 |  |  | 2019-12-01 | [13 empty] | 2023-11-14 | -0.031397 | 52.6637 | 52.6637129367961, -0.0313971766133919 |  | Wind
1050000574676 | [6 empty] | Wilburton Solar Two Limited | WILBURTON 2 SOLAR | OFF TWENTY PENCE RD |  | Ely | Cambs | CB6 3RN | England | 546841 | 272298 | Burwell | Burwell Local Grid 33kV |  | 33 | Eastern Power Networks (EPN) | Solar | Photovoltaic |  |  |  | 15 | [12 empty] | No | Connected | 15 | 15 | 15.789 |  |  | 2014-03-13 | [13 empty] | 2020-11-13 | 0.52811 | 52.8747 | 52.8747350219754, 0.528105487296392 | EPN-S0000000H6009 | Solar PV
1050000948120 | [6 empty] | Wryde Croft Wind Farm Limited | WRYDE CROFT WIND FARM |  |  | Thorney | Cambs | PE12 0NR | England | 533232 | 309151 | Walpole | - |  | 132 | Eastern Power Networks (EPN) | Wind onshore | Onshore wind turbines |  |  |  | 26 | [12 empty] | No | Connected | 26 | 26 | 27.368 |  |  | 2016-01-10 | [13 empty] | 2024-02-14 | 1.0041 | 51.8631 | 51.8630502196552, 1.00406699179923 | EPN-S0000000D3044 | Solar PV
1050001304612 | [6 empty] | Livetag Ltd | BIRCHAM RD | SNETTISHAM |  | Kings Lynn | Norfolk | PE31 7NE | England | 570240 | 333800 | Walpole | Kings Lynn Grid 33kV | Snettisham Primary 11kV | 132 | Eastern Power Networks (EPN) | Solar | Photovoltaic |  |  |  | 2 | [12 empty] | No | Connected | 2 | 2 | 2.105 |  |  | 2017-03-20 | [13 empty] | 2021-05-17 | -0.93531 | 51.7476 | 51.7476046962141, -0.935307114023684 | EPN-S0000000D8077 | Solar PV
1050000769048 | [6 empty] | Elgar Byrne Capital Limited | BLUE GATES FARM | ARLESFORD |  | Colchester | Essex | CO7 8DE | England | 606940 | 222540 | Bramford | Colchester Grid 33kV |  | 33 | Eastern Power Networks (EPN) | Solar | Photovoltaic |  |  |  | 9.5 | [12 empty] | No | Connected | 9.5 | 9.5 | 10 | 0.1 | 0.105 | 2015-10-14 | [13 empty] | 2020-11-13 | 0.4507 | 51.6228 | 51.6228135259163, 0.450699231365252 | EPN-S0000000D7017 | Solar PV
1050001232437 | [6 empty] | Belectric Solar Ltd | STONEPITS SOLAR FARM | WINDMILL RD |  | THAME | Oxon | OX9 3QH | England | 473600 | 205970 | Amersham | Ilmer Grid 33kV |  | 33 | Eastern Power Networks (EPN) | Solar | Photovoltaic |  |  |  | 9 | [12 empty] | No | Connected | 9 | 9 | 9.474 | 0.05 | 0.053 | 2016-12-07 | [13 empty] | 2023-11-14 | 1.3645 | 52.6178 | 52.6177937779154, 1.36448278544956 | EPN-S0000000G5072 | Solar PV
Data not available | [6 empty] | MS Power Projects | OUTWOOD FARM RD | Church Road | Crays Hill | BASILDON | Essex | CM11 2UN | England | 569742 | 194399 | Rayleigh | Nevendon Grid 33kV |  | 33 | Eastern Power Networks (EPN) | Solar | Photovoltaic |  |  |  | 18 | [12 empty] | No | Connected | 18 | 18 | 18.947 |  |  | 2013-12-19 | [13 empty] | 2022-05-16 | 0.02367 | 52.4248 | 52.4247941265028, 0.0236704210245393 | EPN-S0000000H6053 | Wind
1023477820860 | [6 empty] | Anglian Water Service Limited | WHITLINGHAM STW NORFOLK |  |  | Norwich | Norfolk | NR14 8TZ | England | 627850 | 307540 | Norwich Main | - | Thorpe Gd Local 11kV | 33 | Eastern Power Networks (EPN) | Solar | Photovoltaic |  |  |  | 1.2 | [12 empty] | No | Connected | 1.2 | 1.2 | 1.263 |  |  | 2012-11-01 | [13 empty] | 2024-02-14 | -0.43855 | 52.0481 | 52.0480951515854, -0.438553888246197 | EPN-S0000000H4034 | Solar PV
1050000736121 | [6 empty] | Hallmark Power Ltd | FDG A-19 CHATTERIS RD 1 / CHATTERIS RD 2 |  |  | Huntingdon | Norfolk | PE28 3DW | England | 537701 | 282682 | Walpole | March Grid 33kV | Chatteris Primary 11kV | 11 | Eastern Power Networks (EPN) | Wind onshore | Onshore wind turbines |  |  |  | 1 | [12 empty] | Yes | Connected | 1 | 1 | 1.053 |  |  | 2015-11-09 | [13 empty] | 2020-11-13 | -0.4838 | 52.1743 | 52.1743303368306, -0.483801644862993 | EPN-S0000000H4051 | Solar PV
1050000869294 | [6 empty] | Savills | SOUTHILL SOLAR | HAYNES WEST END |  | Bedford | Beds | MK45 3QT | England | 507176 | 240006 | Sundon | Westoning Grid 33kV | Ampthill Primary 11kV | 11 | Eastern Power Networks (EPN) | Solar | Photovoltaic |  |  |  | 1 | [12 empty] | No | Connected | 1 | 1 | 1.053 |  |  | 2015-04-10 | [13 empty] | 2020-11-13 | -0.61133 | 51.9248 | 51.924774525191, -0.611330696650782 | EPN-S0000000D8086 | Solar PV
1050000849109 | [6 empty] | The Solar Building Company Ltd | CLAPHAM SOLAR FARM | TINSLEY ESTATE CLAPHAM |  | Bedford | Beds | MK41 6HA | England | 503780 | 253980 | Sundon | Austin Canons Grid 33kV | Manton Ln Primary 11kV | 11 | Eastern Power Networks (EPN) | Solar | Photovoltaic |  |  |  | 7.05 | [12 empty] | No | Connected | 7.05 | 7.05 | 7.421 | 0.14 | 0.147 | 2015-06-26 | [13 empty] | 2020-11-13 | -0.63723 | 51.8476 | 51.8475706696663, -0.637226647979859 | EPN-S0000000H8028 | Solar PV
1050000843659 | [6 empty] | Lightsource Renewable Energy Ltd | MANOR FARM SOLAR PARK |  |  | EGGINGTON | Beds | LU7 9PB | England | 495590 | 226050 | Sundon | Sundon 33kV |  | 33 | Eastern Power Networks (EPN) | Solar | Photovoltaic |  |  |  | 6 | [12 empty] | No | Connected | 6 | 6 | 6.316 | 0.41 | 0.432 | 2015-03-30 | [13 empty] | 2020-11-13 | 0.69042 | 51.6191 | 51.6190822805728, 0.690421975969538 | EPN-S0000000D7057 | Solar PV
1050000990984 | [6 empty] | RENEWABLE ENERGY CONNECTIONS LTD | HURTON RD, LONG MEADOW | HURTON RD | LONG MEADOW | IVINGHOE | Beds | LU7 9EA | England | 493970 | 217430 | Sundon | Houghton Regis Grid 33kV | Cheddington Primary 11kV | 33 | Eastern Power Networks (EPN) | Solar | Photovoltaic |  |  |  | 3 | [12 empty] | No | Connected | 3 | 3 | 3.158 |  |  | 2015-12-15 | [13 empty] | 2020-11-13 | -0.22499 | 51.7071 | 51.7070928208036, -0.224988317648258 | EPN-S0000000D8119 | Solar PV
1050001118490 | [6 empty] | GEW2 Ltd | ASHINGDON / CANEWDON PV ULVERSTON ROCHFORD |  |  | Rayleigh | Essex | SS4 3JX | England | 586349 | 194568 | Rayleigh | Southend Grid 33kV |  | 33 | Eastern Power Networks (EPN) | Solar | Photovoltaic |  |  |  | 10 | [12 empty] | No | Connected | 10 | 10 | 10.526 |  |  | 2015-11-25 | [13 empty] | 2023-11-14 | 1.0942 | 52.8804 | 52.880409535499, 1.09416827846024 | EPN-S0000000H5024 | Biogas
1050001290020 | [6 empty] | Oamec Consulting Ltd | SOUTH MIMMS POTTERS BAR | SWANLAND ROAD |  | Potters Bar | Herts | EN6 3NT | England | 522745 | 202419 | Elstree | Hatfield Grid 33kV |  | 33 | Eastern Power Networks (EPN) | Solar | Photovoltaic |  |  |  | 4.134 | [12 empty] | No | Connected | 4.134 | 4.134 | 4.352 |  |  | 2017-03-31 | [13 empty] | 2023-11-14 | -0.12013 | 51.7734 | 51.773361917225, -0.120128950821253 | EPN-S0000000H7055 | Fossil fuel
1460002242876 | [5 empty] | 1460002242867 | --REDACTED-- | --REDACTED-- | --REDACTED-- | --REDACTED-- | Dymock | Gloucestershire | GL18 2 | United Kingdom | --REDACTED-- | --REDACTED-- | Bishops Wood 132Kv S Stn | Hereford 66Kv S Stn | Dymock 66 11Kv S Stn | 11 | National Grid Electricity Distribution (West Midlands) Plc | Biomass | Steam turbine (thermal power plant) | No | data not available | data not available | 1.15 | Solar | Photovoltaic | No | data not available | data not available | 0.05 | data not applicable | data not applicable | data not applicable | data not available | data not available | data not applicable | data not available | Connected | 1.2 | 1.14 | 1.2 | data not available | 0 | 41529 | data not applicable | data not applicable | data not applicable | data not applicable | data not applicable | data not applicable | data not applicable | data not available | data not available | data not available | data not available | data not available | data not available | 45750
1470001378207 | [5 empty] | 1470001278432, 1470001278441 | 1&1 ionos ltd | Worcester spetchley clayfield road plot 6a ionos | Unit 6A, Ionos | Clayfield Road, , Spetchley | Worcester | data not available | WR4 0AE | United Kingdom | 389427 | 256483 | Bishops Wood 132Kv S Stn | Warndon 132Kv S Stn | Warndon 132/11Kv | 11 | National Grid Electricity Distribution (West Midlands) Plc | Biofuel - Other | Engine (combustion / reciprocating) | No | data not available | data not available | 4.4 | Solar | Photovoltaic | No | data not available | data not available | 0.656 | data not applicable | data not applicable | data not applicable | data not available | data not available | data not applicable | data not available | Connected | 5.056 | 0.6175 | 0.65 | 9.5 | 10 | 44621 | data not applicable | data not applicable | data not applicable | data not applicable | data not applicable | data not applicable | data not applicable | data not available | data not available | data not available | data not available | data not available | data not available | 45750
1050000617257 | [6 empty] | Alan Bartlett & Sons Ltd | CASITER STW PUMP LN |  |  | Norwich | Norfolk | NR30 5TE | England | 652261 | 311241 | Norwich Main | GT Yarmouth Grid 33kV | Caister Primary 11kV | 33 | Eastern Power Networks (EPN) | Solar | Photovoltaic |  |  |  | 1 | [12 empty] | No | Connected | 1 | 1 | 1.053 |  |  | 2014-01-29 | [13 empty] | 2020-11-13 | 0.6554 | 51.9412 | 51.9412372173459, 0.65540288662978 | EPN-S0000000H3019 | Solar PV
1594001108248 | Stefan | Janssens |  |  | stefan.janssens@ineos.com | 1592101108240 | 11kV Feeder, Ineos Hydro Polymers | Hydro Polymers | Hydro Polymers | School Lane | Newton Aycliffe | County Durham | DL5 6EA | England | 426675 | 523906 | Norton | Darlington North | Newton Aycliffe South | 11 | Northern Powergrid (Northeast) plc | Fossil - Gas | Engine (combustion / reciprocating) | No | Data Not Applicable | Data Not Applicable | 3.653 | Data Not Available | Data Not Available | Data Not Available | Data Not Available | Data Not Available | Data Not Available | Data Not Available | Data Not Available | Data Not Available | Data Not Available | Data Not Available | Data Not Available | No | Connected | 3.653 | 5.296 | 5.575 | 9.5 | 10 | 2000-06-29 00:00:00 | Data Not Applicable | Data Not Applicable | 3.845 | Data Not Applicable | Data Not Applicable | Data Not Available | Data Not Available | Data Not Available | Data Not Available | Data Not Available | Data Not Available | Data Not Available | Data Not Available | 2024-12-03 | 54.6096174279422, -1.588525022199392 |  | 2000-06-29 | Darlington
1023502548398 | [6 empty] | Eco-Kinetics | WADE INTERNATIONAL HALSTEAD |  |  | Braintree | Essex | CO9 2SX | England | 582620 | 230301 | Braintree | Braintree Local 33kV | Halstead Primary 11kV | 11 | Eastern Power Networks (EPN) | Solar | Photovoltaic |  |  |  | 1 | [12 empty] | No | Connected | 1 | 1 | 1.053 |  |  | 2013-06-26 | [13 empty] | 2020-11-13 | 1.3489 | 52.7576 | 52.7576476137413, 1.34888791431609 | EPN-S0000000G5059 | Solar PV
2394000124001 |  |  | Biotech 4 no PPA |  |  | Data Not Available | 1800kVA increase at Hemswell Biogas Ltd | 1800kVA increase at Hemswell Biogas Ltd | Hemswell Business Park | Hemswell | Gainsborough | Lincolnshire | DN21 5TU | England | 494674 | 390499 | Keadby | Blyton | Harpswell | 11 | Northern Powergrid (Yorkshire) plc | Biomass | Steam turbine (thermal power plant) | No | Data Not Applicable | Data Not Applicable | 1.8 | Data Not Available | Data Not Available | Data Not Available | Data Not Available | Data Not Available | Data Not Available | Data Not Available | Data Not Available | Data Not Available | Data Not Available | Data Not Available | Data Not Available | No | Connected | 1.8 | 1.8 | 1.895 | Data Not Available | Data Not Available | 2017-01-10 00:00:00 | Data Not Applicable | Data Not Applicable | 1.895 | Data Not Applicable | Data Not Applicable | Data Not Available | Data Not Available | Data Not Available | Data Not Available | Data Not Available | Data Not Available | Data Not Available | Data Not Available | 2017-03-08 | 53.40283201117175, -0.5774548994313216 |  | 2017-01-10 | West Lindsey
1050000841917 | [6 empty] | ESM Power Ltd | FDG B-01 COLTISHALL SOLAR PARK | BARTON ROAD |  | Coltishall | Norfolk | NR10 5AJ | England | 626071 | 323041 | Norwich Main | Thorpe Grid 33kV | Scottow Primary 11kV | 33 | Eastern Power Networks (EPN) | Solar | Photovoltaic |  |  |  | 40 | [12 empty] | Yes | Connected | 40 | 40 | 42.105 |  |  | 2015-03-28 | [13 empty] | 2024-07-12 | 0.085065 | 52.4301 | 52.4301472142012, 0.0850646964803958 | EPN-S0000000D6065 | Biogas
1030074559563 | [6 empty] | Triodos Renewables | KESSINGLAND WIND FARM |  |  | Lowestoft | Suffolk | NR33 7TF | England | 651340 | 286220 | Bramford | Ilketshall Grid 33kV | Henstead Primary 11kV | 33 | Eastern Power Networks (EPN) | Wind onshore | Onshore wind turbines |  |  |  | 4.1 | [12 empty] | No | Connected | 4.1 | 4.1 | 4.316 |  |  | 2011-06-07 | [13 empty] | 2020-11-13 | -0.20247 | 51.7073 | 51.7072990181356, -0.202473908904812 | EPN-S0000000H8083 | Solar PV
2394000138779 | Nicolai | Mark |  |  | nicolai.mark@arlafoods.com | 2380000202960 | 2 x 2.5MW synch CHP, Arla Foods, Stourton | 2 x 2.5MW synch CHP, Arla Foods, Stourton | Pontefract Road | Hunslet | Leeds | West Yorkshire | LS10 1AX | England | 433182 | 430114 | Skelton Grange | Stourton 132/11kV | Stourton 132/11kV Direct | 11 | Northern Powergrid (Yorkshire) plc | Fossil - Gas | Steam turbine (thermal power plant) | Yes | Data Not Applicable | Data Not Applicable | 10 | Data Not Available | Data Not Available | Data Not Available | Data Not Available | Data Not Available | Data Not Available | Data Not Available | Data Not Available | Data Not Available | Data Not Available | Data Not Available | Data Not Available | No | Connected | 10 | 5 | 5.263 | Data Not Available | Data Not Available | 2020-01-31 00:00:00 | Data Not Applicable | Data Not Applicable | 10.526 | Data Not Applicable | Data Not Applicable | 2018-12-05 00:00:00 | Data Not Available | Data Not Available | Data Not Available | Data Not Available | Data Not Available | Data Not Available | Data Not Available | 2019-02-20 | 53.766323099275745, -1.498095333386006 | 2018-12-05 | 2020-01-31 | Leeds
1050001299965 | [6 empty] | UK Sustainable Energy Limited | POTTERS BAR SOLAR FARM | Cranborne Road |  | Potters Bar | Herts | EN6 3JR | England | 524300 | 202480 | Elstree | Hatfield Grid 33kV | West Potters Bar Primary 11kV | 11 | Eastern Power Networks (EPN) | Solar | Photovoltaic |  |  |  | 4.5 | [12 empty] | No | Connected | 4.5 | 4.5 | 4.737 |  |  | 2017-03-31 | [13 empty] | 2024-02-14 | 0.18116 | 51.5221 | 51.5221155426403, 0.181161868674088 | EPN-S0000000H7131 | Biogas
1050001021423 | [6 empty] | Solarcentury Holdings Limited | FDG B-12 LAND NEAR PERCH LAKE | Bunns Hill | NORTH WALSHAM | Norwich | Norfolk | NR28 0JA | England | 617800 | 324900 | Norwich Main | Thorpe Grid 33kV |  | 11 | Eastern Power Networks (EPN) | Solar | Photovoltaic |  |  |  | 3.85 | [12 empty] | Yes | Connected | 3.85 | 3.85 | 4.053 |  |  | 2016-02-01 | [13 empty] | 2020-11-13 | -0.7353 | 51.8291 | 51.8290645070403, -0.735304447620806 | EPN-S0000000D8002 | Solar PV
data not available | [5 empty] | data not applicable | 2G Energy Ltd | Sapphire Paper Mill | Sapphire Paper Mill | Glenwood Road | Glenrothes | Central & Fife | KY6 3AB | Scotland | 324821 | 701352 | Glenrothes | data not applicable | GLENWOOD (11kV) | 11 | SP Distribution Ltd | Other | Steam-gas turbine (CCGT) | Yes | 0 | 0 | 4.052 | data not applicable | data not applicable | No | 0 | 0 | 0 | data not applicable | data not applicable | No | 0 | 0 | 0 | Yes | Connected | 4.052 | 0.3 | 0.31579 | 0 | 0 | data not available | data not applicable | data not applicable | data not applicable | data not applicable | data not applicable | data not available | data not available | N | N | data not available | N | 614173232 | data not available | 45566 | data not available | 685
1050001047263 | [6 empty] | Haymaker Energy Ltd | DRAYTON MEAD FARM |  |  | AYLESBURY | Herts | HP22 5DY | England | 487250 | 215250 | Sundon | Aylesbury East Grid 33kV |  | 33 | Eastern Power Networks (EPN) | Solar | Photovoltaic |  |  |  | 4.5 | [12 empty] | No | Connected | 4.5 | 4.5 | 4.737 |  |  | 2016-03-30 | [13 empty] | 2024-02-14 | 0.31726 | 51.5252 | 51.5251710099385, 0.31725640692638 |  | Solar PV
1050001047290 | [6 empty] | Lightsource Renewable Energy Ltd | FDG B-29 LAND SOUTH OF BRICK KILN LANE | MULBARTON |  | NORWICH | Norfolk | NR14 8AJ | England | 620580 | 299990 | Norwich Main | Trowse Grid 33kV | Mulbarton Primary 11kV | 11 | Eastern Power Networks (EPN) | Solar | Photovoltaic |  |  |  | 3.75 | [12 empty] | Yes | Connected | 3.75 | 3.75 | 3.947 |  |  | 2016-03-15 | [13 empty] | 2024-02-14 | 0.06151 | 51.8662 | 51.8662107540462, 0.0615099191751238 | EPN-S0000000G7075 | Solar PV
Data not available | [6 empty] | REG Ockendon Solar Ltd | OCKENDON SOLAR FARM | OCKENDON SOLAR FARM | HALL LANE | Thurrock | Essex | RM15 6SL | England | 560850 | 183240 | Warley | - |  | 132 | Eastern Power Networks (EPN) | Solar | Photovoltaic |  |  |  | 50 | [12 empty] | No | Accepted to Connect | [6 empty] | 50 | 50 | 52.632 | 0 | 0 | 2015-11-11 | [7 empty] | 2024-10-14 | -0.471 | 51.856 | 51.8560478446167, -0.470999385103247 | EPN-S0000000D8096 | Solar PV
Data not available | [6 empty] | Chaldean Estate Ltd | THE OLD GRAIN STORE | BROMLEY LANE |  | MUCH HADHAM | HERTFORDSHIRE | SG10 6HU | England | 542039 | 220634 | Rye House | Rye House Grid 33kV | Much Hadham Primary 11kV | 132 | Eastern Power Networks (EPN) | Solar | Photovoltaic |  |  |  | 2.5 | [12 empty] | No | Accepted to Connect | [6 empty] | 2.5 | 2.5 | 2.632 | 0 | 0 | 2015-07-24 | 2024-12-31 | [6 empty] | 2023-10-13 | -0.040865 | 51.6254 | 51.6254019262225, -0.0408654002200286 | EPN-S0000000H7087 | Fossil fuel
1050001060060 | [6 empty] | Raybridge Corporation | MILLFIELD FARM | DUNSTABLE |  | Sundon | Beds | LU6 3QP | England | 505400 | 218600 | Sundon | Houghton Regis Grid 33kV |  | 33 | Eastern Power Networks (EPN) | Solar | Photovoltaic |  |  |  | 4.999 | [12 empty] | No | Connected | 4.999 | 4.999 | 5.262 |  |  | 2016-03-30 | [13 empty] | 2020-11-13 | 0.90434 | 51.9015 | 51.9015306305228, 0.904339810799886 | EPN-S0000000H3074 | Solar PV
1594001006893 |  |  |  | Ineos |  | 1592001006890 | 33kV Feeder Ineos Hydro Polymers | Hydro Polymers | Hydro Polymers | School Lane | Newton Aycliffe | County Durham | DL5 6EA | England | 426675 | 523906 | Norton | Darlington North | Newton Aycliffe South | 11 | Northern Powergrid (Northeast) plc | Fossil - Gas | Engine (combustion / reciprocating) | No | Data Not Applicable | Data Not Applicable | 4.655 | Data Not Available | Data Not Available | Data Not Available | Data Not Available | Data Not Available | Data Not Available | Data Not Available | Data Not Available | Data Not Available | Data Not Available | Data Not Available | Data Not Available | No | Connected | 4.655 | 5.296 | 5.575 | 11.4 | 12 | 2000-10-31 00:00:00 | Data Not Applicable | Data Not Applicable | 4.9 | Data Not Applicable | Data Not Applicable | Data Not Available | Data Not Available | Data Not Available | Data Not Available | Data Not Available | Data Not Available | Data Not Available | Data Not Available | 2024-12-03 | 54.6096174279422, -1.588525022199392 |  | 2000-10-31 | Darlington
Data not available | [6 empty] | Colchester Borough | Batch 2 Application. 500 Properties |  |  | COLCHESTER | Essex | CO4 5WH | England | 599904 | 226540 | Bramford | Colchester Grid 33kV | Mersea Rd Primary 11kV | 33 | Eastern Power Networks (EPN) | Solar | Photovoltaic |  |  |  | 1.734 | [12 empty] | No | Connected | 1.734 | 1.734 | 1.825 |  |  | 2017-03-21 | [13 empty] | 2024-07-12 | 1.734 | 52.5196 | 52.5195503404409, 1.73398557797657 | EPN-S0000000H5003 | Fossil fuel
1200010112066 | [6 empty] | 60 Victoria Embankment | 60 Victoria Embankment | 60 VICTORIA EMBANKMENT |  | Victoria Embankment | LONDON | EC4Y 0JP | England | 531526 | 180860 | City Road 132kV | - | Bankside C 11kV | 0 | London Power Networks (LPN) | Fossil - Oil | Engine (combustion / reciprocating) |  |  |  | 2.25 | [12 empty] | No | Connected | 2.25 | 2.5 | 3 |  |  | 2014-07-19 | [13 empty] | 2023-05-16 | -0.12906 | 51.5224 | 51.5223664634003, -0.129056545149048 | LPN-S000000000256 | Fossil fuel
1170000089108 | [5 empty] | 1170000089135 | A c shropshire ltd | Green lodge farm | Greens Lodge | Forest Road, Huncote | Leicester | data not available | LE9 3LE | United Kingdom | 451950 | 298331 | Coventry 132Kv S Stn | data not available | Sapcote 33 11Kv S Stn | 11 | National Grid Electricity Distribution (East Midlands) Plc | Biomass | Steam turbine (thermal power plant) | No | data not available | data not available | 1.5 | data not applicable | data not applicable | data not applicable | data not available | data not available | data not applicable | data not applicable | data not applicable | data not applicable | data not available | data not available | data not applicable | data not available | Connected | 1.5 | 1.425 | 1.5 | 0.6175 | 0.65 | 41261 | data not applicable | data not applicable | data not applicable | data not applicable | data not applicable | data not applicable | data not applicable | data not available | data not available | data not available | data not available | data not available | data not available | 45750
1170000424462 | [5 empty] | 1170000424480 | A c shropshire ltd | Greens lodge farm, huncote engine no 2 | Ac Shropshire Generation 2 | Greens Lodge Farm | data not available | data not available | LE9 3LE | United Kingdom | 451986 | 298442 | Enderby 132Kv S Stn | Wigston 33Kv S Stn | Alliance And Leicester 33 11Kv S Stn | 11 | National Grid Electricity Distribution (East Midlands) Plc | Biofuel - Landfill gas | Gas turbine (OCGT) | Yes | data not available | data not available | 2 | data not applicable | data not applicable | data not applicable | data not available | data not available | data not applicable | data not applicable | data not applicable | data not applicable | data not available | data not available | data not applicable | data not available | Connected | 2 | 1.9 | 2 | 0.0475 | 0.05 | 41995 | data not applicable | data not applicable | data not applicable | data not applicable | data not applicable | data not applicable | data not applicable | data not available | data not available | data not available | data not available | data not available | data not available | 45750
data not available | [5 empty] | data not available | AB ENERGY AGENCY | M & D Business Park, St Helens | N/A | N/A | St Helens | Merseyside | WA9 5EA | England | 350740 | 394582 | RAINHILL | RAVENHEAD G1A1 / ST HELENS GT2B / WINDLE GT1 | data not available | 33 | SP Manweb plc | Fossil - Gas | Steam-gas turbine (CCGT) | No | 0 | 0 | 20 | data not applicable | data not applicable | No | 0 | 0 | 0 | data not applicable | data not applicable | No | 0 | 0 | 0 | data not available | Connected | 20 | 20 | 21.0526 | N/A | data not available | data not available | data not applicable | data not applicable | data not applicable | data not applicable | data not applicable | data not available | data not applicable | N | N | data not available | N | data not available | data not available | 45275 | data not available | 524
1620000981659 | [5 empty] | 1600000134200 | AB INBEV UK LIMITED | SAMLESBURY BREWERY | CUERDALE LANE | CUERDALE LANE | PRESTON | LANCASHIRE | PR5 0XD | ENGLAND | 359421 | 429656 | PENWORTHAM WEST GSP / STANAH GSP GROUP | LEYLAND | HIGHER WALTON | 11 | ELECTRICITY NORTH WEST LIMITED | FOSSIL - OIL | ENGINE (COMBUSTION / RECIPROCATING) | NO | 0 | 0 | 2.8 |  |  |  | 0 | 0 | 0 |  |  |  | 0 | 0 | 0 | NO | CONNECTED | 2.8 | 3.61 | 3.8 | 6.175 | 6.5 | 2000-06-29 |  |  |  | 0 | 0 |  |  | NO | NO |  |  |  |  | 2021-12-06 | 53.76166691596139, -2.6170128422491703
1700000000000 | William | Hekelaar |  | ABERDEEN CITY COUNCIL | whekelaar@aberdeencity.gov.uk | 1700000000000 | ABERDEEN CITY COUNCIL | DATA NOT AVAILABLE | BUCKSBURN | DATA NOT AVAILABLE | ABERDEEN | ABERDEEN | AB21 9JR | SCOTLAND | 388933 | 810998 | DYCE | DATA NOT APPLICABLE | AECC | 33 | SCOTTISH HYDRO ELECTRIC POWER DISTRIBUTION PLC | DATA NOT AVAILABLE | DATA NOT AVAILABLE | NO | DATA NOT AVAILABLE | DATA NOT AVAILABLE | 2.85 | DATA NOT AVAILABLE | DATA NOT AVAILABLE | DATA NOT AVAILABLE | DATA NOT AVAILABLE | DATA NOT AVAILABLE | DATA NOT AVAILABLE | DATA NOT AVAILABLE | DATA NOT AVAILABLE | DATA NOT AVAILABLE | DATA NOT AVAILABLE | DATA NOT AVAILABLE | DATA NOT AVAILABLE | DATA NOT AVAILABLE | CONNECTED | 2.85 | 2.85 | 3 | 11.4 | 12 | 43420 | DATA NOT AVAILABLE | DATA NOT AVAILABLE | DATA NOT AVAILABLE | DATA NOT AVAILABLE | DATA NOT AVAILABLE | DATA NOT AVAILABLE | DATA NOT AVAILABLE | N | DATA NOT AVAILABLE | DATA NOT AVAILABLE | DATA NOT AVAILABLE | DATA NOT AVAILABLE | DATA NOT AVAILABLE | 45176
data not available | Kirsten | Abbott |  | ABP (Ports Elmesmeeere) | kirsten.abbott@abports.co.uk | data not available | Abp Ellesmere | Anglo Beef Products | Hordley | Ellesmere | Ellesmere | Dee Valley and Mid Wales | SY12 9BL | Wales | 339660 | 328474 | LEGACY | LEGACY LOCAL GT2 / NEWTOWN GT2 / OSWESTRY GT5 / OSWESTRY GT8 / WELSHPOOL GT1 / WHITCHURCH GT1 | BASCHURCH T1 | 33 | SP Manweb plc | Fossil - Gas | Steam-gas turbine (CCGT) | Yes | 0 | 0 | 1.16 | data not applicable | data not applicable | No | 0 | 0 | 0 | data not applicable | data not applicable | No | 0 | 0 | 0 | data not available | Connected | 1.16 | 1.16 | 1.2211 | data not applicable | data not applicable | data not available | data not applicable | data not applicable | data not applicable | data not applicable | data not applicable | data not available | data not applicable | N | N | data not available | N | 614858833 | data not available | 44088 | data not available | 76
1030045128531 | [6 empty] | MCCAIN FOODS (G.B.) LIMITED | MCCAINS FOODS | FUNTHAMS LANE |  | Walpole | Cambs | PE7 2PG | England | 523780 | 297300 | Walpole | Peterborough Central 33kV | Funthams Ln Primary 11kV | 11 | Eastern Power Networks (EPN) | Wind onshore | Onshore wind turbines |  |  |  | 8 | [12 empty] | No | Connected | 8 | 8 | 8.421 |  |  | 2007-07-28 | [13 empty] | 2021-01-15 | 0.62761 | 52.2567 | 52.2566919471889, 0.627613060389848 | EPN-S0000000H1057 | Fossil fuel
1030056990789 | [6 empty] | REG RAMSEY LTD | RAMSEY WIND TURBINE |  |  | Huntingdon | Cambs | PE26 2SL | England | 527680 | 286500 | Eaton Socon | Huntingdon Grid 33kV | Bury Primary 11kV | 11 | Eastern Power Networks (EPN) | Wind onshore | Onshore wind turbines |  |  |  | 2 | [12 empty] | No | Connected | 2 | 2 | 2.105 | 0.05 | 0.053 | 2008-08-28 | [13 empty] | 2020-12-14 | 0.85095 | 51.84 | 51.8399721061007, 0.85095254126904 | EPN-S0000000H3076 | Fossil fuel
1700000000000 |  |  | Hydro Scheme |  |  | 1700000000000 | ACHNACARRY HYDRO LTD | LOCH BLAIR HYDRO | ALLT CHEANNA MHUIR LOCH BLAIR HYDRO | DATA NOT AVAILABLE | SPEAN BRIDGE | HIGHLAND | PH34 4EL | SCOTLAND | 206318 | 792250 | FORT WILLIAM | DATA NOT APPLICABLE | FORT WILLIAM GRID | 33 | SCOTTISH HYDRO ELECTRIC POWER DISTRIBUTION PLC | HYDRO (TO BE CONFIRMED) | HYDRO POWER SYSTEM | NO | DATA NOT AVAILABLE | DATA NOT AVAILABLE | 1.663 | DATA NOT AVAILABLE | DATA NOT AVAILABLE | DATA NOT AVAILABLE | DATA NOT AVAILABLE | DATA NOT AVAILABLE | DATA NOT AVAILABLE | DATA NOT AVAILABLE | DATA NOT AVAILABLE | DATA NOT AVAILABLE | DATA NOT AVAILABLE | DATA NOT AVAILABLE | DATA NOT AVAILABLE | NO | CONNECTED | 1.663 | 1.663 | 1.75 | 0.014 | 0.015 | 42321 | DATA NOT AVAILABLE | DATA NOT AVAILABLE | DATA NOT AVAILABLE | DATA NOT AVAILABLE | DATA NOT AVAILABLE | DATA NOT AVAILABLE | DATA NOT AVAILABLE | N | DATA NOT AVAILABLE | DATA NOT AVAILABLE | DATA NOT AVAILABLE | DATA NOT AVAILABLE | DATA NOT AVAILABLE | 44034
1700000000000 |  |  | No idea |  |  | 1700000000000 | ACHOMER ENERGY LTD | DATA NOT AVAILABLE | ARDTALNAIG HYDRO | DATA NOT AVAILABLE | ABERFELDY | PERTHSHIRE | PH15 2PA | SCOTLAND | 267780 | 739668 | KILLIN | DATA NOT APPLICABLE | KILLIN GRID | 33 | SCOTTISH HYDRO ELECTRIC POWER DISTRIBUTION PLC | HYDRO (TO BE CONFIRMED) | HYDRO POWER SYSTEM | NO | DATA NOT AVAILABLE | DATA NOT AVAILABLE | 1.9 | DATA NOT AVAILABLE | DATA NOT AVAILABLE | DATA NOT AVAILABLE | DATA NOT AVAILABLE | DATA NOT AVAILABLE | DATA NOT AVAILABLE | DATA NOT AVAILABLE | DATA NOT AVAILABLE | DATA NOT AVAILABLE | DATA NOT AVAILABLE | DATA NOT AVAILABLE | DATA NOT AVAILABLE | NO | CONNECTED | 1.9 | 1.9 | 2 | DATA NOT AVAILABLE | DATA NOT AVAILABLE | 42590 | DATA NOT AVAILABLE | DATA NOT AVAILABLE | DATA NOT AVAILABLE | DATA NOT AVAILABLE | DATA NOT AVAILABLE | DATA NOT AVAILABLE | DATA NOT AVAILABLE | N | DATA NOT AVAILABLE | DATA NOT AVAILABLE | DATA NOT AVAILABLE | DATA NOT AVAILABLE | DATA NOT AVAILABLE | 44105
1800060886321 | John | McCallum |  | Glennon Brothers | john.mccallum@glennonbrothers.co.uk | data not applicable | ADAM WILSON AND SONS LTD | Glennon Generation | Adam Wilson And Sons Ltd | Harbour Road | Troon | South Ayrshire | KA10 6DN | Scotland | 230930 | 631425 | Kilmarnock Town | data not applicable | TROON (11kV) | 11 | SP Distribution Ltd | Biofuel - Landfill gas | Steam-gas turbine (CCGT) | No | data not available | data not available | 2.3 | data not applicable | data not applicable | No | 0 | 0 | 0 | data not applicable | data not applicable | No | 0 | 0 | 0 | Yes | Connected | 2.3 | 2.3 | 2.4211 | 0 | 0 | 42893 | data not applicable | data not applicable | data not applicable | data not applicable | data not applicable | data not available | data not available | N | N | data not available | N | data not available | data not available | 44146 | data not available | 365
data not available |  |  | Data Centre |  |  | data not available | ADD Renewables No2 Limited | Bootle Data Centre | Bootle Data | Centrebridle Road L30 1Ph | Bootle | Merseyside | L30 1PH | England | 335820 | 397686 | KIRKBY | AINTREE GT1 / FORMBY GT2A / LITHERLAND GT1B | ALMONDS TURN T1 / ATLANTIC COMPLEX T1 / GIRO T1 / MIDLAND BANK T1 / NETHERTON T1 | 33 | SP Manweb plc | Fossil - Oil | Engine (combustion / reciprocating) | No | 0 | 0 | 3 | data not applicable | data not applicable | No | 0 | 0 | 0 | data not applicable | data not applicable | No | 0 | 0 | 0 | data not available | Connected | 3 | 3 | 3.1579 | data not applicable | data not applicable | 42736 | data not applicable | data not applicable | data not applicable | data not applicable | data not applicable | data not available | data not applicable | N | N | data not available | N | data not available | data not available | 44088 | data not available | 133
1050000559330 | [6 empty] | Adgen Energy Ltd | ADVANCED THERMATREATMENT PLANT | RATTYS LANE |  | Hoddesdon | Herts | EN11 0RF | England | 538890 | 208890 | Rye House | Rye House Grid 33kV | Rye House Local Primary 11kV | 11 | Eastern Power Networks (EPN) | Biofuel - Biogas from anaerobic digestion (excluding landfill & sewage) | Engine (combustion / reciprocating) |  |  |  | 3 | [12 empty] | No | Connected | 3 | 3 | 3.158 |  |  | 2015-05-19 | [13 empty] | 2024-11-14 | 0.070181 | 52.1976 | 52.1975689765787, 0.0701809003351538 | EPN-S0000000H4036 | Solar PV
1030081179657 |  |  | Can't find |  |  |  | ADM PURA FOODS LTD | PURA FOODS UNILEVER BESTFOODS | London Road |  | Purfleet | Essex | RM19 1SD | England | 556780 | 177100 | Warley | Purfleet Grid 33kV | Purfleet Primary 11kV T3 & T4 | 11 | Eastern Power Networks (EPN) | Fossil - Gas | Steam-gas turbine (CCGT) |  |  |  | 5.2 | [12 empty] | No | Connected | 5.2 | 5.2 | 5.474 |  |  | 1998-02-06 | [13 empty] | 2021-06-14 | -0.04978 | 51.9458 | 51.9457640602526, -0.0497795240332517 | EPN-S0000000H7123 | Biogas
1170000159350 |  |  | Can't find |  |  | 1170000159340 | Ael biogas | East kirkby , east kirkby airfield | Biogas Generation | East Kirkby | Spilsby | data not available | PE23 4BX | United Kingdom | 534178 | 362389 | Bicker Fen 132Kv S Stn | Skegness 33Kv S Stn | Spilsby 33 11Kv S Stn | 11 | National Grid Electricity Distribution (East Midlands) Plc | Biofuel - Biogas from anaerobic digestion (excluding landfill & sewage) | Engine (combustion / reciprocating) | Yes | data not available | data not available | 1.2 | data not applicable | data not applicable | data not applicable | data not available | data not available | data not applicable | data not applicable | data not applicable | data not applicable | data not available | data not available | data not applicable | data not available | Connected | 1.2 | 1.14 | 1.2 | 0.2375 | 0.25 | 41547 | data not applicable | data not applicable | data not applicable | data not applicable | data not applicable | data not applicable | data not applicable | data not available | data not available | data not available | data not available | data not available | data not available | 45750
2000000000000 | [5 empty] | 2000000000000 | AFFINITY WATER LIMITED | DATA NOT AVAILABLE | IVER WTW | THORNEY LANE NORTH | IVER | BUCKINGHAMSHIRE | SL0 9HF | ENGLAND | 503098 | 179981 | IVER 132KV | UPTON | SUTTON LANE | 11 | SOUTHERN ELECTRIC POWER DISTRIBUTION PLC | DATA NOT AVAILABLE | ENGINE (COMBUSTION / RECIPROCATING) | NO | DATA NOT AVAILABLE | DATA NOT AVAILABLE | 4.703 | DATA NOT AVAILABLE | DATA NOT AVAILABLE | DATA NOT AVAILABLE | DATA NOT AVAILABLE | DATA NOT AVAILABLE | DATA NOT AVAILABLE | DATA NOT AVAILABLE | DATA NOT AVAILABLE | DATA NOT AVAILABLE | DATA NOT AVAILABLE | DATA NOT AVAILABLE | DATA NOT AVAILABLE | NO | CONNECTED | 4.703 | 4.703 | 4.95 | DATA NOT AVAILABLE | DATA NOT AVAILABLE | DATA NOT AVAILABLE | DATA NOT AVAILABLE | DATA NOT AVAILABLE | DATA NOT AVAILABLE | DATA NOT AVAILABLE | DATA NOT AVAILABLE | DATA NOT AVAILABLE | DATA NOT AVAILABLE | N | DATA NOT AVAILABLE | DATA NOT AVAILABLE | DATA NOT AVAILABLE | DATA NOT AVAILABLE | DATA NOT AVAILABLE | 44105
Data not available | [6 empty] | Aggregated Micro Power Holdings | Manton Lane |  |  | BEDFORD | Beds | MK41 7PB | England | 504311 | 251778 | Sundon | Austin Canons Grid 33kV | Manton Ln Primary 11kV | 11 | Eastern Power Networks (EPN) | Landfill Gas, Sewage | Engine (combustion / reciprocating) |  |  |  | 2.5 | [12 empty] | No | Connected | 2.5 | 2.5 | 2.632 |  |  | 2022-04-18 | [13 empty] | 2024-01-15 | -0.96346 | 51.8527 | 51.8526954182382, -0.963464570285517 | EPN-S0000000H8022 | Solar PV
1050001021405 | [6 empty] | Aggregated Micro Power Holdings plc | HOMEFIELD ROAD |  |  | HAVERHILL | Essex | CB9 8QU | England | 566732 | 244481 | Pelham | Belchamp Grid 33kV | Haverhill Primary 11kV | 11 | Eastern Power Networks (EPN) | Fossil - Gas | Gas turbine (OCGT) |  |  |  | 4 | [12 empty] | No | Connected | 4 | 4 | 4.211 | 0.2 | 0.211 | 2021-06-21 | [13 empty] | 2020-11-13 | 0.32941 | 52.3304 | 52.3304404734264, 0.329413683524774 | EPN-S0000000D4033 | Solar PV
1800060422847 | [5 empty] | data not applicable | Aggreko Uk Limited | Aggreko Test Facility | Aggreko Production Facility | Lomondgate | Glasgow | Glasgow City | G82 3PD | Scotland | 239301 | 678175 | Strathleven | data not applicable | STRATHLEVEN (11kV) | 11 | SP Distribution Ltd | Fossil - Gas | Gas turbine (OCGT) | No | 0 | 0 | 6 | data not applicable | data not applicable | No | 0 | 0 | 0 | data not applicable | data not applicable | No | 0 | 0 | 0 | Yes | Connected | 6 | 5.95 | 6.2632 | 0 | 0 | 40725 | data not applicable | data not applicable | data not applicable | data not applicable | data not applicable | data not available | data not available | N | N | data not available | N | data not available | data not available | 44026 | data not available | 59
1050001609381 |  |  | Might be backup power for Fujitsu |  |  |  | AGR | CAVENDISH POWER | CAVENDISH ROAD |  | STEVENAGE | Herts | SG1 2EU | England | 522550 | 224410 | Wymondley | Stevenage Grid 33kV | Stevenage Primary 11kV | 11 | Eastern Power Networks (EPN) | Fossil - Gas | Gas turbine (OCGT) |  |  |  | 7.8 | [12 empty] | No | Connected | 8 | 8 | 8.421 | 0 | 0 | 2018-09-19 | [13 empty] | 2020-11-13 | -0.89628 | 51.7465 | 51.7465074676878, -0.896281261579993 |  | Storage
1050001458340 | Ryan | Day |  | Central Phama | rday@central-pharma.com | 1050001458330 | AGR | ELMS POWER | CAXTON ROAD |  | BEDFORD | Beds | MK41 0XZ | England | 508270 | 251060 | Sundon | - | Edison Rd Grid 11kV | 11 | Eastern Power Networks (EPN) | Fossil - Gas | Gas turbine (OCGT) |  |  |  | 5 | [12 empty] | No | Connected | 5 | 5 | 5.263 | 0.475 | 0.5 | 2017-12-18 | [13 empty] | 2022-05-16 | 1.5087 | 52.3544 | 52.3543895231933, 1.50870581432549 |  | Storage
1050001791578 | [5 empty] | 1050001791569 | AGR Peak Power Limited | CAVENDISH ROAD |  |  | STEVENAGE | Herts | SG1 2EU | England | 522360 | 224380 | Wymondley | Stevenage Grid 33kV |  | 33 | Eastern Power Networks (EPN) | Fossil - Gas | Gas turbine (OCGT) |  |  |  | 10 | [12 empty] | No | Connected | 10 | 10 | 10.526 | 0.6 | 0.632 | 2019-07-04 | [13 empty] | 2022-05-16 | -0.89628 | 51.7465 | 51.7465074676878, -0.896281261579993 | EPN-S0000000D8077 | Storage
Data not available |  |  | Growers glasshous will have to write | The Produce Connection Ltd |  |  | AGR Peak Power Ltd | FDG F-04 CHEAR FARM |  | EAST CAMBRIDGE ROAD | CAMBRIDGE | Cambs | CB6 3FS | England | 550163 | 272288 | Burwell | Histon Grid 33kV |  | 33 | Eastern Power Networks (EPN) | Fossil - Gas | Steam-gas turbine (CCGT) |  |  |  | 15 | [12 empty] | Yes | Connected | 15 | 15 | 15.789 | 10 | 10.526 | 2022-03-03 | [13 empty] | 2022-09-14 | 0.25998 | 51.6962 | 51.6961823436106, 0.259981115734126 | EPN-S0000000H7113 | Fossil fuel
1050001450252 | [6 empty] | AGR Renewables Limited | FINWAY ROAD |  |  | HEMEL HEMPSTEAD | Herts | HP2 7PT | England | 507700 | 209240 | Elstree | Piccotts End Grid 33kV | Hemel North Primary 11kV | 11 | Eastern Power Networks (EPN) | Fossil - Gas | Gas turbine (OCGT) |  |  |  | 5 | [12 empty] | No | Connected | 5 | 5 | 5.263 |  |  | 2017-12-14 | [13 empty] | 2020-11-13 | 0.39284 | 51.5608 | 51.5608039359007, 0.392838677898125 | EPN-S0000000D7002 | Fossil fuel
1030078123184 |  |  | Sent a email to a clocal business |  |  |  | AGRI GEN LTD | Building 568 | BENTWATERS PARK | Rendlesham | Woodbridge | Suffolk | IP12 2TW | England | 634731 | 253561 | Bramford | Wickham Market Grid 33kV | Bentwaters Primary 11kV | 11 | Eastern Power Networks (EPN) | Biomass | Steam-gas turbine (CCGT) |  |  |  | 3.4 | [12 empty] | No | Connected | 3.4 | 3.4 | 3.579 |  |  | 2012-11-21 | [13 empty] | 2021-06-14 | 0.22246 | 52.3357 | 52.3356577354128, 0.2224574862863 | EPN-S0000000D4033 | Solar PV
1030006584213 | [6 empty] | NESS POINT LTD | NESS POINT WIND TURBINE | GAS WORK ROAD |  | LOWERSTOFF | Norfolk | NR32 1UZ | England | 655480 | 293520 | Norwich Main | Lowestoft Grid 33kV | Whapload Rd Primary 11kV | 11 | Eastern Power Networks (EPN) | Wind onshore | Onshore wind turbines |  |  |  | 3.2 | [12 empty] | No | Connected | 3.2 | 3.2 | 3.368 |  |  | 2005-01-07 | [13 empty] | 2020-11-13 | 0.20428 | 51.928 | 51.9279717081113, 0.204278358955492 | EPN-S0000000H7035 | Biogas
1050001134359 |  |  | Renewable company doesn't appear to be any PPA |  |  |  | Agrivert Ltd | COURSERS FARM | Colney Heath |  | St Albans | Herts | AL4 0PG | England | 519730 | 204970 | Elstree | Hatfield Grid 33kV | Hatfield Primary 11kV |  | Eastern Power Networks (EPN) | Fossil - Gas | Steam-gas turbine (CCGT) |  |  |  | 3.3 | [12 empty] | No | Connected | 3.3 | 3.3 | 3.474 |  |  | 2016-10-01 | [13 empty] | 2020-11-13 | 0.87602 | 51.8801 | 51.8801025249297, 0.876016027925104 | EPN-S0000000H3076 | Solar PV
data not available | Riza | Adam |  | Airbus | riza.adam@airbus.com | data not available | Airbus | Airbus | Broughton | Chester | Chester | Dee Valley and Mid Wales | CH4 0DR | Wales | 335109 | 364306 | CONNAHS QUAY / PENTIR / ST ASAPH (CONQ) | CASTLE CEMENT GT1 / HAWARDEN GT1 / SALTNEY GT1 / SALTNEY G2B | data not available | 33 | SP Manweb plc | Fossil - Gas | Steam-gas turbine (CCGT) | Yes | 0 | 0 | 6.2 | data not applicable | data not applicable | No | 0 | 0 | 0 | data not applicable | data not applicable | No | 0 | 0 | 0 | data not available | Connected | 6.2 | 6.2 | 6.5263 | data not applicable | data not applicable | data not available | data not applicable | data not applicable | data not applicable | data not applicable | data not applicable | data not available | data not applicable | N | N | data not available | N | 614339160 | data not available | 44088 | data not available | 61
2394000110694 | Nosheen | Bashir |  | Airedale NHS Trust | nosheen.bashir@nhs.net | Data Not Available | Airedale Hospital | Airedale Hospital | Airedale General Hospital | SKIPTON ROAD | Keighley | West Yorkshire | BD20 6TD | England | 402451 | 444720 | Bradford West | Silsden | Crosshills | 11 | Northern Powergrid (Yorkshire) plc | Fossil - Gas | Steam turbine (thermal power plant) | Yes | Data Not Applicable | Data Not Applicable | 6.35 | Data Not Available | Data Not Available | Data Not Available | Data Not Available | Data Not Available | Data Not Available | Data Not Available | Data Not Available | Data Not Available | Data Not Available | Data Not Available | Data Not Available | No | Connected | 6.35 | 1.19 | 1.253 | Data Not Available | Data Not Available | 2014-01-16 00:00:00 | Data Not Applicable | Data Not Applicable | 6.684 | Data Not Applicable | Data Not Applicable | Data Not Available | Data Not Available | Data Not Available | Data Not Available | Data Not Available | Data Not Available | Data Not Available | Data Not Available | 2017-03-08 | 53.89864460391801, -1.9641854488890031 |  | 2014-01-16 | Bradford
1023498040392 | [6 empty] | NON-FOSSIL PURCHASING AGENCY LIMITED | SOMERTON WIND GENERATOR |  |  | DEREHAM | Norfolk | NR29 4DU | England | 646950 | 318750 | Norwich Main | GT Yarmouth Grid 33kV | Martham Primary 11kV | 11 | Eastern Power Networks (EPN) | Wind onshore | Onshore wind turbines |  |  |  | 2.8 | [12 empty] | No | Connected | 2.8 | 2.8 | 2.947 |  |  | 2000-06-23 | [13 empty] | 2020-12-14 | 0.44633 | 52.5513 | 52.5513057440901, 0.446331926595967 | EPN-S0000000D6042 | Biogas
1700000000000 |  |  | Old hydro scheme |  |  | 1700000000000 | ALCAN KINLOCHLEVEN LOCHABER | LOCHABER SMELTER | LOCHABER SMELTER | GEN422 | FORT WILLIAM | HIGHLAND | PH33 6TH | SCOTLAND | 212620 | 775054 | FORT WILLIAM | DATA NOT APPLICABLE | FORT WILLIAM GRID | 33 | SCOTTISH HYDRO ELECTRIC POWER DISTRIBUTION PLC | OTHER | OTHER | NO | DATA NOT AVAILABLE | DATA NOT AVAILABLE | 2.708 | DATA NOT AVAILABLE | DATA NOT AVAILABLE | DATA NOT AVAILABLE | DATA NOT AVAILABLE | DATA NOT AVAILABLE | DATA NOT AVAILABLE | DATA NOT AVAILABLE | DATA NOT AVAILABLE | DATA NOT AVAILABLE | DATA NOT AVAILABLE | DATA NOT AVAILABLE | DATA NOT AVAILABLE | NO | CONNECTED | 2.708 | 2.708 | 2.85 | DATA NOT AVAILABLE | DATA NOT AVAILABLE | DATA NOT AVAILABLE | DATA NOT AVAILABLE | DATA NOT AVAILABLE | DATA NOT AVAILABLE | DATA NOT AVAILABLE | DATA NOT AVAILABLE | DATA NOT AVAILABLE | DATA NOT AVAILABLE | N | DATA NOT AVAILABLE | DATA NOT AVAILABLE | DATA NOT AVAILABLE | DATA NOT AVAILABLE | DATA NOT AVAILABLE | 44034
data not available | Graeme | Dixon |  | Alder Hey NHS | graeme.dixon@alderhey.nhs.uk | data not available | Alder Hey Hospital, | Alder Hey | Alder Hey Hospital | Eaton Road | Liverpool | Merseyside | L12 2AP | England | 340569 | 391722 | RAINHILL | GATEACRE GT1 / HUYTON GT1 / KIRKBY GT3 / PRESCOT GT1A | BROADGREEN T1 / CROXTETH T1 / EAST PRESCOT RD (FINCH LA) T1 / KNOTTY ASH T1 / LEYFIELD RD T1 | 33 | SP Manweb plc | Fossil - Gas | Steam-gas turbine (CCGT) | Yes | 0 | 0 | 2 | data not applicable | data not applicable | No | 0 | 0 | 0 | data not applicable | data not applicable | No | 0 | 0 | 0 | data not available | Connected | 2 | 2 | 2.1053 | data not applicable | data not applicable | data not available | data not applicable | data not applicable | data not applicable | data not applicable | data not applicable | data not available | data not applicable | N | N | data not available | N | 613824571 | data not available | 44088 | data not available | 64
1030030430849 | [6 empty] | NORTH PICKENHAM WINDFARM LLP | NORTH PICKENHAM WINDFARM |  |  | PETERBOROUGH | Norfolk | PE37 7QX | England | 584690 | 306820 | Walpole | Swaffham Grid 33kV |  | 33 | Eastern Power Networks (EPN) | Wind onshore | Onshore wind turbines |  |  |  | 14.4 | [12 empty] | No | Connected | 14.4 | 14.4 | 15.158 |  |  | 2006-10-20 | [13 empty] | 2020-12-14 | -0.017878 | 52.4301 | 52.430065672324, -0.0178784956584467 | EPN-S0000000D6060 | Wind
1023479109093 | [6 empty] | LONDON WASTE LTD | EDMONTON INCINERATION PLANT |  | Angel Road | Edmonton | London | N18 3AG | England | 535780 | 192520 | Tottenham | Tottenham Grid 33kV |  | 33 | Eastern Power Networks (EPN) | Waste | Steam turbine (thermal power plant) |  |  |  | 60 | [12 empty] | No | Connected | 60 | 60 | 63.158 |  |  | 1999-01-01 | [13 empty] | 2020-11-13 | 0.60588 | 52.0708 | 52.0707544323558, 0.605879625186295 | EPN-S0000000D1011 | Storage
1030037258397 | [6 empty] | FENLAND WINDFARMS LIMITED | RED TILE WINDFARM - 1 |  | Straight Drove | Huntingdon | Cambs | PE28 2UH | England | 534860 | 283190 | Walpole | Peterborough Central 33kV |  | 33 | Eastern Power Networks (EPN) | Wind onshore | Onshore wind turbines |  |  |  | 10 | [12 empty] | No | Connected | 10 | 10 | 10.526 |  |  | 2006-12-08 | [13 empty] | 2020-11-13 | -0.20387 | 52.5768 | 52.5768043395782, -0.203865590036443 |  | Fossil fuel
1050001495183 | [6 empty] | OST Energy Limited | CLAREDOWN FARM (PREVIOUSLY KNOWN AS HICKFORD HILL SUDBURY) |  | Hickford Hill | Sudbury | Suffolk | CO10 7DW | England | 578700 | 244580 | Pelham | Belchamp Grid 33kV |  | 33 | Eastern Power Networks (EPN) | Stored Energy (all stored energy irrespective of the original energy source) | Storage - Electrochemical (Batteries) |  |  |  | 20 | [12 empty] | No | Connected | 20 | 20 | 21.053 | 20 | 21.053 | 2018-02-01 | [13 empty] | 2020-11-13 | -0.25113 | 51.7703 | 51.7703484637814, -0.251132763761177 | EPN-S0000000H8104 | Fossil fuel
1630000239738 |  |  | Large scievce park | info@alderleypark.co.uk |  | DATA NOT AVAILABLE | ALDERLEY PARK LIMITED | ALDERLEY PARK CHP | ALDERLEY PARK | NETHER ALDERLEY | MACCLESFIELD | STOCKPORT | SK10 4TG | ENGLAND | 384744 | 375620 | MACCLESFIELD 33 GSP | - | - | 33 | ELECTRICITY NORTH WEST LIMITED | FOSSIL - GAS | ENGINE (COMBUSTION / RECIPROCATING) | YES | 0 | 0 | 2.6 |  |  |  | 0 | 0 | 0 |  |  |  | 0 | 0 | 0 | NO | CONNECTED | 2.6 | 2.6 | 2.7368 | 0 | 0 | 2021-06-17 |  |  |  | 0 | 0 |  |  | NO | NO |  |  |  |  | 2021-12-06 | 53.27733747515462, -2.2302491116509477
DATA NOT AVAILABLE |  |  | Large scievce park | info@alderleypark.co.uk |  | 1600000148286 | ALDERLEY PARK LIMITED | ALDERLEY HOUSE | ALDERLEY PARK |  | MACCLESFIELD | CHESHIRE | SK10 4TF | ENGLAND | 384733 | 375605 | SOUTH MANCHESTER GSP | MOSS NOOK | ALDERLEY & CHELFORD | 11 | ELECTRICITY NORTH WEST LIMITED | DATA NOT AVAILABLE | DATA NOT AVAILABLE | YES | 0 | 0 | 1.799 |  |  |  | 0 | 0 | 0 |  |  |  | 0 | 0 | 0 | NO | CONNECTED | 1.799 | 0 | 0 | 4.275 | 4.5 | 2001-02-07 |  |  |  | 0 | 0 |  |  | NO | NO |  |  |  |  | 2021-12-06 | 53.277202326140454, -2.230413347645056
1650000352756 | [5 empty] | 1650000352747 | ALDON POWER LTD | ALDON STOR | ALDON STOR | POULTON INDUSTRIAL ESTATE | POULTON LE FYLDE | LANCASHIRE | FY6 8JL | ENGLAND | 335953 | 438847 | PENWORTHAM WEST GSP / STANAH GSP GROUP | BISPHAM | - | 33 | ELECTRICITY NORTH WEST LIMITED | FOSSIL - OIL | ENGINE (COMBUSTION / RECIPROCATING) | NO | 0 | 0 | 15 |  |  |  | 0 | 0 | 0 |  |  |  | 0 | 0 | 0 | NO | CONNECTED | 0 | 20 | 0 | 0 | 0.04 |  |  |  |  | 0 | 0 | 2016-11-09 |  | NO | NO |  | TO BE CONFIRMED |  |  | 2024-03-14 | 53.84190200920291, -2.9748616431891923
1050001382373 | [6 empty] | Anesco | LAND NORTH OF CLAYHILL FARM |  |  | Bedford | Beds | MK45 5JD | England | 504240 | 233150 | Sundon | Westoning Grid 33kV |  | 33 | Eastern Power Networks (EPN) | Solar | Photovoltaic |  |  |  | 8.8 | Stored Energy (all stored energy irrespective of the original energy source) | Storage - Electrochemical (Batteries) | [10 empty] | No | Connected | 8.8 | 8.8 | 9.263 | 6 | 6.316 | 2017-08-15 | [13 empty] | 2024-11-14 | 0.67293 | 51.7316 | 51.7315854058886, 0.672927730595125 |  | Storage
1170000614857 | [5 empty] | 1170000614848 | Alkane energy cm limited | Ex-summit colliery site kirkby in ashfield | Former Summit Colliery Site | Welshcroft Close | Kirkby in ashfield | data not available | NG17 8EP | United Kingdom | 450474 | 357209 | Chesterfield 132Kv S Stn | Annesley 33Kv S Stn | Annesley (Kirkby) 11Kv S Stn | 11 | National Grid Electricity Distribution (East Midlands) Plc | Biofuel - Landfill gas | Gas turbine (OCGT) | No | data not available | data not available | 6 | data not applicable | data not applicable | data not applicable | data not available | data not available | data not applicable | data not applicable | data not applicable | data not applicable | data not available | data not available | data not applicable | data not available | Connected | 6 | 5.7 | 6 | 0.0475 | 0.05 | 42460 | data not applicable | data not applicable | data not applicable | data not applicable | data not applicable | data not applicable | data not applicable | data not available | data not available | data not available | data not available | data not available | data not available | 45750
Data not available | [6 empty] | Savills | LAND EAST OF MALDON HALL FARM |  |  | Goldhanger | Essex | CM9 6HD | England | 584680 | 207033 | Rayleigh | - |  | 132 | Eastern Power Networks (EPN) | Stored Energy (all stored energy irrespective of the original energy source) | Storage - Electrochemical (Batteries) |  |  |  | 40 | [12 empty] | No | Connected | 40 | 40 | 42.105 | 40 | 42.105 | 2024-04-26 | [13 empty] | 2025-04-14 | -0.24478 | 51.7345 | 51.734537360084, -0.24478206294772 |  | Storage
1170000945358 | [5 empty] | 1170000945349 | Alkane energy cm limited | Rhodia stor | Rhodia | Hall Lane | Chesterfield | Derbyshire | S43 2PB | United Kingdom | 442755 | 374923 | Chesterfield 132Kv S Stn | Staveley 33Kv S Stn | Staveley Works 33Kv S Stn | 11 | National Grid Electricity Distribution (East Midlands) Plc | Fossil - Gas | Gas turbine (OCGT) | No | data not available | data not available | 16 | data not applicable | data not applicable | data not applicable | data not available | data not available | data not applicable | data not applicable | data not applicable | data not applicable | data not available | data not available | data not applicable | data not available | Connected | 16 | 15.2 | 16 | 0.95 | 1 | 43220 | data not applicable | data not applicable | data not applicable | data not applicable | data not applicable | data not applicable | data not applicable | data not available | data not available | data not available | data not available | data not available | data not available | 45750
1050000687919 | [6 empty] | RNA Energy Limited | TOLLGATE FARM |  |  | St Albans | Herts | AL4 0NY | England | 521304 | 205438 | Elstree | - |  | 132 | Eastern Power Networks (EPN) | Stored Energy (all stored energy irrespective of the original energy source) | Storage - Electrochemical (Batteries) |  |  |  | 49.5 | [12 empty] | No | Connected | 49.5 | 49.5 | 52.105 | 49.5 | 52.105 | 2023-05-03 | [13 empty] | 2023-11-14 | -0.89153 | 51.7487 | 51.7487286486614, -0.891533747235234 | EPN-S0000000D8077 | Solar PV
Data not available | [6 empty] | Aton Energy ESS 1 Ltd | NORTH WEST OF EASTON LANE |  |  | WOODBRIDGE | Suffolk | IP13 0DY | England | 630321 | 259137 | Bramford | - |  | 132 | Eastern Power Networks (EPN) | Stored Energy (all stored energy irrespective of the original energy source) | Storage - Electrochemical (Batteries) |  |  |  | 50 | [12 empty] | No | Connected | 50 | 50 | 52.632 | 40 | 42.105 | 2020-09-18 | [13 empty] | 2021-05-17 | 0.34627 | 51.4641 | 51.4640702356008, 0.34626561215696 | EPN-S0000000G7105 | Storage
1050001299895 | [6 empty] | Anesco | GREEN ILMER |  |  | PRINCES RISBOROUGH | Bucks | HP27 9RD | England | 476620 | 206140 | Amersham | Ilmer Grid 33kV |  | 33 | Eastern Power Networks (EPN) | Solar | Photovoltaic |  |  |  | 4.2 | [12 empty] | No | Connected | 4.2 | 4.2 | 4.421 |  |  | 2017-03-20 | [13 empty] | 2020-11-13 | -0.032362 | 51.4678 | 51.4678084722371, -0.0323617704276503 |  | Biogas
Data not available | [6 empty] | Port of Tillbury London Ltd | TILBURY FREEPORT |  |  | Thurrock | Essex | RM18 7EH | England | 563080 | 176510 | Tilbury | Tilbury Compact Grid 33kV |  | 33 | Eastern Power Networks (EPN) | Stored Energy (all stored energy irrespective of the original energy source) | Storage - Electrochemical (Batteries) |  |  |  | 9 | [12 empty] | No | Connected | 9 | 9 | 9.474 | 28 | 29.474 | 2019-10-10 | [13 empty] | 2021-05-17 | 0.25784 | 51.7779 | 51.7778594093801, 0.257841402702002 | EPN-S0000000H3023 | Fossil fuel
Data not available | [6 empty] | Tilbury Green Power Ltd | TILBURY DOCKS Ph2 |  |  | Tilbury | Essex | RM18 7NU | England | 536770 | 176151 | Tilbury | - |  | 132 | Eastern Power Networks (EPN) | Waste | Steam turbine (thermal power plant) |  |  |  | 20 | [12 empty] | No | Accepted to Connect | [6 empty] | 20 | 20 | 21.053 | 4.75 | 5 | 2017-08-22 | 2025-10-30 | [6 empty] | 2024-09-13 | 0.35729 | 51.9675 | 51.9675499641284, 0.357292196835422 | EPN-S0000000D3051 | Solar PV
1470000629350 | [5 empty] | 1470000629360 | Alkane energy cm limited | Telford energy park halesfield 23 | Halesfield 23 | Soverign Park | Telford | Shropshire | TF7 4NZ | United Kingdom | 371555 | 306029 | Ironbridge 132Kv S Stn | Ironbridge 132 33Kv S Stn | Halesfield 33 11Kv S Stn | 11 | National Grid Electricity Distribution (West Midlands) Plc | Fossil - Gas | Engine (combustion / reciprocating) | No | data not available | data not available | 4.082 | data not applicable | data not applicable | data not applicable | data not available | data not available | data not applicable | data not applicable | data not applicable | data not applicable | data not available | data not available | data not applicable | data not available | Connected | 4.082 | 3.8779 | 4.082 | 0.0475 | 0.05 | 42614 | data not applicable | data not applicable | data not applicable | data not applicable | data not applicable | data not applicable | data not applicable | data not available | data not available | data not available | data not available | data not available | data not available | 45750
0 | [6 empty] | Astra Ventures Ltd | LAND AT TERRIERS FARM | LAND AT TERRIERS FARM | SAMPFORD | Great Dunmow | Essex | CM6 2RD | England | 562037 | 232521 | Pelham | Thaxted Grid 33kV |  | 33 | Eastern Power Networks (EPN) | Solar | Photovoltaic |  |  |  | 35 | [12 empty] | No | Connected | 35 | 35 | 36.842 | 35 | 36.842 | 2022-05-25 | [13 empty] | 2022-09-14 | 1.3559 | 52.6002 | 52.6002037072308, 1.35586618887413 | EPN-S0000000G5072 | Fossil fuel
1640000667189 | [5 empty] | 1640000667170 | ALKANE ENERGY CM LIMITED | UNIT 1 | STAR LANE | STAR LANE | BOLTON | GREATER MANCHESTER | BL6 5HR | ENGLAND | 362681 | 411130 | KEARSLEY 132 GSP | WESTHOUGHTON | CROWN LANE | 11 | ELECTRICITY NORTH WEST LIMITED | FOSSIL - GAS | ENGINE (COMBUSTION / RECIPROCATING) | NO | 0 | 0 | 6 |  |  |  | 0 | 0 | 0 |  |  |  | 0 | 0 | 0 | NO | CONNECTED | 6 | 5.7 | 6 | 0.095 | 0.1 | 2017-12-01 |  |  |  | 0 | 0 |  |  | NO | NO |  |  |  |  | 2021-12-06 | 53.595405282363025, -2.565330447059564
1640000665368 | [5 empty] | 1640000665359 | ALKANE ENERGY CM LIMITED | DOBSON PARK WAY GEN 1 | DOBSON PARK WAY | INCE | WIGAN | GREATER MANCHESTER | WN2 2EG | ENGLAND | 360240 | 405074 | WASHWAY FARM GSP / KIRKBY GSP GROUP | WIGAN | GREEN ST T11 | 6.6 | ELECTRICITY NORTH WEST LIMITED | FOSSIL - GAS | ENGINE (COMBUSTION / RECIPROCATING) | NO | 0 | 0 | 3.2 |  |  |  | 0 | 0 | 0 |  |  |  | 0 | 0 | 0 | NO | CONNECTED | 3.2 | 2.85 | 3 | 0.3325 | 0.35 | 2017-08-01 |  |  |  | 0 | 0 |  |  | NO | YES |  |  |  |  | 2021-12-06 | 53.540795134939344, -2.6014365740933116
1640000665386 | [5 empty] | 1640000665377 | ALKANE ENERGY CM LIMITED | DOBSON PARK WAY GEN 2 | DOBSON PARK WAY | INCE | WIGAN | GREATER MANCHESTER | WN2 2EG | ENGLAND | 360265 | 405069 | WASHWAY FARM GSP / KIRKBY GSP GROUP | WIGAN | GREEN ST T12 & T13 | 6.6 | ELECTRICITY NORTH WEST LIMITED | FOSSIL - GAS | ENGINE (COMBUSTION / RECIPROCATING) | NO | 0 | 0 | 3.2 |  |  |  | 0 | 0 | 0 |  |  |  | 0 | 0 | 0 | NO | CONNECTED | 3.2 | 2.85 | 3 | 0.3325 | 0.35 | 2017-08-01 |  |  |  | 0 | 0 |  |  | NO | YES |  |  |  |  | 2021-12-06 | 53.54075209300738, -2.601058717890211
1640000658306 | [5 empty] | 1640000658290 | ALKANE ENERGY CM LIMITED | LEOPOLD ST | LEOPOLD ST | PEMBERTON | WIGAN | GREATER MANCHESTER | WN5 8DH | ENGLAND | 355160 | 404058 | WASHWAY FARM GSP / KIRKBY GSP GROUP | ORRELL | LAMBERHEAD | 6.6 | ELECTRICITY NORTH WEST LIMITED | FOSSIL - OIL | ENGINE (COMBUSTION / RECIPROCATING) | YES | 0 | 0 | 6 |  |  |  | 0 | 0 | 0 |  |  |  | 0 | 0 | 0 | NO | CONNECTED | 6 | 5.7 | 6 | 0.095 | 0.1 | 2017-11-01 |  |  |  | 0 | 0 |  |  | NO | NO |  |  |  |  | 2021-12-06 | 53.531253394277186, -2.6779406802597463
Data not available | [6 empty] | REG Ockendon Solar Ltd | Ockendon Energy Storage | Hall Lane |  | South Ockendon | Essex | RM15 6SL | England | 560292 | 183004 | Warley | - |  | 132 | Eastern Power Networks (EPN) | Solar | Photovoltaic |  |  |  | 40 | Stored Energy (all stored energy irrespective of the original energy source) | Storage - Electrochemical (Batteries) |  |  |  | 40 | [6 empty] | No | Connected | 40 | 40 | 42.105 | 20 | 21.053 | 2023-11-28 | [13 empty] | 2024-07-12 | -0.25019 | 52.2756 | 52.275612483797, -0.250191508721633 | EPN-S0000000D4055 | Wind
Data not available | [6 empty] | Foundation Propety & Capital | WHARF ROAD |  |  | STANFORD-LE-HOPE | Essex | SS17 0EH | England | 569657 | 181461 | Tilbury | - |  | 132 | Eastern Power Networks (EPN) | Fossil - Gas | Gas turbine (OCGT) |  |  |  | 40 | [12 empty] | No | Accepted to Connect | [6 empty] | 40 | 40 | 42.105 |  |  | 2018-07-10 | 2025-03-13 | [6 empty] | 2024-07-12
Data not available | [6 empty] | Tci Renewables Limited | Common Barn Wind Farm Phase 2 | The Street | Diddington | ST NEOTS | Cambs | PE19 5XU | England | 519482 | 265604 | Eaton Socon | Little Barford 33kV |  | 33 | Eastern Power Networks (EPN) | Wind | Onshore wind turbines |  |  |  | 6.15 | [12 empty] | No | Accepted to Connect | [6 empty] | 6.15 | 6.15 | 6.474 | 0.1 | 0.105 | 2018-05-02 | 2028-10-31 | [6 empty] | 2023-02-14 | -0.027361 | 51.6523 | 51.6522880621586, -0.0273605513139164 | EPN-S0000000F7026 | Fossil fuel
1100050313401 | [5 empty] | 1100050313369 | Alkane energy uk limited | Acreage lane | Generation Site, Exp, Reclamation Site | Acreage Lane | Shirebrook | Nottinghamshire | NG20 8RN | United Kingdom | 452628 | 366965 | Chesterfield 132Kv S Stn | Mansfield 33Kv S Stn | Acreage Lane 33 11Kv S Stn | 11 | National Grid Electricity Distribution (East Midlands) Plc | Fossil - Gas | Engine (combustion / reciprocating) | No | data not available | data not available | 10 | Solar | Photovoltaic | No | data not available | data not available | 0.05 | data not applicable | data not applicable | data not applicable | data not available | data not available | data not applicable | data not available | Connected | 10.05 | 9.5475 | 10.05 | 0.3325 | 0.35 | 41442 | data not applicable | data not applicable | data not applicable | data not applicable | data not applicable | data not applicable | data not applicable | data not available | data not available | data not available | data not available | data not available | data not available | 45750
1100771060879 | [5 empty] | 1100771060850 | Alkane energy uk limited | Whitwell, southfield lane | Export Site - Whitwell Landfill | Southfield Lane | Whitwell | Derbyshire | S80 3LH | United Kingdom | 453300 | 375747 | Chesterfield 132Kv S Stn | Whitwell 33Kv S Stn | Craggs Lane 33 11Kv S Stn | 11 | National Grid Electricity Distribution (East Midlands) Plc | Fossil - Gas | Engine (combustion / reciprocating) | No | data not available | data not available | 2.423 | data not applicable | data not applicable | data not applicable | data not available | data not available | data not applicable | data not applicable | data not applicable | data not applicable | data not available | data not available | data not applicable | data not available | Connected | 2.423 | 2.2325 | 2.35 | 0.19 | 0.2 | 42193 | data not applicable | data not applicable | data not applicable | data not applicable | data not applicable | data not applicable | data not applicable | data not available | data not available | data not available | data not available | data not available | data not available | 45750
1100771075253 | [5 empty] | 1100771075244 | Alkane energy uk limited | Old mill lane industrial estate | Old Mill Lane Energy Park | Old Mill Lane Industrial Estate, Hallam Way | Mansfield woodhouse | Nottinghamshire | NG19 9BG | United Kingdom | 454691 | 362051 | Chesterfield 132Kv S Stn | Mansfield 33Kv S Stn | Mansfield 11Kv S Stn | 11 | National Grid Electricity Distribution (East Midlands) Plc | Biofuel - Sewage gas | Engine (combustion / reciprocating) | No | data not available | data not available | 0.716 | Solar | Photovoltaic | No | data not available | data not available | 0.093 | data not applicable | data not applicable | data not applicable | data not available | data not available | data not applicable | data not available | Connected | 0.809 | 1.425 | 1.5 | 0.095 | 0.1 | 41791 | data not applicable | data not applicable | data not applicable | data not applicable | data not applicable | data not applicable | data not applicable | data not available | data not available | data not available | data not available | data not available | data not available | 45750
1160001374736 | [5 empty] | 1160001374693 | Alkane energy uk limited | Calverton energy park | Export Calverton Energy Park, Electricity Generating Plant | Hollinwood Lane | Calverton | data not available | NG14 6NR | United Kingdom | 460443 | 349984 | Chesterfield 132Kv S Stn | Annesley 33Kv S Stn | Calverton 33 11Kv S Stn | 11 | National Grid Electricity Distribution (East Midlands) Plc | Biofuel - Landfill gas | Gas turbine (OCGT) | No | data not available | data not available | 3 | data not applicable | data not applicable | data not applicable | data not available | data not available | data not applicable | data not applicable | data not applicable | data not applicable | data not available | data not available | data not applicable | data not available | Connected | 3 | 2.945 | 3.1 | 0.095 | 0.1 | 43344 | data not applicable | data not applicable | data not applicable | data not applicable | data not applicable | data not applicable | data not applicable | data not available | data not available | data not available | data not available | data not available | data not available | 45750
1170000048403 | [5 empty] | 1170000048412 | Alkane energy uk limited | Former gedling colliery | Gedling Energy Park | Old Gedling Colliery Site, Arnold | Nottingham | Nottinghamshire | NG4 4GZ | United Kingdom | 461181 | 343898 | Stoke Bardolph 132Kv | Nottingham East 33Kv S Stn | Gedling 33 11Kv S Stn | 11 | National Grid Electricity Distribution (East Midlands) Plc | Fossil - Gas | Engine (combustion / reciprocating) | No | data not available | data not available | 3.1 | data not applicable | data not applicable | data not applicable | data not available | data not available | data not applicable | data not applicable | data not applicable | data not applicable | data not available | data not available | data not applicable | data not available | Connected | 3.1 | 2.945 | 3.1 | 0.0475 | 0.05 | 41060 | data not applicable | data not applicable | data not applicable | data not applicable | data not applicable | data not applicable | data not applicable | data not available | data not available | data not available | data not available | data not available | data not available | 45750
Data not available | [6 empty] | BSR Applications Limited | FAMBRIDGE FARM | FAMBRIDGE ROAD |  | ROCHFORD | Essex | SS4 3LS | England | 585694 | 195381 | Rayleigh | - |  | 132 | Eastern Power Networks (EPN) | Solar | Photovoltaic |  |  |  | 49.999 | Stored Energy (all stored energy irrespective of the original energy source) | Storage - Electrochemical (Batteries) |  |  |  | 49.999 | [6 empty] | No | Accepted to Connect | [6 empty] | 49.999 | 49.999 | 52.631 | 20 | 21.053 | 2019-02-04 | 2025-06-01 | [6 empty] | 2023-10-13 | 0.55442 | 51.7202 | 51.7201930342653, 0.554421282280428 | EPN-S0000000D3057 | Solar PV
1640000584569 | [5 empty] | 1640000583175 | ALKANE ENERGY UK LIMITED | HAYDOCK ENERGY PARK | FLEET HOUSE, WILCOCK ROAD | HAYDOCK | ST. HELENS | MERSEYSIDE | WA11 9SJ | ENGLAND | 357589 | 397629 | BOLD | GOLBORNE | HAYDOCK | 11 | ELECTRICITY NORTH WEST LIMITED | FOSSIL - GAS | ENGINE (COMBUSTION / RECIPROCATING) | NO | 0 | 0 | 8 |  |  |  | 0 | 0 | 0 |  |  |  | 0 | 0 | 0 | NO | CONNECTED | 8 | 7.6 | 8 | 0.11875 | 0.125 | 2016-11-22 |  |  |  | 0 | 0 |  |  | NO | NO |  |  |  |  | 2021-12-06 | 53.473672787966635, -2.640426777624088
Data not available | [6 empty] | Low Carbon Limited | DANBURY SOLAR FARM | NORTH OF MAIN ROAD | Danbury | Chelmsford | Essex | CM3 4AS | England | 576542 | 205473 | Rayleigh | Chelmsford East Grid 33kV |  | 33 | Eastern Power Networks (EPN) | Solar | Photovoltaic |  |  |  | 15 | [12 empty] | No | Connected | 15 | 15 | 15.789 | 0.05 | 0.053 | 2023-11-16 | [13 empty] | 2024-10-14 | 1.3257 | 51.9548 | 51.9548319616013, 1.32567687203412 | EPN-S0000000H1060 | Fossil fuel
Data not available | [6 empty] | Park Farm Dunton | DUNTON SOLAR FARM |  |  | INGRAVE | Essex | CM13 3SG | England | 564722 | 190550 | Tilbury | Basildon Grid 33kV |  | 33 | Eastern Power Networks (EPN) | Solar | Photovoltaic |  |  |  | 15 | [12 empty] | No | Connected | 15 | 15 | 15.789 | 0 | 0 | 2024-09-30 | [13 empty] | 2025-02-14 | 0.50278 | 51.5855 | 51.5854715462153, 0.502781350345708 | EPN-S0000000D7017 | Biogas
1100770996862 | [5 empty] | 1100770996064 | Alkane energy uk ltd | data not available | Kirkby On Bain Landfill Site | West Drayton Avenue, Bevercotes | Bothamsall | Nottinghamshire | DN22 8DQ | United Kingdom | 469514 | 374440 | Staythorpe C 132Kv S Stn | Checkerhouse 33Kv S Stn | Bevercotes 33 11Kv S Stn | 0.4 | National Grid Electricity Distribution (East Midlands) Plc | data not available | data not available | No | data not available | data not available | 5.35 | data not applicable | data not applicable | data not applicable | data not available | data not available | data not applicable | data not applicable | data not applicable | data not applicable | data not available | data not available | data not applicable | data not available | Connected | 5.35 | 5.0825 | 5.35 | 0.19 | 0.2 | 38443 | data not applicable | data not applicable | data not applicable | data not applicable | data not applicable | data not applicable | data not applicable | data not available | data not available | data not available | data not available | data not available | data not available | 45750
Data not available | [6 empty] | Clearaway Recycling Limited | ARCHERS FIELD CLOSE | ARCHERS FIELD CLOSE |  | BASILDON | ESSEX | SS13 1DN | England | 573489 | 190369 | Rayleigh | Nevendon Grid 33kV |  | 33 | Eastern Power Networks (EPN) | Biomass | Steam-gas turbine (CCGT) |  |  |  | 11 | [12 empty] | No | Accepted to Connect | [6 empty] | 11 | 11 | 11.579 | 1.4 | 1.474 | 2019-12-24 | 2025-06-01 | [6 empty] | 2023-10-13 | -0.24002 | 51.5908 | 51.5907620266729, -0.240021707936354 | EPN-S0000000F8073 | Biogas
Data not available | [6 empty] | PPS Ltd | SMALLFORD LANE |  |  | ST. ALBANS | HERTS | AL4 0LR | England | 519270 | 207186 | Elstree | Cell Barnes Grid 33kV |  | 33 | Eastern Power Networks (EPN) | Solar | Photovoltaic |  |  |  | 22 | Stored Energy (all stored energy irrespective of the original energy source) | Storage - Electrochemical (Batteries) |  |  |  | 22 | [6 empty] | No | Accepted to Connect | [6 empty] | 22 | 22 | 23.158 | 22 | 23.158 | 2020-01-15 | 2026-02-21 | [6 empty] | 2024-09-13 | -0.62536 | 52.0928 | 52.0927798540344, -0.625360034096958 |  | Solar PV
Data not available | [6 empty] | GTC the Electricity Network Co Ltd | DENMARK HILL DRIVE |  |  | LONDON | LONDON | NW9 4BQ | England | 522018 | 189457 | Mill Hill | - | Colindale Grid 11kV | 11 | Eastern Power Networks (EPN) | Biomass | Steam-gas turbine (CCGT) |  |  |  | 1.6 | [12 empty] | No | Accepted to Connect | [6 empty] | 1.6 | 1.6 | 1.684 |  |  | 2019-10-25 | [7 empty] | 2020-11-13 | 1.3828 | 52.6289 | 52.6289462015871, 1.38278028668555 | EPN-S0000000H5035 | Solar PV
Data not available | [6 empty] | Suncredit Solutions | QUAKERS HOUSE | CRANFIELD ROAD |  | NEWPORT PAGNELL | BEDS | MK16 9HW | England | 494272 | 244717 | Sundon | - |  | 132 | Eastern Power Networks (EPN) | Solar | Photovoltaic |  |  |  | 45 | [12 empty] | No | Accepted to Connect | [6 empty] | 45 | 45 | 47.368 |  |  | 2020-01-10 | 2025-11-15 | [6 empty] | 2024-09-13 | 0.85956 | 51.6767 | 51.6766717114109, 0.85955831368958 | EPN-S0000000D3038 | Solar PV
Data not available | [6 empty] | Gridserve | BROADLAND GATE |  |  | NORWICH | NORFOLK | NR13 5HB | England | 629030 | 308838 | Norwich Main | Thorpe Grid 33kV | Peachman Way Primary 11kV | 11 | Eastern Power Networks (EPN) | Solar | Photovoltaic |  |  |  | 6 | Stored Energy (all stored energy irrespective of the original energy source) | Storage - Electrochemical (Batteries) | [10 empty] | Yes | Connected | 6 | 6 | 6.316 | 6 | 6.316 | 2022-03-21 | [13 empty] | 2024-11-14 | -0.034039 | 52.0524 | 52.0524077776983, -0.034039437614529 | EPN-S0000000H7031 | Fossil fuel
1050000664442 | [6 empty] | BSR Applications | DENGIE FARM |  | KEELINGS ROAD | SOUTHMINSTER | ESSEX | CM0 7JF | England | 597805 | 201416 | Rayleigh | Maldon Grid 33kV |  | 33 | Eastern Power Networks (EPN) | Solar | Photovoltaic |  |  |  | 13.75 | Stored Energy (all stored energy irrespective of the original energy source) | Storage - Electrochemical (Batteries) |  |  |  | 13.75 | [6 empty] | Yes | Accepted to Connect | [6 empty] | 13.75 | 13.75 | 14.474 | 5 | 5.263 | 2020-01-20 | 2025-06-01 | [6 empty] | 2023-10-13 | 0.12804 | 52.5965 | 52.5964617540936, 0.128037205613197 | EPN-S0000000D6077 | Solar PV
1160000462763 | [5 empty] | 1160000462772 | Alkane energy uk ltd | Former main colliery | Warsop Energy Park | Carter Lane | Warsop vale | data not available | NG20 8XG | United Kingdom | 455051 | 368214 | Chesterfield 132Kv S Stn | Mansfield 33Kv S Stn | Acreage Lane 33 11Kv S Stn | 0.4 | National Grid Electricity Distribution (East Midlands) Plc | data not available | data not available | No | data not available | data not available | 2.7 | data not applicable | data not applicable | data not applicable | data not available | data not available | data not applicable | data not applicable | data not applicable | data not applicable | data not available | data not available | data not applicable | data not available | Connected | 2.7 | 2.565 | 2.7 | 0.2375 | 0.25 | 38950 | data not applicable | data not applicable | data not applicable | data not applicable | data not applicable | data not applicable | data not applicable | data not available | data not available | data not available | data not available | data not available | data not available | 45750
Data not available | [6 empty] | SCOTTISHPOWER Renewables | Coldham |  |  | Wisbech | Cambs | PE14 0LX | England | 544234 | 301978 | Walpole | Walsoken Grid 33kV |  | 33 | Eastern Power Networks (EPN) | Solar | Photovoltaic |  |  |  | 8 | [12 empty] | No | Connected | 8 | 8 | 8.421 |  |  | 2024-02-19 | [13 empty] | 2024-10-14 | 0.64997 | 51.7058 | 51.7057731191455, 0.649967861048468 | EPN-S0000000D3038 | Solar PV
1160000481065 | [5 empty] | 1160000481056 | Alkane energy uk ltd | Toray textiles import/export | Alkane Energy Uk Limited - Toray Textiles Works | Crown Farm Way | Mansfield | Nottingham | NG19 0FT | United Kingdom | 457681 | 361925 | Chesterfield 132Kv S Stn | Clipstone 33Kv S Stn | Crown Fm 33 11Kv S Stn | 0.4 | National Grid Electricity Distribution (East Midlands) Plc | data not available | data not available | No | data not available | data not available | 3.8 | data not applicable | data not applicable | data not applicable | data not available | data not available | data not applicable | data not applicable | data not applicable | data not applicable | data not available | data not available | data not applicable | data not available | Connected | 3.8 | 3.61 | 3.8 | 0.2375 | 0.25 | 39022 | data not applicable | data not applicable | data not applicable | data not applicable | data not applicable | data not applicable | data not applicable | data not available | data not available | data not available | data not available | data not available | data not available | 45750
Data not available | [6 empty] | Low Carbon | (ANM) Pemberton Solar Farm | Hazeleigh Hall Lane |  | MALDON | Essex | CM9 6GT | England | 583199 | 204105 | Rayleigh | Maldon Grid 33kV |  | 33 | Eastern Power Networks (EPN) | Solar | Photovoltaic |  |  |  | 20 | [12 empty] | Yes | Connected | 20 | 20 | 21.053 | 0.05 | 0.053 | 2024-06-07 | [13 empty] | 2025-04-14 | 1.4926 | 52.2483 | 52.2483023600909, 1.49255443629568 | EPN-S0000000D5073 | Solar PV
1160001160800 | [5 empty] | 1160001162472 | Alkane energy uk ltd | Kings mill energy park | Alkane Energy, Kings Mill Hospital | Mansfield Road | Sutton in ashfield | Nottinghamshire | NG17 4JL | United Kingdom | 451192 | 359978 | Chesterfield 132Kv S Stn | Mansfield 33Kv S Stn | Skegby Lane 33 11Kv S Stn | 0.4 | National Grid Electricity Distribution (East Midlands) Plc | data not available | data not available | No | data not available | data not available | 3.1 | data not applicable | data not applicable | data not applicable | data not available | data not available | data not applicable | data not applicable | data not applicable | data not applicable | data not available | data not available | data not applicable | data not available | Connected | 3.1 | 2.945 | 3.1 | 0.2375 | 0.25 | 40451 | data not applicable | data not applicable | data not applicable | data not applicable | data not applicable | data not applicable | data not applicable | data not available | data not available | data not available | data not available | data not available | data not available | 45750
Data not available | [6 empty] | BSR Applications Ltd | TOWN FARM LANE |  |  | SAXMUNDHAM | Suffolk | IP17 2RG | England | 638504 | 266872 | Bramford | Wickham Market Grid 33kV |  | 33 | Eastern Power Networks (EPN) | Solar | Photovoltaic |  |  |  | 15 | [12 empty] | No | Accepted to Connect | [6 empty] | 15 | 15 | 15.789 |  |  | 2020-06-10 | 2028-12-31 | [6 empty] | 2022-12-14 | 0.71502 | 52.2922 | 52.2921501330751, 0.715022515280885 | EPN-S0000000D1056 | Fossil fuel
Data not available | [6 empty] | Pathfinder Clean Energy (PACE) | LAND WEST OF SPIXWORTH ROAD |  |  | NORWICH | NORFOLK | NR10 3BX | England | 623390 | 317312 | Norwich Main | Sall Grid 33kV |  | 33 | Eastern Power Networks (EPN) | Solar | Photovoltaic |  |  |  | 15 | Stored Energy (all stored energy irrespective of the original energy source) | Storage - Electrochemical (Batteries) |  |  |  | 15 | [6 empty] | No | Connected | 15 | 15 | 15.789 | 1.122 | 1.181 | 2024-09-26 | [7 empty] | No | To be confirmed |  |  |  |  | 2025-04-14 | -0.23038 | 52.5499 | 52.5499070275413, -0.23037720349318 | EPN-S0000000D6060 | Solar PV
2300000600319 | [5 empty] | 2300000600328 | Allied Colloids/CIBA Specialty Chemicals | Allied Colloids/CIBA Specialty Chemicals | Allied Colloids | Low Moor | Bradford | West Yorkshire | BD12 0JZ | England | 416090 | 428439 | Skelton Grange | Staygate | Low Moor | 11 | Northern Powergrid (Yorkshire) plc | Fossil - Gas | Steam turbine (thermal power plant) | Yes | Data Not Applicable | Data Not Applicable | 9.5 | Data Not Available | Data Not Available | Data Not Available | Data Not Available | Data Not Available | Data Not Available | Data Not Available | Data Not Available | Data Not Available | Data Not Available | Data Not Available | Data Not Available | No | Connected | 9.5 | 9.5 | 10 | Data Not Available | Data Not Available | 2000-08-30 00:00:00 | Data Not Applicable | Data Not Applicable | 10 | Data Not Applicable | Data Not Applicable | Data Not Available | Data Not Available | Data Not Available | Data Not Available | Data Not Available | Data Not Available | Data Not Available | Data Not Available | 2017-03-08 | 53.75207283319291, -1.757470712877851 |  | 2000-08-30 | Bradford
Data not available | [6 empty] | Bouygues E & S FM UK Limited | (ANM) STANGROUND SOUTH OF FLETTON PARK |  |  | PETERBOROUGH | CAMBS | PE7 3BD | England | 520087 | 296144 | Walpole | Peterborough Central 33kV |  | 33 | Eastern Power Networks (EPN) | Solar | Photovoltaic |  |  |  | 12 | Stored Energy (all stored energy irrespective of the original energy source) | Storage - Electrochemical (Batteries) |  |  |  | 12 | [6 empty] | Yes | Accepted to Connect | [6 empty] | 12 | 12 | 12.632 | 10 | 10.53 | 2020-06-17 | 2030-10-31 | [6 empty] | 2024-09-13 | 0.6448 | 51.8409 | 51.8408697552419, 0.644801147869627 | EPN-S0000000D3015 | Solar PV
1700000000000 | [5 empty] | 1700000000000 | ALLT GARBH HYDRO LTD | GLEN AFRIC HYDRO | DATA NOT AVAILABLE | TOMICH | BEAULY | HIGHLAND | IV4 7NB | SCOTLAND | 231116 | 828818 | FASNAKYLE | DATA NOT APPLICABLE | FASNAKYLE GRID | 33 | SCOTTISH HYDRO ELECTRIC POWER DISTRIBUTION PLC | HYDRO (TO BE CONFIRMED) | HYDRO POWER SYSTEM | NO | DATA NOT AVAILABLE | DATA NOT AVAILABLE | 3.7003 | DATA NOT AVAILABLE | DATA NOT AVAILABLE | DATA NOT AVAILABLE | DATA NOT AVAILABLE | DATA NOT AVAILABLE | DATA NOT AVAILABLE | DATA NOT AVAILABLE | DATA NOT AVAILABLE | DATA NOT AVAILABLE | DATA NOT AVAILABLE | DATA NOT AVAILABLE | DATA NOT AVAILABLE | DATA NOT AVAILABLE | CONNECTED | 3.7003 | 3.7003 | 3.895 | 0.095 | 0.1 | 42902 | DATA NOT AVAILABLE | DATA NOT AVAILABLE | DATA NOT AVAILABLE | DATA NOT AVAILABLE | DATA NOT AVAILABLE | DATA NOT AVAILABLE | DATA NOT AVAILABLE | N | DATA NOT AVAILABLE | DATA NOT AVAILABLE | DATA NOT AVAILABLE | DATA NOT AVAILABLE | DATA NOT AVAILABLE | 45176
Data not available | [6 empty] | Innova Renewable | (ANM) Parkgate Farm |  |  | Rivenhall | ESSEX | CM8 3PS | England | 582297 | 219114 | Braintree | Braintree Local 33kV |  | 33 | Eastern Power Networks (EPN) | Solar | Photovoltaic |  |  |  | 18 | [12 empty] | No | Accepted to Connect | [6 empty] | 18 | 18 | 18.947 | 0.1 | 0.105 | 2020-05-07 | 2025-06-01 | No | To be confirmed |  |  |  |  | 2023-10-13 | 0.091838 | 51.8459 | 51.8458562112571, 0.0918381264365807 | EPN-S0000000H7075 | Biogas
1050001507458 | [6 empty] | Foresight Group LLP | STEVENSONS FARM | ARTERIAL ROAD |  | BASILDON | Essex | SS14 3JH | England | 572911 | 191224 | Rayleigh | Nevendon Grid 33kV |  | 33 | Eastern Power Networks (EPN) | Stored Energy (all stored energy irrespective of the original energy source) | Storage - Electrochemical (Batteries) |  |  |  | 5 | [12 empty] | No | Connected | 5 | 5 | 5.263 | 5 | 5.263 | 2024-09-25 | [13 empty] | 2025-04-14 | 0.53396 | 52.8781 | 52.8780899233313, 0.533963297969186 | EPN-S0000000G6009 | Solar PV
1700000000000 | [5 empty] | 1700000000000 | ALLT NA MOINE HYDRO LIMITED | DATA NOT AVAILABLE | ALLT NA MOINE HYDRO | KALNAKIL | ROSS-SHIRE | ARGYLL | IV54 8XL | SCOTLAND | 169259 | 854598 | BROADFORD | DATA NOT APPLICABLE | BROADFORD | 11 | SCOTTISH HYDRO ELECTRIC POWER DISTRIBUTION PLC | HYDRO (TO BE CONFIRMED) | HYDRO POWER SYSTEM | NO | DATA NOT AVAILABLE | DATA NOT AVAILABLE | 1.8905 | DATA NOT AVAILABLE | DATA NOT AVAILABLE | DATA NOT AVAILABLE | DATA NOT AVAILABLE | DATA NOT AVAILABLE | DATA NOT AVAILABLE | DATA NOT AVAILABLE | DATA NOT AVAILABLE | DATA NOT AVAILABLE | DATA NOT AVAILABLE | DATA NOT AVAILABLE | DATA NOT AVAILABLE | DATA NOT AVAILABLE | CONNECTED | 1.8905 | 1.8905 | 1.99 | 0.0095 | 0.01 | 44907 | DATA NOT AVAILABLE | DATA NOT AVAILABLE | DATA NOT AVAILABLE | DATA NOT AVAILABLE | DATA NOT AVAILABLE | DATA NOT AVAILABLE | DATA NOT AVAILABLE | N | DATA NOT AVAILABLE | DATA NOT AVAILABLE | DATA NOT AVAILABLE | DATA NOT AVAILABLE | DATA NOT AVAILABLE | 44993
Data not available | [6 empty] | Regener8 Power Ltd | (ANM) Sedgeford Hall Estate | Fring Road |  | Kings Lynn | NORFOLK | PE31 7NE | England | 570621 | 334187 | Walpole | Kings Lynn Grid 33kV | Snettisham Primary 11kV | 33 | Eastern Power Networks (EPN) | Solar | Photovoltaic |  |  |  | 16 | [12 empty] | Yes | Accepted to Connect | [6 empty] | 16 | 16 | 16.842 |  |  | 2020-06-24 | [7 empty] | 2023-02-14 | 0.11647 | 51.9351 | 51.9350689491325, 0.11646817778908 |  | Solar PV
1100050223209 | [5 empty] | 1100050615259 | Alstom gas turbines ltd | Ruston works waterside south | Siemens Energy Limited Ruston House | Waterside South | Lincoln | data not available | LN5 7FD | United Kingdom | 497913 | 370918 | West Burton 132Kv S Stn | Lincoln Local 132Kv S Stn | Lincoln No 2 11Kv S Stn | 0.4 | National Grid Electricity Distribution (East Midlands) Plc | data not available | data not available | No | data not available | data not available | 2.5 | data not applicable | data not applicable | data not applicable | data not available | data not available | data not applicable | data not applicable | data not applicable | data not applicable | data not available | data not available | data not applicable | data not available | Connected | 2.5 | 2.375 | 2.5 | 1.615 | 1.7 | 36901 | data not applicable | data not applicable | data not applicable | data not applicable | data not applicable | data not applicable | data not applicable | data not available | data not available | data not available | data not available | data not available | data not available | 45750
Data not available | [6 empty] | Low Carbon Solar Investment Company | MAGGOTTS END | MAGGOTTS END |  | Bishops Stortford | Herts | CM23 1BJ | England | 545600 | 228400 | Pelham | - |  | 132 | Eastern Power Networks (EPN) | Solar | Photovoltaic |  |  |  | 49.9 | Stored Energy (all stored energy irrespective of the original energy source) | Storage - Electrochemical (Batteries) |  |  |  | 49.9 | [6 empty] | No | Accepted to Connect | [6 empty] | 49.9 | 49.9 | 52.526 | 49.9 | 52.526 | 2020-04-09 | 2024-12-01 | No | [5 empty] | 2024-07-12 | -0.46931 | 52.3997 | 52.3997108757191, -0.46931182654072 |  | Solar PV
1023514116247 | [6 empty] | Amber Energy | PUDDOCK HILL | STATON ROAD |  | HUNTINGDON | Cambs | PE28 2UA | England | 530956 | 281936 | Eaton Socon | Huntingdon Grid 33kV | Bury Primary 11kV | 11 | Eastern Power Networks (EPN) | Fossil - Gas | Gas turbine (OCGT) |  |  |  | 2 | [12 empty] | No | Connected | 2 | 2 | 2.105 | 0.04 | 0.042 | 2018-01-01 | [13 empty] | 2020-11-13 | 0.29018 | 51.471 | 51.4710250687381, 0.29017582842789 |  | Fossil fuel
Data not available | [6 empty] | DNOC | (ANM) FOXHOLES FARM |  |  | KETTERING | NORTHANTS | NN14 3DP | England | 504241 | 279068 | Eaton Socon | - |  | 132 | Eastern Power Networks (EPN) | Solar | Photovoltaic |  |  |  | 40 | [12 empty] | Yes | Accepted to Connect | [6 empty] | 40 | 40 | 42.105 |  |  | 2020-06-03 | 2028-10-31 | [6 empty] | 2020-11-13 | 1.2517 | 52.6877 | 52.6876697512055, 1.25167534974757 |  | Solar PV
Data not available | [6 empty] | Roadnight Taylor | (ANM) Land near Ledburn |  |  | ALYESBURY | BUCKS | LU7 0RA | England | 488953 | 221144 | Sundon | - |  | 132 | Eastern Power Networks (EPN) | Solar | Photovoltaic |  |  |  | 49.99 | Stored Energy (all stored energy irrespective of the original energy source) | Storage - Electrochemical (Batteries) | [10 empty] | Yes | Accepted to Connect | [6 empty] | 49.99 | 49.99 | 52.621 | 20 | 21.053 | 2020-06-10 | 2031-10-31 | [6 empty] | 2024-11-14 | -0.015623 | 52.2357 | 52.2357385576698, -0.0156229162341717 |  | Solar PV
Data not available | [6 empty] | Pathfinder Clean Energy (PACE) | (ANM) Land East of Drayton Lane |  |  | Drayton | Norfolk | NR10 3AG | England | 619865 | 314959 | Norwich Main | - |  | 132 | Eastern Power Networks (EPN) | Solar | Photovoltaic |  |  |  | 18 | Stored Energy (all stored energy irrespective of the original energy source) | Storage - Electrochemical (Batteries) |  |  |  | 18 | [6 empty] | Yes | Accepted to Connect | [6 empty] | 18 | 18 | 18.947 | 9 | 9.474 | 2020-09-11 | 2030-10-31 | [6 empty] | 2024-07-12 | -0.48403 | 51.9771 | 51.9770542652368, -0.484034914334611 |  | Solar PV
Data not available | [6 empty] | Solar Century Holdings Ltd | (ANM) Childerley Hall |  | Cambourne | Cambridge | Cambs | CB23 8BB | England | 535606 | 261582 | Burwell | - |  | 132 | Eastern Power Networks (EPN) | Solar | Photovoltaic |  |  |  | 90 | Stored Energy (all stored energy irrespective of the original energy source) | Storage - Electrochemical (Batteries) |  |  |  | 90 | [6 empty] | Yes | Accepted to Connect | [6 empty] | 90 | 90 | 94.737 | 40 | 42.105 | 2020-09-15 | 2028-10-31 | [6 empty] | 2022-12-14 | -0.051608 | 51.5999 | 51.599916196311, -0.0516081892670921 | EPN-S0000000F7021 | Storage
Data not available | [6 empty] | Anesco | Clayhill Farm (Clayhill 2) | Sampshill Road |  | Westoning | BEDS | MK45 5AD | England | 504222 | 232039 | Sundon | - |  | 132 | Eastern Power Networks (EPN) | Solar | Photovoltaic |  |  |  | 34.9 | [12 empty] | No | Accepted to Connect | [6 empty] | 34.9 | 34.9 | 36.737 | 0.1 | 0.105 | 2020-09-17 | 2031-10-31 | [6 empty] | 2023-01-16 | 1.1467 | 52.6476 | 52.6476174791495, 1.14665984472926 |  | Solar PV
Data not available | [6 empty] | SSE | Marsh Lane |  |  | Tottenham | London | N17 0XB | England | 535042 | 190806 | Tottenham | - | Tottenham Grid 11kV | 11 | Eastern Power Networks (EPN) | Stored Energy (all stored energy irrespective of the original energy source) | Storage - Electrochemical (Batteries) |  |  |  | 1.12 | [12 empty] | No | Accepted to Connect | [6 empty] | 1.12 | 1.12 | 1.179 | 1.12 | 1.179 | 2021-02-02 | 2024-12-31 | [6 empty] | 2024-07-12 | -0.32952 | 52.5204 | 52.5203830724735, -0.329521395248622 | EPN-S0000000D6060 | Solar PV
Data not available | [6 empty] | Vattenfall Networks | (ANM) Land South of A47 |  |  | EASTON | NORFOLK | NR9 5DT | England | 612964 | 310190 | Norwich Main | - |  | 132 | Eastern Power Networks (EPN) | Solar | Photovoltaic |  |  |  | 49.5 | [12 empty] | Yes | Accepted to Connect | [6 empty] | 49.5 | 49.5 | 52.105 | 60 | 63.158 | 2020-10-16 | 2030-10-31 | [6 empty] | 2024-07-12 | 0.31443 | 52.2744 | 52.2744447503147, 0.314426270483986 |  | Storage
Data not available | [6 empty] | Wessex Solar Energy | (ANM)LAND AT HADDON ROAD |  |  | PETERBOROUGH | Cambs | PE7 3TR | England | 513441 | 292700 | Walpole | Peterborough Central 33kV |  | 33 | Eastern Power Networks (EPN) | Solar | Photovoltaic |  |  |  | 25 | [12 empty] | Yes | Accepted to Connect | [6 empty] | 25 | 25 | 26.316 | 0.82 | 0.863 | 2020-10-08 | [7 empty] | 2023-10-13 | -0.5131 | 51.9365 | 51.9365405036988, -0.513097735286279 |  | Fossil fuel
Data not available | [6 empty] | Anesco Limited | (ANM) WEIRS DROVE 2 |  |  | Cambridge | Cambs | CB25 0BP | England | 558004 | 266555 | Burwell | - |  | 132 | Eastern Power Networks (EPN) | Stored Energy (all stored energy irrespective of the original energy source) | Storage - Electrochemical (Batteries) |  |  |  | 30 | [12 empty] | Yes | Accepted to Connect | [6 empty] | 30 | 30 | 31.579 | 30 | 31.579 | 2020-08-27 | 2028-10-31 | [6 empty] | 2022-12-14 | 0.32377 | 52.2672 | 52.2671844620186, 0.323765301824714 |  | Solar PV
Data not available | [6 empty] | AMERESCO | ROYAL MARSDEN HOSPITAL | FULHAM ROAD |  | CHELSEA | LONDON | SW3 6JJ | England | 526951 | 178463 | St Johns Wood 132kV | - | Old Brompton Rd B 11kV |  | London Power Networks (LPN) | Fossil - Gas | Engine (combustion / reciprocating) |  |  |  | 0.999 | [12 empty] | No | Connected | 0.999 | 0.999 | 1.77 |  |  | 2021-12-17 | [13 empty] | 2023-11-14 | 0.010835 | 51.5127 | 51.5127315535601, 0.0108353332143514 |  | Fossil fuel
Data not available | [6 empty] | Weirdrove | (ANM) 68-70 Reach Road |  |  | CAMBRIDGE | Cambs | CB25 0AH | England | 558667 | 265768 | Burwell | - |  | 132 | Eastern Power Networks (EPN) | Solar | Photovoltaic |  |  |  | 99.8 | Stored Energy (all stored energy irrespective of the original energy source) | Storage - Electrochemical (Batteries) |  |  |  | 99.8 | [6 empty] | Yes | Accepted to Connect | [6 empty] | 99.8 | 99.8 | 105.053 | 49.9 | 52.526 | 2020-12-11 | 2028-10-31 | [6 empty] | 2022-12-14 | 0.18738 | 51.6989 | 51.6988518937454, 0.187379248658983 | EPN-S0000000D7064 | Solar PV
Data not available | [6 empty] | Anglo Renewables | (ANM) RECTORY ROAD |  |  | Clacton on Sea | Essex | CO16 9BN | England | 614532 | 218540 | Bramford | Clacton Grid 33kV |  | 33 | Eastern Power Networks (EPN) | Solar | Photovoltaic |  |  |  | 18 | [12 empty] | Yes | Accepted to Connect | [6 empty] | 18 | 18 | 18.947 | 1 | 1.053 | 2020-12-16 | 2028-12-31 | [6 empty] | 2022-12-14 | 0.60781 | 51.8389 | 51.8388543081294, 0.607808185630539 | EPN-S0000000D3015 | Solar PV
Data not available | [6 empty] | Renewables | (ANM) Epping Road | Toot Hill |  | Ongar | Essex | CM5 9SQ | England | 551263 | 202276 | Rye House | Epping Grid 33kV |  | 33 | Eastern Power Networks (EPN) | Solar | Photovoltaic |  |  |  | 18 | [12 empty] | Yes | Accepted to Connect | [6 empty] | 18 | 18 | 18.947 | 1 | 1.053 | 2021-02-02 | 2031-10-31 | [6 empty] | 2023-01-16 | 1.5087 | 52.3544 | 52.3543895231933, 1.50870581432549 |  | Storage
Data not available | [6 empty] | Evans Energy | (ANM) Land at Cressing Farm |  |  | Braintree | Essex | CM77 8PD | England | 579757 | 218798 | Braintree | Braintree Local 33kV |  | 33 | Eastern Power Networks (EPN) | Solar | Photovoltaic |  |  |  | 13.8 | [12 empty] | Yes | Accepted to Connect | [6 empty] | 13.8 | 13.8 | 14.526 | 0.1 | 0.105 | 2021-01-10 | 2024-12-31 | [6 empty] | 2024-07-12 | -0.22154 | 52.4115 | 52.4114650088853, -0.221544480532436 | EPN-S0000000D4068 | Solar PV
Data not available | [6 empty] | RNA Energy Limited | (ANM) NORWICH ROAD |  |  | HALESWORTH | SUFFOLK | IP19 8QJ | England | 639034 | 278720 | Bramford | - |  | 132 | Eastern Power Networks (EPN) | Stored Energy (all stored energy irrespective of the original energy source) | Storage - Electrochemical (Batteries) |  |  |  | 10 | [12 empty] | Yes | Accepted to Connect | [6 empty] | 10 | 10 | 10.526 | 10 | 10.526 | 2021-01-20 | 2028-12-31 | [6 empty] | 2022-12-14 | -0.81516 | 51.7843 | 51.7843003636362, -0.81516083063085 | EPN-S0000000D8077 | Solar PV
Data not available | [6 empty] | Anesco | (ANM - N/A) Red House Farm |  | Woodwalton | Huntingdon | Cambs | PE28 5YL | England | 521065 | 280761 | Eaton Socon | Huntingdon Grid 33kV |  | 33 | Eastern Power Networks (EPN) | Solar | Photovoltaic |  |  |  | 16.94 | [12 empty] | Yes | Accepted to Connect | [6 empty] | 16.94 | 16.94 | 17.832 | 0 | 0 | 2021-02-12 | 2028-10-31 | [6 empty] | 2022-12-14 | 1.0945 | 52.354 | 52.3539562343933, 1.09454748276153 |  | Solar PV
Data not available | [6 empty] | Anesco | (ANM) Bishopstone |  |  | Aylesbury Vale | Herts | HP17 8SL | England | 481828 | 210179 | Amersham | Ilmer Grid 33kV |  | 33 | Eastern Power Networks (EPN) | Solar | Photovoltaic |  |  |  | 19.96 | [12 empty] | Yes | Connected | 19.96 | 19.96 | 21.011 | 18.962 | 19.96 | 2024-07-02 | [13 empty] | 2024-10-14 | -0.37481 | 51.8465 | 51.8465038575982, -0.37480846951334 | EPN-S0000000D8057 | Solar PV
Data not available | [6 empty] | Pathfinder Clean Energy | (ANM) Land North of A143 |  | Palgrave | Diss | SUFFOLK | IP22 1AZ | England | 610840 | 277384 | Bramford | - |  | 132 | Eastern Power Networks (EPN) | Solar | Photovoltaic |  |  |  | 48 | [12 empty] | Yes | Accepted to Connect | [6 empty] | 48 | 48 | 50.526 | 0.2 | 0.211 | 2021-03-02 | 2028-12-31 | [6 empty] | 2022-12-14 | -0.20811 | 52.4302 | 52.4302155343445, -0.208110312943263 | EPN-S0000000D4068 | Solar PV
Data not available | [6 empty] | Infraland | Land around Chiltern Green and West Hyde Road |  |  | Hyde | beds | LU2 9PW | England | 512048 | 217682 | Sundon | Luton South Grid 33kV |  | 33 | Eastern Power Networks (EPN) | Solar | Photovoltaic |  |  |  | 22.99 | [12 empty] | No | Accepted to Connect | [6 empty] | 22.99 | 22.99 | 24.2 | 0.15 | 0.158 | 2021-03-25 | 2031-10-31 | [6 empty] | 2023-01-16 | 0.2575 | 51.9902 | 51.9902335257041, 0.257499067102194 | EPN-S0000000D3051 | Solar PV
Data not available | [6 empty] | Infraland | (ANM) Land North East of Woodwalton | Raveley Road |  | Huntingdon | Cambs | PE28 2QZ | England | 521927 | 282869 | Eaton Socon | Huntingdon Grid 33kV |  | 33 | Eastern Power Networks (EPN) | Solar | Photovoltaic |  |  |  | 16 | Stored Energy (all stored energy irrespective of the original energy source) | Storage - Electrochemical (Batteries) | [10 empty] | Yes | Accepted to Connect | [6 empty] | 16 | 16 | 16.842 | 2.2 | 2.316 | 2021-04-20 | 2032-10-31 | [6 empty] | 2024-11-14 | -0.8936 | 51.6996 | 51.6995646092961, -0.893603448528491 |  | Solar PV
Data not available | [6 empty] | Long Meadow Solar Farm Limited | PURTON END |  |  | SAFFRON WALDEN | Essex | CB11 3JT | England | 555104 | 234826 | Pelham | Thaxted Grid 33kV |  | 33 | Eastern Power Networks (EPN) | Solar | Photovoltaic |  |  |  | 12 | [12 empty] | No | Accepted to Connect | [6 empty] | 12 | 12 | 12.632 | 0 | 0 | 2021-03-11 | 2024-12-01 | [6 empty] | 2024-07-12 | 1.0972 | 51.8141 | 51.8140715258763, 1.0971880829046 | EPN-S0000000D3027 | Solar PV
Data not available | [6 empty] | Stark Energy | (ANM) Whirlbush Farm | Risborough Road |  | Kingsey | Herts | HP17 8NE | England | 476560 | 200670 | Amersham | - |  | 132 | Eastern Power Networks (EPN) | Solar | Photovoltaic |  |  |  | 36 | [12 empty] | Yes | Connected | 36 | 36 | 37.895 | 0 | 0 | 2024-03-22 | [13 empty] | 2024-10-14 | -0.041496 | 52.6449 | 52.6448821503851, -0.041496355659942 |  | Solar PV
Data not available | [6 empty] | Stark Energy Limited | (ANM) Clay Lane |  |  | Clacton on Sea | Essex | CO16 8HG | England | 613582 | 217363 | Bramford | Clacton Grid 33kV |  | 33 | Eastern Power Networks (EPN) | Solar | Photovoltaic |  |  |  | 20 | [12 empty] | Yes | Accepted to Connect | [6 empty] | 20 | 20 | 21.053 | 0 | 0 | 2021-05-26 | 2031-10-31 | [6 empty] | 2024-09-13 | 0.048523 | 51.7715 | 51.7715056888413, 0.0485234297147185 | EPN-S0000000D7148 | Solar PV
Data not available | [6 empty] | CX Group | (ANM) Scolding Drove |  |  | Thorney | Cambs | PE6 0TP | England | 532606 | 307038 | Walpole | - |  | 33 | Eastern Power Networks (EPN) | Solar | Photovoltaic |  |  |  | 50 | Stored Energy (all stored energy irrespective of the original energy source) | Storage - Electrochemical (Batteries) | [10 empty] | Yes | Accepted to Connect | [6 empty] | 50 | 50 | 52.632 | 50 | 52.632 | 2021-04-07 | [7 empty] | 2024-11-14 | 0.68767 | 51.6262 | 51.6262233586037, 0.687665651705224 |  | Solar PV
Data not available | [6 empty] | Low Carbon UK | Stort Solar Farm |  |  | Roydon | Essex | CM19 5HE | England | 541441 | 210077 | Rye House | Harlow West Grid 33kV |  | 33 | Eastern Power Networks (EPN) | Solar | Photovoltaic |  |  |  | 35 | [12 empty] | No | Accepted to Connect | [6 empty] | 35 | 35 | 36.842 | 0 | 0 | 2021-06-30 | 2031-10-31 | [6 empty] | 2023-01-16 | 0.37125 | 51.8663 | 51.8662909811624, 0.371254199277948 | EPN-S0000000H3068 | Fossil fuel
Data not available | [6 empty] | Low Carbon Solar Park 25 Ltd | (ANM) Snipe Solar Farm | Fambridge Road |  | Rochford | Essex | SS4 3LT | England | 586129 | 195355 | Rayleigh | - |  | 132 | Eastern Power Networks (EPN) | Solar | Photovoltaic |  |  |  | 40 | [12 empty] | Yes | Accepted to Connect | [6 empty] | 40 | 40 | 42.105 | 0.1 | 0.105 | 2021-07-26 | 2032-10-30 | [6 empty] | 2023-10-13 | 0.073149 | 52.7061 | 52.706058690006, 0.0731489742905739 |  | Solar PV
[7 empty] | Biogas Technology | (ANM)Land East of B1256 |  |  | Great Dunmow | Essex | CM6 1EW | England | 563363 | 221292 | Pelham | Thaxted Grid 33kV | Dunmow Primary 11kV | 11 | Eastern Power Networks (EPN) | Fossil - Gas | Steam-gas turbine (CCGT) |  |  |  | 7.5 | [12 empty] | Yes | Accepted to Connect | [6 empty] | 7.5 | 7.5 | 7.895 | 0 | 0 | 2021-06-03 | 2028-12-31 | [6 empty] | 2023-01-16 | -0.3041 | 52.217 | 52.2170204976356, -0.304096405833935 |  | Storage
Data not available | [6 empty] | Renewable Connections | ANM Treading Bank | Gorefield | Wisbech | Cambridge | Cambs | PE13 5NX | England | 540166 | 314059 | Walpole | - |  | 132 | Eastern Power Networks (EPN) | Solar | Photovoltaic |  |  |  | 49.9 | [12 empty] | Yes | Accepted to Connect | [6 empty] | 49.9 | 49.9 | 52.526 | 0.499 | 0.525 | 2022-02-03 | [7 empty] | 2024-07-12 | 0.20138 | 52.226 | 52.2260002355912, 0.201381990474593 |  | Solar PV
Data not available | [6 empty] | CX Group | (ANM - N/A) Cobholden Farm | Bushmead Road |  | St Neots | Cambs | PE19 8JD | England | 515957 | 259000 | Eaton Socon | - |  | 132 | Eastern Power Networks (EPN) | Stored Energy (all stored energy irrespective of the original energy source) | Storage - Electrochemical (Batteries) |  |  |  | 49.9 | [12 empty] | Yes | Accepted to Connect | [6 empty] | 49.9 | 49.9 | 52.526 | 49.9 | 52.526 | 2021-06-14 | 2032-10-31 | [6 empty] | 2022-12-14 | 0.66837 | 52.1232 | 52.1232230749789, 0.668374130869201 | EPN-S0000000D1011 | Solar PV
Data not available | [6 empty] | Innova Renewables | (ANM) Low Fen Drove Way | Fen Ditton |  | Horningsea | Cambs | CB25 9AT | England | 550456 | 260927 | Burwell | - |  | 132 | Eastern Power Networks (EPN) | Solar | Photovoltaic |  |  |  | 49.9 | Stored Energy (all stored energy irrespective of the original energy source) | Storage - Electrochemical (Batteries) | [10 empty] | Yes | Accepted to Connect | [6 empty] | 49.9 | 49.9 | 52.526 | 10 | 10.526 | 2021-08-26 | 2031-10-31 | [6 empty] | 2022-12-14 | 0.0019124 | 52.5541 | 52.5540916374043, 0.00191235852756151 |  | Solar PV
Data not available | [6 empty] | Renewable Energy Systems | ANM Boxted Hall | New Road | Boxted | Bury St Edmunds | Suffolk | IP29 4JT | England | 582768 | 250570 | Pelham | Belchamp Grid 33kV |  | 33 | Eastern Power Networks (EPN) | Solar | Photovoltaic |  |  |  | 20 | [12 empty] | Yes | Accepted to Connect | [6 empty] | 20 | 20 | 21.053 | 0.1 | 0.105 | 2021-09-28 | 2032-10-31 | [6 empty] | 2024-07-12 | -0.25496 | 51.9274 | 51.9273590528664, -0.254955106553614 | EPN-S0000000D8109 | Solar PV
Data not available | [6 empty] | PACE SUNSHINE ENERGY LTD | (ANM) Land North of Whittlesey Road |  |  | March | Cambs | PE15 0AP | England | 535823 | 297021 | Walpole | - |  | 132 | Eastern Power Networks (EPN) | Solar | Photovoltaic |  |  |  | 49.8 | Stored Energy (all stored energy irrespective of the original energy source) | Storage - Electrochemical (Batteries) |  |  |  | 49.8 | [6 empty] | Yes | Accepted to Connect | [6 empty] | 49.8 | 49.8 | 52.421 | 30 | 31.579 | 2022-01-17 | [7 empty] | 2024-07-12 | 0.59304 | 51.5887 | 51.5887185890255, 0.593035062117662 | EPN-S0000000D7056 | Solar PV
Data not available | [6 empty] | RNA-Energy Ltd | Land at Redcoats Farm |  |  | Hitchin | Herts | SG4 7UW | England | 520088 | 226865 | Wymondley | Wymondley Grid 33kV |  | 33 | Eastern Power Networks (EPN) | Solar | Photovoltaic |  |  |  | 25 | Stored Energy (all stored energy irrespective of the original energy source) | Storage - Electrochemical (Batteries) |  |  |  | 25 | [6 empty] | No | Accepted to Connect | [6 empty] | 25 | 25 | 26.316 | 12.5 | 13.158 | 2021-07-19 | 2028-04-28 | [6 empty] | 2024-07-12 | 0.81938 | 51.8728 | 51.8728043752782, 0.819380125941859 | EPN-S0000000H3076 | Fossil fuel
Data not available | [6 empty] | Aura Power | (ANM) Land at Great Wheatley Farm |  |  | Rayleigh | Essex | SS6 9TU | England | 579728 | 190948 | Rayleigh | Rayleigh Local 33kV |  | 33 | Eastern Power Networks (EPN) | Solar | Photovoltaic |  |  |  | 10 | [12 empty] | Yes | Accepted to Connect | [6 empty] | 10 | 10 | 10.526 | 0 | 0 | 2021-08-02 | 2032-10-30 | [6 empty] | 2023-10-13 | -0.22356 | 52.6034 | 52.6033548891816, -0.223557132943731 | EPN-S0000000F6057 | Solar PV
Data not available | [5 empty] | Data not available | Amey | Waterbeach Landfil Site |  |  | Waterbeach | Cambs | CB25 9PG | England | 548483 | 268179 | Burwell | Histon Grid 33kV | Landbeach Primary 11kV | 11 | Eastern Power Networks (EPN) | Biofuel - Landfill gas | Engine (combustion / reciprocating) |  |  |  | 3.2 | [12 empty] | No | Connected | 3.2 | 3.2 | 3.368 | 0 | 0 | 2008-04-30 | [13 empty] | 2024-01-15 | 0.66969 | 52.2156 | 52.2156306274939, 0.669694887377675 | EPN-S0000000D1012 | Solar PV
Data not available | [6 empty] | INFINIS | (ANM) Dogsthorpe Landfill Site | Welland Road |  | Peterborough | Cambs | PE1 3TD | England | 520403 | 302100 | Walpole | - | Peterborough East Grid 11kV | 33 | Eastern Power Networks (EPN) | Solar | Photovoltaic |  |  |  | 7 | [12 empty] | Yes | Accepted to Connect | [6 empty] | 7 | 7 | 7.368 | 0.15 | 0.158 | 2022-01-24 | [7 empty] | 2024-01-15 | 0.72892 | 51.6205 | 51.6204775969733, 0.728921670734066 |  | Solar PV
Data not available | [6 empty] | RNA Energy | (ANM) Land at Brickhill Pastures Farm | Limbersey Lane |  | Maulden | Beds | MK45 2EB | England | 505237 | 239633 | Sundon | Westoning Grid 33kV |  | 33 | Eastern Power Networks (EPN) | Solar | Photovoltaic |  |  |  | 40 | [12 empty] | Yes | Accepted to Connect | [6 empty] | 40 | 40 | 42.105 | 0 | 0 | 2022-01-04 | 2031-10-31 | [6 empty] | 2024-01-15 | 0.29163 | 52.2059 | 52.2058750390358, 0.29162846996694 | EPN-S0000000D4084 | Solar PV
Data not available | [6 empty] | Green Switch Capital Limited | (ANM) Lark Hill |  |  | Rochford | ESSEX | SS4 3SA | England | 589008 | 194822 | Rayleigh | - |  | 132 | Eastern Power Networks (EPN) | Solar | Photovoltaic |  |  |  | 49.9 | [12 empty] | Yes | Accepted to Connect | [6 empty] | 49.9 | 49.9 | 52.526 | 0.1 | 0.105 | 2022-01-20 | 2032-10-30 | [6 empty] | 2024-01-15 | -0.73581 | 51.857 | 51.8569614727679, -0.735814883760462 | EPN-S0000000D8002 | Solar PV
Data not available | [6 empty] | Road Night Taylor | (ANM) Coventry Farm | Six Mile Bottom |  | Newmarket | Suffolk | CB8 0UW | England | 556690 | 258880 | Burwell | Fulbourn Grid 33kV |  | 33 | Eastern Power Networks (EPN) | Solar | Photovoltaic |  |  |  | 35 | [12 empty] | Yes | Accepted to Connect | [6 empty] | 35 | 35 | 36.842 | 0.1 | 0.105 | 2022-01-26 | 2031-10-31 | [6 empty] | 2024-01-15 | -0.25197 | 51.6596 | 51.6595872912722, -0.251973702519935 | EPN-S0000000H8160 | Solar PV
Data not available | [6 empty] | Green Switch Capital Limited | (ANM) Straws Hadleys | Wingrave |  | Aylesbury | Bucks | HP22 4LN | England | 487161 | 218352 | Sundon | Aylesbury East Grid 33kV |  | 33 | Eastern Power Networks (EPN) | Solar | Photovoltaic |  |  |  | 39.5 | [12 empty] | Yes | Accepted to Connect | [6 empty] | 39.5 | 39.5 | 41.579 | 0.1 | 0.105 | 2022-02-21 | 2031-10-31 | [6 empty] | 2024-01-15 | 0.62475 | 51.7232 | 51.7231930103897, 0.624748009026609 |  | Solar PV
Data not available | [6 empty] | Photon Energy | Rowley Lane |  |  | Borehamwood | Herts | WD6 1FX | England | 521007 | 197091 | Brimsdown (EPN) | Barnet Grid 33kV | Rowley Ln Primary 11kV | 11 | Eastern Power Networks (EPN) | Solar | Photovoltaic |  |  |  | 2.485 | [12 empty] | No | Accepted to Connect | [6 empty] | 2.485 | 2.485 | 2.616 | 0 | 0 | 2022-02-23 | 2033-10-31 | [6 empty] | 2024-07-12 | 0.22443 | 52.6722 | 52.672178889881, 0.224428043332542 |  | Solar PV
Data not available | [6 empty] | Road Night Taylor | (ANM) Land North of Maldon Road |  |  | MALDON | Essex | CM9 6RL | England | 581387 | 205979 | Rayleigh | - |  | 132 | Eastern Power Networks (EPN) | Solar | Photovoltaic |  |  |  | 49.9 | [12 empty] | Yes | Accepted to Connect | [6 empty] | 49.9 | 49.9 | 52.526 | 0.25 | 0.263 | 2022-05-10 | 2032-10-30 | [6 empty] | 2024-01-15 | 0.57419 | 51.5848 | 51.5847898230859, 0.57418848865485 |  | Solar PV
Data not available | [6 empty] | Dowing | (ANM) Meerdyke Solar PV | Harp's Hall Rd |  | WISBECH | Cambs | PE14 7DL | England | 550502 | 310596 | Walpole | - |  | 132 | Eastern Power Networks (EPN) | Solar | Photovoltaic |  |  |  | 49.9 | [12 empty] | Yes | Accepted to Connect | [6 empty] | 49.9 | 49.9 | 52.526 | 0.75 | 0.789 | 2022-07-13 | [7 empty] | 2024-01-15 | 0.50416 | 51.6583 | 51.6583322486619, 0.504163341433678 | EPN-S0000000D7017 | Solar PV
Data not available | [6 empty] | Novated to Conrad Energy (Developments) II Limited | (ANM) Lychgate Farm | Arterial Road |  | Southend | Essex | SS6 7TZ | England | 578438 | 190465 | Rayleigh | - |  | 132 | Eastern Power Networks (EPN) | Solar | Photovoltaic |  |  |  | 98 | [12 empty] | Yes | Accepted to Connect | [6 empty] | 98 | 98 | 103.158 | 0.1 | 0.105 | 2022-05-26 | 2032-10-30 | [6 empty] | 2024-01-15 | 0.026026 | 51.7385 | 51.7384529908615, 0.0260263255412601 |  | Solar PV
Data not available | [6 empty] | Bluestone Energy Limited | (ANM) Hanningfield WTW | South Hanningfield |  | Chelmsford | Essex | CM3 8HS | England | 573307 | 198474 | Rayleigh | Nevendon Grid 33kV |  | 33 | Eastern Power Networks (EPN) | Solar | Photovoltaic |  |  |  | 7 | [12 empty] | Yes | Accepted to Connect | [6 empty] | 7 | 7 | 7.368 | 0.7 | 0.737 | 2022-06-20 | 2032-10-30 | [6 empty] | 2024-01-15 | 0.18864 | 52.6665 | 52.6664613961886, 0.188642618661514 |  | Storage
Data not available | [6 empty] | Path Finder CE | (ANM) Land North of Shooters Drive |  |  | Epping | Essex | EN9 2RG | England | 539991 | 206358 | Rye House | - |  | 132 | Eastern Power Networks (EPN) | Solar | Photovoltaic |  |  |  | 49.5 | Stored Energy (all stored energy irrespective of the original energy source) | Storage - Electrochemical (Batteries) |  |  |  | 49.5 | [6 empty] | Yes | Accepted to Connect | [6 empty] | 49.5 | 49.5 | 52.105 | 49.5 | 52.105 | 2022-05-30 | 2034-10-31 | [6 empty] | 2024-07-12 | -0.35485 | 51.889 | 51.8890452148253, -0.35484829575719 | EPN-S0000000D8057 | Solar PV
Data not available | [6 empty] | Mott Mac | 31 Burrettgate Road |  |  | WISBECH | Cambs | PE14 7BN | England | 548102 | 309886 | Walpole | - |  | 132 | Eastern Power Networks (EPN) | Stored Energy (all stored energy irrespective of the original energy source) | Storage - Electrochemical (Batteries) |  |  |  | 200 | [12 empty] | No | Accepted to Connect | [6 empty] | 200 | 200 | 210.526 | 200 | 210.526 | 2022-07-13 | [7 empty] | 2024-07-12 | 1.2303 | 52.5896 | 52.5895525132458, 1.23025427783057 |  | Storage
Data not available | [6 empty] | Powerfuel Development and Finance Limited | (ANM) Darley Road | Wandon End |  | Luton | Beds | LU2 8NX | England | 513316 | 222444 | Sundon | Luton South Grid 33kV |  | 33 | Eastern Power Networks (EPN) | Solar | Photovoltaic |  |  |  | 35 | Stored Energy (all stored energy irrespective of the original energy source) | Storage - Electrochemical (Batteries) |  |  |  | 35 | [6 empty] | Yes | Accepted to Connect | [6 empty] | 35 | 35 | 36.842 | 15 | 15.789 | 2022-01-14 | 2031-10-31 | [6 empty] | 2024-07-12 | -0.04567 | 51.8149 | 51.8149145523128, -0.0456702155208621 | EPN-S0000000H7147 | Solar PV
Data not available | [6 empty] | Bluestone Energy Limited | Long Meadow Barn | Intwood |  | Norwich | Norfolk | NR4 6TQ | England | 618907 | 303984 | Norwich Main | - |  | 132 | Eastern Power Networks (EPN) | Stored Energy (all stored energy irrespective of the original energy source) | Storage - Electrochemical (Batteries) |  |  |  | 240 | [12 empty] | No | Accepted to Connect | [6 empty] | 240 | 240 | 252.632 | 240 | 252.632 | 2022-10-18 | 2029-10-30 | [6 empty] | 2024-07-12 | -0.23074 | 52.0862 | 52.0861869280339, -0.23074005532918 |  | Solar PV
Data not available | [6 empty] | Loco Gen | Ware Solar Farm | Park Road |  | Ware | Herts | SG12 0DP | England | 534813 | 214726 | Rye House | Rye House Grid 33kV | Glaxo Primary 11kV | 33 | Eastern Power Networks (EPN) | Solar | Photovoltaic |  |  |  | 6 | [12 empty] | No | Accepted to Connect | [6 empty] | 6 | 6 | 6.316 | 0 | 0 | 2022-10-03 | 2034-10-31 | [6 empty] | 2024-07-12 | -0.10063 | 51.9489 | 51.9488705440447, -0.100633183432141 |  | Solar PV
Data not available | [6 empty] | Roadnight Taylor | Land at Dunton Lane |  |  | Biggleswade | Beds | SG18 8SH | England | 521323 | 244569 | Biggleswade | - |  | 132 | Eastern Power Networks (EPN) | Solar | Photovoltaic |  |  |  | 99.9 | Wind | Onshore wind turbines |  |  |  |  | Stored Energy (all stored energy irrespective of the original energy source) | Storage - Electrochemical (Batteries) |  |  |  |  | No | Accepted to Connect | [6 empty] | 99.9 | 99.9 | 105.158 | 99.9 | 105.158 | 2022-10-06 | 2034-10-31 | [6 empty] | 2023-10-13 | 0.71595 | 51.8627 | 51.862738061346, 0.715951723093272 | EPN-S0000000D3015 | Solar PV
Data not available | [6 empty] | RES Group | Northwest of Childs Farm |  |  | Cottered | Herts | SG9 9PU | England | 530636 | 229523 | Wymondley | - |  | 132 | Eastern Power Networks (EPN) | Solar | Photovoltaic |  |  |  | 49.9 | [12 empty] | No | Accepted to Connect | [6 empty] | 49.9 | 49 | 51.579 | 0.1 | 0.105 | 2022-09-15 | 2032-10-31 | [6 empty] | 2024-07-14 | -0.22841 | 51.7843 | 51.7843055510288, -0.228410919058125 | EPN-S0000000H8082 | Solar PV
Data not available | [6 empty] | Padero Solaer Ltd | (ANM) FEERINGBURY FARM | COGGESHALL ROAD | FEERING | Colchester | ESSEX | CO16 1RR | England | 587107 | 221726 | Braintree | Braintree Local 33kV |  | 33 | Eastern Power Networks (EPN) | Solar | Photovoltaic |  |  |  | 15 | [12 empty] | Yes | Accepted to Connect | [6 empty] | 15 | 15 | 15.789 | 0.05 | 0.053 | 2022-10-07 | 2032-10-31 | [6 empty] | 2024-07-12 | -0.1773 | 52.1093 | 52.1092993941867, -0.177296697645406 | EPN-S0000000D4055 | Solar PV
Data not available | [6 empty] | EVO Energy | Land Off A6129 | Great North Road |  | Welwyn Garden City | Herts | AL8 7TB | England | 522300 | 211000 | Rye House | Welwyn Grid 33kV | Welwyn Primary 11kV | 11 | Eastern Power Networks (EPN) | Solar | Photovoltaic |  |  |  | 7.215 | Stored Energy (all stored energy irrespective of the original energy source) | Storage - Electrochemical (Batteries) |  |  |  | 7.215 | [6 empty] | No | Accepted to Connect | [6 empty] | 7.215 | 7.215 | 7.595 | 1.5 | 1.579 | 2022-10-17 | 2034-10-31 | [6 empty] | 2024-07-12 | 1.6253 | 52.4816 | 52.4815761164408, 1.62531041747343 | EPN-S0000000H5086 | Solar PV
Data not available | [6 empty] | Solar Provider Group BV | (ANM) Manor Farm | Wrestlingworth |  | Sandy | Herts | SG19 2TP | England | 524920 | 247230 | Eaton Socon | Little Barford 33kV |  | 33 | Eastern Power Networks (EPN) | Solar | Photovoltaic |  |  |  | 40 | [12 empty] | Yes | Accepted to Connect | [6 empty] | 40 | 40 | 42.105 | 0.8 | 0.842 | 2022-11-09 | 2034-10-31 | [6 empty] | 2023-10-13 | 0.18367 | 52.6977 | 52.6977353168115, 0.183665387625394 |  | Solar PV
Data not available | [6 empty] | Infinis | (ANM) Common Road |  |  | Beccles | Norfolk | NR34 0BL | England | 646262 | 293252 | Bramford | Ilketshall Grid 33kV | Barsham Primary 11kV | 11 | Eastern Power Networks (EPN) | Solar | Photovoltaic |  |  |  | 2 | [12 empty] | No | Accepted to Connect | [6 empty] | 2 | 2 | 2.105 | 15 | 15.789 | 2022-10-17 | 2034-10-31 | [6 empty] | 2024-01-15 | 1.2031 | 52.4917 | 52.4916676178352, 1.20310608773697 |  | Storage
Data not available | [6 empty] | Industria Resources | Salts Road | West Walton |  | WISBECH | Cambs | PE14 7EJ | England | 547660 | 313354 | Walpole | - |  | 132 | Eastern Power Networks (EPN) | Solar | Photovoltaic |  |  |  | 50 | [12 empty] | No | Accepted to Connect | [6 empty] | 50 | 50 | 52.632 | 2 | 2.105 | 2022-11-09 | [7 empty] | 2024-01-15 | 0.21419 | 52.743 | 52.7429619743511, 0.214194043410683 |  | Storage
Data not available | [6 empty] | Green Switch Capital Limited | Wacton Road |  | Forncett St Peter | Norwich | Norfolk | NR16 1JD | England | 617552 | 293018 | Norwich Main | - |  | 132 | Eastern Power Networks (EPN) | Stored Energy (all stored energy irrespective of the original energy source) | Storage - Electrochemical (Batteries) |  |  |  | 240 | [12 empty] | No | Accepted to Connect | [6 empty] | 240 | 240 | 252.632 | 240 | 252.632 | 2022-07-08 | 2029-10-30 | [6 empty] | 2024-07-12 | 0.2978 | 52.0076 | 52.007564665206, 0.297801373705459 | EPN-S0000000D3051 | Solar PV
Data not available | [6 empty] | Green Switch Capital Limited | (ANM) Strawberry Farm | Follens Road | Walpole St Andrew |  | Wisbech | PE14 7JX | England | 549568 | 318447 | Walpole | - |  | 132 | Eastern Power Networks (EPN) | Stored Energy (all stored energy irrespective of the original energy source) | Storage - Electrochemical (Batteries) |  |  |  | 228 | [12 empty] | Yes | Accepted to Connect | [6 empty] | 228 | 228 | 240 | 228 | 240 | 2022-10-04 | [7 empty] | 2024-09-13 | 0.32179 | 51.515 | 51.5150091702824, 0.321785282302551 | EPN-S0000000H7153 | Biogas
Data not available | [5 empty] | Data not available | Low Carbon | (ANM) Long Meadow Solar Farm |  |  | SAFFRON WALDEN | ESSEX | CB10 2SU | England | 557810 | 236840 | Pelham | Thaxted Grid 33kV |  | 33 | Eastern Power Networks (EPN) | Solar | Photovoltaic |  |  |  | 12 | [12 empty] | Yes | Accepted to Connect | [6 empty] | 12 | 12 | 12.632 | 0 | 0 | 2022-09-02 | 2032-10-31 | [6 empty] | 2024-07-12 | 0.42796 | 51.5037 | 51.5037395804935, 0.427962392333986 | EPN-S0000000G7105 | Biogas
2000000000000 | [5 empty] | 2000000000000 | AMEY LG LIMITED | IMP EXP SUPPLY | DATA NOT AVAILABLE | FOREST ROAD | NEWPORT | ISLE OF WIGHT | PO30 5HX | ENGLAND | 449270 | 90099 | FAWLEY GSP | COWES & WOOTTON COMMON | NEWPORT | 11 | SOUTHERN ELECTRIC POWER DISTRIBUTION PLC | BIOFUEL - LANDFILL GAS | DATA NOT AVAILABLE | NO | DATA NOT AVAILABLE | DATA NOT AVAILABLE | 2.375 | DATA NOT AVAILABLE | DATA NOT AVAILABLE | DATA NOT AVAILABLE | DATA NOT AVAILABLE | DATA NOT AVAILABLE | DATA NOT AVAILABLE | DATA NOT AVAILABLE | DATA NOT AVAILABLE | DATA NOT AVAILABLE | DATA NOT AVAILABLE | DATA NOT AVAILABLE | DATA NOT AVAILABLE | NO | CONNECTED | 2.375 | 2.375 | 2.5 | DATA NOT AVAILABLE | DATA NOT AVAILABLE | DATA NOT AVAILABLE | DATA NOT AVAILABLE | DATA NOT AVAILABLE | DATA NOT AVAILABLE | DATA NOT AVAILABLE | DATA NOT AVAILABLE | DATA NOT AVAILABLE | DATA NOT AVAILABLE | N | DATA NOT AVAILABLE | DATA NOT AVAILABLE | DATA NOT AVAILABLE | DATA NOT AVAILABLE | DATA NOT AVAILABLE | 44105
1170000460930 | [5 empty] | 1170000460949 | Ameycespa (mk) odc limited | Waste to energy | Mk Waste Recovery Park | Dickens Road, Old Wolverton | Milton keynes | data not available | MK12 5QF | United Kingdom | 481201 | 241696 | East Claydon 132Kv S Stn | Bradwell Abbey 33Kv S Stn | Wolverton 33 11Kv S Stn | 11 | National Grid Electricity Distribution (East Midlands) Plc | Advanced Fuel (produced via gasification or pyrolysis of biofuel or waste) | Steam turbine (thermal power plant) | No | data not available | data not available | 5.8 | data not applicable | data not applicable | Yes | data not available | data not available | 1.2 | data not applicable | data not applicable | data not applicable | data not available | data not available | data not applicable | data not available | Connected | 7 | 6.65 | 7 | 5.225 | 5.5 | 42901 | data not applicable | data not applicable | data not applicable | data not applicable | data not applicable | data not applicable | data not applicable | data not available | data not available | data not available | data not available | data not available | data not available | 45750
Data not available | [5 empty] | Data not available | Sky UK Development Limited | (ANM) Barn Farm | Wix Road |  | Manningtree | Essex | CO11 2UX | England | 615047 | 230726 | Bramford | Lawford Grid 33kV |  | 33 | Eastern Power Networks (EPN) | Solar | Photovoltaic |  |  |  | 20 | [12 empty] | Yes | Accepted to Connect | [6 empty] | 20 | 20 | 21.053 | 0.8 | 0.842 | 2023-02-17 | 2034-10-31 | [6 empty] | 2023-10-13 | 1.6849 | 52.5458 | 52.545798708011, 1.68491540841064 | EPN-S0000000D5066 | Solar PV
Data not available | [6 empty] | Taiyo Power and Storage | (ANM) Land at Flemings Farm |  |  | Hanningfield | Essex | CM3 8HJ | England | 574415 | 197627 | Rayleigh | Nevendon Grid 33kV |  | 33 | Eastern Power Networks (EPN) | Solar | Photovoltaic |  |  |  | 20 | [12 empty] | Yes | Accepted to Connect | [6 empty] | 20 | 20 | 21.053 | 0.45 | 0.474 | 2023-05-19 | 2032-10-31 | [6 empty] | 2024-01-15 | 0.01199 | 51.6712 | 51.6712239858474, 0.0119899487714358 |  | Solar PV
Data not available | [6 empty] | Sky UK Development Limited | (ANM) Border Lane | Yarmouth Road |  | LOWERSTOFF | Suffolk | NR32 5LZ | England | 649943 | 300597 | Norwich Main | Gorleston Grid 33kV |  | 33 | Eastern Power Networks (EPN) | Solar | Photovoltaic |  |  |  | 30 | [12 empty] | Yes | Accepted to Connect | [6 empty] | 30 | 30 | 31.579 | 0 | 0 | 2023-03-22 | 2034-10-31 | [6 empty] | 2024-01-15 | -0.23453 | 52.3052 | 52.3051766398973, -0.234534323586838 | EPN-S0000000D4068 | Solar PV
Data not available | [6 empty] | Intelligent Alternatives | (ANM) Land at Sewardstone Road | Sewardstone Road |  | Waltham Abbey | Essex | EN9 3QH | England | 539228 | 198855 | Brimsdown (EPN) | - |  | 132 | Eastern Power Networks (EPN) | Solar | Photovoltaic |  |  |  | 99.9 | Stored Energy (all stored energy irrespective of the original energy source) | Storage - Electrochemical (Batteries) |  |  |  | 99.9 | [6 empty] | Yes | Accepted to Connect | [6 empty] | 99.9 | 99.9 | 105.158 | 99.9 | 105.158 | 2023-06-21 | 2033-10-31 | [6 empty] | 2024-01-15 | 1.3434 | 52.3138 | 52.3138022416519, 1.34343017548176 | EPN-S0000000H5007 | Solar PV
Data not available | [6 empty] | Infinis Solar Ltd | (ANM) Buckden Landfill | Station Farm | Brampton Road | St Neots | Cambs | PE19 5UH | England | 520470 | 268918 | Eaton Socon | Huntingdon Grid 33kV |  | 33 | Eastern Power Networks (EPN) | Solar | Photovoltaic |  |  |  | 40 | [12 empty] | Yes | Accepted to Connect | [6 empty] | 40 | 40 | 42.105 | 0.2 | 0.211 | 2024-07-11 | 2034-10-31 | [6 empty] | 2024-01-15 | 1.7284 | 52.5959 | 52.5959126582783, 1.72840014065242 | EPN-S0000000D5067 | Storage
Data not available | [6 empty] | Biogas Technology Ltd | (ANM) Cake Street |  |  | WOODBRIDGE | Suffolk | IP13 8EW | England | 627991 | 273674 | Bramford | Wickham Market Grid 33kV | Laxfield Primary 11kV | 11 | Eastern Power Networks (EPN) | Solar | Photovoltaic |  |  |  | 6 | [12 empty] | Yes | Accepted to Connect | [6 empty] | 6 | 6 | 6.316 | 0.04 | 0.042 | 2023-07-31 | 2034-10-31 | [6 empty] | 2024-01-15 | 0.0035182 | 51.6654 | 51.6653978278739, 0.00351818699374639 |  | Storage
Data not available | [6 empty] | Red Triangle Energy Ltd | (ANM) Project Atlas Wharf |  |  | Great Yarmouth | Norfolk | NR30 3LL | England | 652602 | 306320 | Norwich Main | GT Yarmouth Grid 33kV |  | 33 | Eastern Power Networks (EPN) | Stored Energy (all stored energy irrespective of the original energy source) | Storage - Electrochemical (Batteries) |  |  |  | 20 | [12 empty] | Yes | Accepted to Connect | [6 empty] | 20 | 20 | 21.053 | 1 | 1.053 | 2023-06-09 | 2034-10-31 | [6 empty] | 2024-01-15 | 1.3856 | 52.5697 | 52.5696765558003, 1.38560815597398 | EPN-S0000000D5084 | Solar PV
Data not available | [6 empty] | Innova Renewables Ltd | (ANM) Land North of Mott Street |  |  | Chingford | London | E4 7RW | England | 538660 | 198191 | Brimsdown (EPN) | - |  | 132 | Eastern Power Networks (EPN) | Stored Energy (all stored energy irrespective of the original energy source) | Storage - Electrochemical (Batteries) |  |  |  | 200 | [12 empty] | Yes | Accepted to Connect | [6 empty] | 200 | 200 | 210.526 | 200 | 210.526 | 2023-08-14 | [7 empty] | 2024-01-15 | -0.19532 | 52.0611 | 52.0610757347313, -0.195321684634296 |  | Solar PV
Data not available | [6 empty] | Sky UK Development Ltd | (ANM) Back Road |  |  | Norwich | Norfolk | NR14 7GF | England | 629531 | 302257 | Norwich Main | Trowse Grid 33kV |  | 33 | Eastern Power Networks (EPN) | Solar | Photovoltaic |  |  |  | 15 | [12 empty] | Yes | Accepted to Connect | [6 empty] | 15 | 15 | 15.789 | 0.8 | 0.842 | 2023-04-21 | 2034-10-31 | [6 empty] | 2024-01-15 | 0.70021 | 51.6987 | 51.6987378026461, 0.700211525295823 | EPN-S0000000D3038 | Solar PV
Data not available | [6 empty] | JBM Solar Projects (UK) Ltd | Low Farm |  |  | Biggleswade | Beds | SG18 9TJ | England | 523819 | 241836 | Biggleswade | - |  | 132 | Eastern Power Networks (EPN) | Solar | Photovoltaic |  |  |  | 49.94 | Stored Energy (all stored energy irrespective of the original energy source) | Storage - Electrochemical (Batteries) |  |  |  | 49.94 | [6 empty] | No | Accepted to Connect | [6 empty] | 49.94 | 49.94 | 52.568 | 49.94 | 52.568 | 2023-06-15 | 2034-10-31 | [6 empty] | 2024-07-12 | 0.62199 | 52.1165 | 52.116476436084, 0.621985522545163 | EPN-S0000000D1011 | Solar PV
Data not available | [6 empty] | BSR Applications Ltd | (ANM) Bramble Hall Farm | Mundon Road | Mundon | MALDON | ESSEX | CM9 6PN | England | 586699 | 203450 | Rayleigh | Maldon Grid 33kV |  | 33 | Eastern Power Networks (EPN) | Solar | Photovoltaic |  |  |  | 30 | Stored Energy (all stored energy irrespective of the original energy source) | Storage - Electrochemical (Batteries) |  |  |  | 30 | [6 empty] | Yes | Accepted to Connect | [6 empty] | 30 | 30 | 31.579 | 0.5 | 0.526 | 2023-09-19 | [7 empty] | 2023-11-14 | 0.55283 | 52.5364 | 52.536440100057, 0.552831074735625 | EPN-S0000000D6042 | Solar PV
Data not available | [6 empty] | Noventum Power Ltd | (ANM) Wales End Farm |  | Cavendish | Sudbury | SUFFOLK | CO10 8DE | England | 579620 | 249704 | Pelham | Belchamp Grid 33kV |  | 33 | Eastern Power Networks (EPN) | Solar | Photovoltaic |  |  |  | 12.5 | [12 empty] | Yes | Accepted to Connect | [6 empty] | 12.5 | 12.5 | 13.158 | 0 | 0 | 2023-10-06 | 2034-10-31 | [6 empty] | 2024-07-12 | -0.63928 | 51.9052 | 51.9052208186869, -0.639276754082135 | EPN-S0000000H8037 | Solar PV
Data not available | [6 empty] | Sky UK Development Limited | (ANM) Meadow Farm | Brook Lane |  | Theftford | Norfolk | IP26 4RQ | England | 573238 | 296237 | Walpole | Swaffham Grid 33kV |  | 33 | Eastern Power Networks (EPN) | Solar | Photovoltaic |  |  |  | 15 | [12 empty] | Yes | Accepted to Connect | [6 empty] | 15 | 15 | 15.789 | 0.8 | 0.842 | 2023-10-11 | [7 empty] | 2024-07-12 | 0.16765 | 51.6976 | 51.6975540223845, 0.167650281694852 | EPN-S0000000D7064 | Solar PV
Data not available | [6 empty] | Arnold White Group | (ANM) Great Billington |  |  | Leighton Buzzard | Beds | LU7 4BZ | England | 493709 | 223839 | Sundon | Sundon 33kV | Leighton Buzzard Primary 11kV | 11 | Eastern Power Networks (EPN) | Solar | Photovoltaic |  |  |  | 5.1 | Wind | Offshore wind turbines | [10 empty] | Yes | Accepted to Connect | [6 empty] | 5.1 | 5.1 | 5.368 | 0.95 | 1 | 2024-01-18 | 2034-10-31 | [6 empty] | 2024-07-12 | 0.13051 | 51.7707 | 51.7706865269547, 0.130510235757414 | EPN-S0000000H7224 | Solar PV
Data not available | [6 empty] | IB Vogt UK Ltd | (ANM) Land at Mound Farm | Tawney Common | Theydon Mount | Epping | Essex | CM16 7PX | England | 549904 | 202091 | Rye House | Epping Grid 33kV |  | 33 | Eastern Power Networks (EPN) | Solar | Photovoltaic |  |  |  | 30 | Stored Energy (all stored energy irrespective of the original energy source) | Storage - Electrochemical (Batteries) |  |  |  | 30 | [6 empty] | Yes | Accepted to Connect | [6 empty] | 30 | 30 | 31.579 | 30 | 31.579 | 2023-09-14 | 2034-10-31 | [6 empty] | 2024-07-12 | -0.18504 | 52.2658 | 52.2657724671462, -0.185042668438081 |  | Storage
Data not available | [6 empty] | Downing Renewable Developments LLP | (ANM) London Road Campas | London Road |  | Harlow | Essex | CM17 9NA | England | 547100 | 210148 | Rye House | Harlow West Grid 33 | London Road Primary 11kV | 11 | Eastern Power Networks (EPN) | Solar | Photovoltaic |  |  |  | 49.999 | [12 empty] | Yes | Accepted to Connect | [6 empty] | 49.999 | 49.999 | 52.631 | 0 | 0 | 2024-03-06 | 2033-10-31 | [6 empty] | 2024-07-12 | -0.51274 | 52.0823 | 52.0822687576933, -0.51274020875617 | EPN-S0000000D4022 | Solar PV
Data not available | [6 empty] | The Farm Energy Company Ltd | (ANM) Duck End - Earys Farm | Offord Road | Graveley | St Neots | Cambs | PE19 6PU | England | 523954 | 264619 | Eaton Socon | - |  | 132 | Eastern Power Networks (EPN) | Stored Energy (all stored energy irrespective of the original energy source) | Storage - Electrochemical (Batteries) |  |  |  | 80 | Solar | Photovoltaic | [10 empty] | Yes | Accepted to Connect | [6 empty] | 80 | 80 | 84.211 | 80 | 84.211 | 2024-01-18 | 2034-10-31 | [6 empty] | 2024-07-12 | -0.82113 | 51.836 | 51.8360341462833, -0.821133170895735 | EPN-S0000000D8002 | Wind
Data not available | [6 empty] | Arnold White Group | (ANM) Broadmead Road | Stewartby |  | BEDFORD | Beds | MK43 9NE | England | 502011 | 243700 | Sundon | Marston Rd Grid 33kV |  | 33 | Eastern Power Networks (EPN) | Solar | Photovoltaic |  |  |  | 20 | Stored Energy (all stored energy irrespective of the original energy source) | Storage - Electrochemical (Batteries) |  |  |  | 20 | [6 empty] | Yes | Accepted to Connect | [6 empty] | 20 | 20 | 21.053 | 0.3 | 0.316 | 2024-01-18 | 2034-10-31 | [6 empty] | 2024-07-12 | 0.83411 | 52.8267 | 52.8267094719239, 0.834114882660039 | EPN-S0000000D6045 | Storage
Data not available | [6 empty] | Certus Utility Consulting Ltd | (ANM) Land off Martin Dalby Way |  |  | Aylesbury | Bucks | HP19 9DX | England | 481323 | 215926 | Sundon | Aylesbury East Grid 33 |  | 33 | Eastern Power Networks (EPN) | Wind | Onshore wind turbines |  |  |  | 6 | [12 empty] | Yes | Accepted to Connect | [6 empty] | 6 | 6 | 6.316 | 0.2 | 0.211 | 2024-02-27 | 2034-10-31 | [6 empty] | 2024-07-12 | 0.30805 | 52.3109 | 52.3109154887329, 0.308054268871932 | EPN-S0000000C4026 | Storage
Data not available | [6 empty] | eSmart Networks | (ANM) Land South of Shereford |  |  | Hempton | Norfolk | NR21 7LJ | England | 591041 | 329228 | Walpole | Hempton Grid 33 | Hempton Grid 33kV | 33 | Eastern Power Networks (EPN) | Stored Energy (all stored energy irrespective of the original energy source) | Storage - Electrochemical (Batteries) |  |  |  | 49.9 | [12 empty] | Yes | Accepted to Connect | [6 empty] | 49.9 | 49.9 | 52.526 | 49.9 | 52.526 | 2024-07-03 | [7 empty] | 2024-04-15 | -0.26772 | 51.7307 | 51.7306695250019, -0.267724869727611 | EPN-S0000000H8075 | Solar PV
Data not available | [6 empty] | Green Switch Capital Ltd | (ANM - N/A) Church Road Farm | Church Road |  | Wicken | Cambs | CB7 5XT | England | 557440 | 270597 | Burwell | - | Burwell Main Grid 132kV | 132 | Eastern Power Networks (EPN) | Stored Energy (all stored energy irrespective of the original energy source) | Storage - Electrochemical (Batteries) |  |  |  | 400 | [12 empty] | Yes | Accepted to Connect | [6 empty] | 400 | 400 | 421.053 | 400 | 421.053 | 2024-03-14 | [7 empty] | 2024-04-15 | 1.6641 | 52.5541 | 52.554071869546, 1.66413819118519 | EPN-S0000000C5084 | Storage
Data not available | [6 empty] | Severn Trent Green Power | Coursers Farm | Colney Heath |  | ST ALBANS | Herts | AL4 0PD | England | 519730 | 204970 | Elstree | Hatfield Grid 33kV | Hatfield Primary 11kV | 11 | Eastern Power Networks (EPN) | Solar | Photovoltaic |  |  |  | 0.18 | [12 empty] | No | Accepted to Connect | [6 empty] | 0.18 | 0.18 | 0.189 | 0 | 0 | 2024-01-08 | [7 empty] | 2024-03-14 | 0.753 | 52.7718 | 52.7717705849105, 0.752997756911352 | EPN-S0000000D6045 | Wind
Data not available | [6 empty] | IGP International Prospecting Ltd | (ANM) Land North of West Side | Beccles Road |  | Great Yarmouth | Norfolk | NR31 9EU | England | 648488 | 301445 | Norwich Main | TROWSE GRID 132kV |  | 132 | Eastern Power Networks (EPN) | Stored Energy (all stored energy irrespective of the original energy source) | Storage - Electrochemical (Batteries) |  |  |  | 49.99 | [12 empty] | Yes | Accepted to Connect | [6 empty] | 49.99 | 49.99 | 52.621 | 49.99 | 52.621 | 2024-04-08 | [7 empty] | 2024-07-12 | 1.0255 | 52.4282 | 52.4281945501056, 1.02553992767327 | EPN-S0000000G1189 | Solar PV
Data not available | [6 empty] | AGR Group | (ANM) East and West of Low Street | Low Street |  | Breckland | Norfolk | PE32 2TQ | England | 585811 | 322906 | Walpole | Hempton Grid 33 |  | 33 | Eastern Power Networks (EPN) | Wind | Onshore wind turbines |  |  |  | 16 | [12 empty] | Yes | Accepted to Connect | [6 empty] | 16 | 16 | 16.842 | 15 | 15.789 | 2024-04-02 | [7 empty] | 2024-07-12 | -0.15516 | 52.3204 | 52.320435687207, -0.15516281378299 | EPN-S0000000F4055
Data not available | [6 empty] | OPD Energy | (ANM) Kenninghall | Chestnut Treet Farm |  | Norwich | Norfolk | NR16 2DN | England | 605796 | 285440 | Bramford | DISS GRID 132/33KV | SNETTERTON PRIMARY 33KV | 33 | Eastern Power Networks (EPN) | Solar | Photovoltaic |  |  |  | 29.63 | [12 empty] | Yes | Accepted to Connect | [6 empty] | 29.63 | 29.63 | 31.189 | 0 | 0 | 2024-04-11 | [7 empty] | 2024-06-14 | 0.62171 | 52.1114 | 52.1113655414087, 0.621714745461666 | EPN-S0000000D1011 | Solar PV
Data not available | [6 empty] | Suez | Cow Lane |  | Godmanchester | Huntingdon | Cambs | PE29 2EJ | England | 525838 | 270750 | Eaton Socon | Little Barford 33kV | Little Barford 11kV | 11 | Eastern Power Networks (EPN) | Fossil - Coal gas | Gas turbine (OCGT) |  |  |  | 3.3 | [12 empty] | No | Accepted to Connect | [6 empty] | 3.3 | 3.3 | 3.474 | 0.06 | 0.063 | 2024-01-18 | [7 empty] | 2024-02-14 | -0.24646 | 51.695 | 51.695033044521, -0.246455550994863 | EPN-S0000000D8068 | Solar PV
Data not available | [6 empty] | Noventum Power Ltd | (ANM) Wales End Farm | Cavendish |  | Sunbury | Suffolk | CO10 8DE | England | 579622 | 249135 | Pelham | BELCHAMP GRID 132/33kV |  | 33 | Eastern Power Networks (EPN) | Solar | Photovoltaic |  |  |  | 10.4 | Stored Energy (all stored energy irrespective of the original energy source) | Storage - Electrochemical (Batteries) |  |  |  | 37.8 | [6 empty] | Yes | Accepted to Connect | [6 empty] | 10.4 | 10.4 | 10.947 | 10.4 | 10.947 | 2024-04-06 | [7 empty] | 2024-07-12 | 0.33651 | 51.65 | 51.6499808811389, 0.336512292403841 | EPN-S0000000C7114 | Solar PV
Data not available | [6 empty] | DNO Consulting Ltd | (ANM-N/A) Wrotham Park Estate | Earls Lane | Ridge | Potters Bar | Herts | EN6 3LU | England | 521294 | 201042 | Brimsdown (EPN) | Barnet Grid 33kV |  | 33 | Eastern Power Networks (EPN) | Solar | Photovoltaic |  |  |  | 30 | [12 empty] | Yes | Accepted to Connect | [6 empty] | 30 | 30 | 31.579 | 0.1 | 0.105 | 2024-05-09 | [7 empty] | 2024-06-14 | 0.88041 | 52.3081 | 52.3081314639435, 0.880408641139789 | EPN-S0000000G1030 | Solar PV
Data not available | [6 empty] | Our Footprints Ltd | (ANM) Roman Road |  | Mountnessing | Shenfield | ESSEX | CM15 8SG | England | 561742 | 197161 | Warley | SHENFIELD GRID 132kV |  | 132 | Eastern Power Networks (EPN) | Solar | Photovoltaic |  |  |  | 49.99 | Stored Energy (all stored energy irrespective of the original energy source) | Storage - Electrochemical (Batteries) |  |  |  | 30.6 | [6 empty] | Yes | Accepted to Connect | [6 empty] | 49.99 | 49.99 | 52.621 | 49.99 | 52.621 | 2024-06-21 | [7 empty] | 2024-07-12 | 0.50131 | 52.7147 | 52.7146736779947, 0.501306439418258 | EPN-S0000000D6046 | Solar PV
Data not available | [6 empty] | Stark Energy Limited | (ANM) WYKEN ROAD BURY ST. EDMUNDS | Wyken Road |  | Bury St Edmunds | Suffolk | IP31 2DW | England | 596463 | 271686 | Bramford | THETFORD GRID 132/33kV | STANTON PRIMARY 33/11kV | 33 | Eastern Power Networks (EPN) | Solar | Photovoltaic |  |  |  | 20 | [12 empty] | Yes | Accepted to Connect | [6 empty] | 20 | 20 | 21.053 | 0.16 | 0.168 | 2024-07-23 | [7 empty] | 2024-08-14 | 0.48219 | 51.5963 | 51.5963140941004, 0.482194489933932 | EPN-S0000000C7017 | Storage
Data not available | [6 empty] | DNO Consulting Ltd | (G)(ANM) North Side of A47, East Winch |  |  | Kings Lynn | Norfolk | PE32 1NQ | England | 569056 | 315936 | Walpole | KINGS LYNN GRID 132/33kV |  | 33 | Eastern Power Networks (EPN) | Solar | Photovoltaic |  |  |  | 20 | [12 empty] | Yes | Accepted to Connect | [6 empty] | 20 | 20 | 21.053 | 0.1 | 0.105 | 2024-07-15 | [7 empty] | 2024-08-14 | 1.3635 | 52.1807 | 52.1807299356213, 1.36348449829845 | EPN-S0000000D5073 | Storage
Data not available | [6 empty] | GRENERGY RENEWABLES UK LIMITED | (ANM) Land East Of Gardiners | Crays Hill |  | Billericay | Essex | CM11 2XE | England | 572022 | 191526 | RAYLEIGH MAIN 132KV | NEVENDON GRID 132kV |  | 132 | Eastern Power Networks (EPN) | Stored Energy (all stored energy irrespective of the original energy source) | Storage - Electrochemical (Batteries) |  |  |  | 42 | [12 empty] | Yes | Accepted to Connect | [6 empty] | 42 | 42 | 44.211 | 42 | 44.211 | 2024-09-23 | [7 empty] | 2024-10-14 | 1.3434 | 52.3138 | 52.3137945114218, 1.34338556683163 | EPN-S0000000G5007 | Solar PV
Data not available | [6 empty] | Balance Power Projects Ltd | (ANM) EASTON LANE |  |  | WOODBRIDGE | SUFFOLK | IP13 0DZ | England | 630045 | 258942 | BRAMFORD GRID 132kV | WICKHAM MARKET GRID 132/33kV |  | 132 | Eastern Power Networks (EPN) | Stored Energy (all stored energy irrespective of the original energy source) | Storage - Electrochemical (Batteries) |  |  |  | 50 | [12 empty] | Yes | Accepted to Connect | [6 empty] | 50 | 50 | 52.632 | 50 | 52.632 | 2024-09-24 | [7 empty] | 2024-10-14 | 0.63335 | 52.0702 | 52.0702064075475, 0.633354848407429 | EPN-S0000000D1011 | Solar PV
Data not available | [6 empty] | Blake Clough Consulting | (ANM) Land S/S Of Cake Street |  |  | Woodbridge | SUFFOLK | IP13 8EW | England | 627988 | 273673 | BRAMFORD GRID 132kV | WICKHAM MARKET GRID 132/33kV | LAXFIELD PRIMARY 33kV | 33 | Eastern Power Networks (EPN) | Solar | Photovoltaic |  |  |  | 15 | [12 empty] | Yes | Accepted to Connect | [6 empty] | 15 | 15 | 15.789 | 0 | 0 | 2024-09-30 | [7 empty] | 2024-10-14 | 1.3512 | 52.2108 | 52.2108496536012, 1.35123698804211 | EPN-S0000000G5043 | Solar PV
Data not available | [6 empty] | Adtek Ltd | (ANM) Belchamp St Paul Solar Farm | Pentlow |  | Sudbury | SUFFOLK | CO10 7JS | England | 580585 | 244587 | PELHAM GRID 132kV | BELCHAMP GRID 132/33kV |  | 132 | Eastern Power Networks (EPN) | Solar | Photovoltaic |  |  |  | 49.99 | [12 empty] | Yes | Accepted to Connect | [6 empty] | 49.99 | 49.99 | 52.621 | 0.5 | 0.526 | 2024-08-29 | [7 empty] | 2024-09-13 |  |  |  | EPN-S0000000D4084 | Solar PV
Data not available | [6 empty] | QC Morimondo Ltd | (G)(ANM) Brick Lane | Coles Green | Framlingham | Woodbridge | Suffolk | IP13 9LG | England | 629053 | 262252 | BRAMFORD GRID 132kV | WICKHAM MARKET GRID 132/33kV | FRAMLINGHAM PRIMARY 33kV | 33 | Eastern Power Networks (EPN) | Solar | Photovoltaic |  |  |  | 25 | [12 empty] | Yes | Accepted to Connect | [6 empty] | 25 | 25 | 26.316 | 0 | 0 | 2024-12-05 | [7 empty] | 2025-01-15 | -0.28943 | 52.6174 | 52.617415241805, -0.289432196312437 | EPN-S0000000F6037 | Solar PV
Data not available | [6 empty] | Ig Renewables Ltd | (ANM) Balsham Road | Fulbourn |  | Cambridge | Cambs | CB21 5DA | England | 0 | 0 | BURWELL MAIN GRID 132kV | FULBOURN GRID 132/33kV |  | 132 | Eastern Power Networks (EPN) | Solar | Photovoltaic |  |  |  | 49.9 | Stored Energy (all stored energy irrespective of the original energy source) | Storage - Electrochemical (Batteries) | [10 empty] | Yes | Accepted to Connect | [6 empty] | 49.9 | 49.9 | 52.526 | 49.9 | 52.526 | 2025-01-14 | [7 empty] | 2025-02-14 | 0.14322 | 51.7127 | 51.7127143287068, 0.143215867135325 | EPN-S0000000D7064 | Storage
Data not available | [6 empty] | EDF Energy Renewables Limited | (ANM) Land at the Hurn Road |  |  | Peterborough | Cambs | PE4 5HW |  | 515905 | 303556 | WALPOLE GIS 132KV | PETERBOROUGH NORTH GRID 132/11kV |  | 132 | Eastern Power Networks (EPN) | Solar | Photovoltaic |  |  |  | 49.99 | [12 empty] | Yes | Accepted to Connect | [6 empty] | 49.99 | 49.99 | 52.621 | 0 | 0 | 2025-02-03 | [7 empty] | 2025-02-14 | -0.30771 | 51.6652 | 51.6651514443776, -0.30770517130007 | EPN-S0000000C7258 | Storage
Data not available | [6 empty] | IB Vogt UK Ltd | (ANM) Epping Road |  |  |  | Essex | CM16 6HL | England | 548166 | 203727 | RYE HOUSE 132kV | EPPING GRID |  | 132 | Eastern Power Networks (EPN) | Stored Energy (all stored energy irrespective of the original energy source) | Storage - Electrochemical (Batteries) |  |  |  | 50 | [12 empty] | Yes | Accepted to Connect | [6 empty] | 50 | 50 | 52.632 | 50 | 52.632 | 2024-12-20 | [7 empty] | 2025-02-14 | 1.1875 | 52.646 | 52.6459503126036, 1.18746695331671 | EPN-S0000000C5015 | Storage
Data not available | [6 empty] | GF Elstree Energy Ltd | Adj Watling Street, Borehamwood | Watling Street | Aldenham | Elstree | Herts | WD6 3AB | England | 517138 | 197619 | ELSTREE GIS B (PROPOSED) |  |  | 132 | Eastern Power Networks (EPN) | Stored Energy (all stored energy irrespective of the original energy source) | Storage - Electrochemical (Batteries) |  |  |  | 99.9 | [13 empty] | Accepted to Connect | [6 empty] | 99.9 | 99.9 | 105.158 | 99.9 | 105.158 | 2024-12-09 | [7 empty] | 2025-01-15 | 0.56286 | 52.511 | 52.5109640373639, 0.56286438394104 | EPN-S0000000H1044 | Solar PV
Data not available | [6 empty] | ESM Power Ltd | Land Between Long Lane | Bawburgh |  | Norwich | Norfolk | NR9 3LX | England | 615732 | 310126 | NORWICH MAIN 132kV | EARLHAM 132kV |  | 132 | Eastern Power Networks (EPN) | Stored Energy (all stored energy irrespective of the original energy source) | Storage - Electrochemical (Batteries) |  |  |  | 50 | [12 empty] | No | Accepted to Connect | [6 empty] | 50 | 50 | 52.632 | 0 | 0 | 2025-01-30 | [7 empty] | 2025-02-14 | 1.3512 | 52.2109 | 52.2108598744424, 1.35119383433786 | EPN-S0000000D5073 | Solar PV
Data not available | [6 empty] | Stark Energy Limited | (ANM) Brandon Road |  |  | Thetford | Norfolk | IP26 4RJ | England | 574019 | 293428 | BRAMFORD GRID 132kV | THETFORD GRID 132/33kV | FELTWELL PRIMARY 33/11kV | 33 | Eastern Power Networks (EPN) | Solar | Photovoltaic |  |  |  | 23 | [12 empty] | Yes | Accepted to Connect | [6 empty] | 23 | 23 | 24.211 | 0.2 | 0.211 | 2024-12-22 | [7 empty] | 2025-02-14 | -0.50254 | 51.6184 | 51.6184403676612, -0.502542717305563 | EPN-S0000000N8078 | Biogas
Data not available | [6 empty] | QC Otranto Limited | (ANM) Brick Lane |  |  | Woodbridge | Suffolk | IP13 9LG | England | 629050 | 262253 | BRAMFORD GRID 132kV | WICKHAM MARKET GRID 132/33kV |  | 132 | Eastern Power Networks (EPN) | Solar | Photovoltaic |  |  |  | 50 | Stored Energy (all stored energy irrespective of the original energy source) | Storage - Electrochemical (Batteries) | [10 empty] | Yes | Accepted to Connect | [6 empty] | 50 | 50 | 52.632 | 50 | 52.632 | 2024-12-31 | [7 empty] | 2025-02-14 | -0.013109 | 51.4606 | 51.4605773580529, -0.0131091163195803 | LPN-S000000000786 | Fossil fuel
1023478111817 | [6 empty] | Thames Water Utilities Limited | Denham Way | Maples Cross |  | Rickmansworth | Herts | WD3 9SQ | England | 503770 | 192130 | WATFORD SOUTH 132kV | RICKMANSWORTH GRID 132 & 33/11KV |  | 11 | Eastern Power Networks (EPN) | Biofuel - Sewage gas | Engine (combustion / reciprocating) |  |  |  | 2.5 | [12 empty] | No | Accepted to Connect | [6 empty] | 2.5 | 2.5 | 2.632 | 3.4 | 3.579 | 2025-01-10 | [7 empty] | 2025-02-14 | -0.17281 | 51.4909 | 51.4908721365095, -0.17281201323008 | LPN-S000000000174 | Fossil fuel
1170000460958 | [5 empty] | 1170000460967 | Ameycespa (mk) odc limited | Waste to energy | Mk Waste Recovery Park | Dickens Road, Old Wolverton | Milton keynes | data not available | MK12 5QF | United Kingdom | 481201 | 241696 | East Claydon 132Kv S Stn | Bradwell Abbey 33Kv S Stn | Wolverton 33 11Kv S Stn | 11 | National Grid Electricity Distribution (East Midlands) Plc | Advanced Fuel (produced via gasification or pyrolysis of biofuel or waste) | Steam turbine (thermal power plant) | No | data not available | data not available | 5.8 | data not applicable | data not applicable | Yes | data not available | data not available | 1.2 | data not applicable | data not applicable | data not applicable | data not available | data not available | data not applicable | data not available | Connected | 7 | 6.65 | 7 | 5.225 | 5.5 | 42901 | data not applicable | data not applicable | data not applicable | data not applicable | data not applicable | data not applicable | data not applicable | data not available | data not available | data not available | data not available | data not available | data not available | 45750
2100040555543 | [5 empty] | 2100040555534 | Amgen rhondda limited | Tonypandy nantygwyddon landfill site | Landfill Site | Nant Y Gwyddon, Gelli | Tonypandy | Mid Glamorgan | CF71 7TL | United Kingdom | 298137 | 194263 | Upper Boat | Upper Boat Bsp | Tonypandy | data not available | National Grid Electricity Distribution (South Wales) Plc | data not available | data not available | No | data not available | data not available | 1.175 | data not applicable | data not applicable | data not applicable | data not available | data not available | data not applicable | data not applicable | data not applicable | data not applicable | data not available | data not available | data not applicable | data not available | Connected | 1.175 | 0.6194 | 0.652 | 0.0285 | 0.03 | 39022 | data not applicable | data not applicable | data not applicable | data not applicable | data not applicable | data not applicable | data not applicable | data not available | data not available | data not available | data not available | data not available | data not available | 45750
1050001228885 | [6 empty] | AMK | DEEPHAMS STW |  |  | Tottenham | Norfolk | N9 0BA | England | 535710 | 193660 | Tottenham | Palmers Grn Grid 33kV | Central Edmonton Primary 11kV | 33 | Eastern Power Networks (EPN) | Fossil - Oil | Engine (combustion / reciprocating) |  |  |  | 9 | [12 empty] | No | Connected | 9 | 9 | 9.474 | 12 | 12.632 | 2018-06-01 | [13 empty] | 2021-12-14 | 1.0159 | 52.1711 | 52.1710517106395, 1.01586249957824 |  | Fossil fuel
Data not available | [6 empty] | WSP | HALSVILLE QUARTER | HALSVILLE ROAD | RATHBONE ST | CANNING TOWN | LONDON | E16 1EA | England | 539633 | 181228 | West Ham 132kV | - |  |  | London Power Networks (LPN) | Fossil - Gas | Engine (combustion / reciprocating) |  |  |  | 1.14 | [12 empty] | No | Accepted to Connect | [6 empty] | 1.14 | 1.14 | 1.2 | 0.001 | 0.001 | 2019-09-10 | [7 empty] | 2020-11-13 | -0.17308 | 51.491 | 51.4909842408467, -0.173081225166328 | LPN-S000000000174 | Fossil fuel
1592101108230 | [5 empty] | Data Not Available | Amoco Cats Terminal | Amoco Cats Terminal | Amoco Cats Terminal | Seal Sands | Middlesbrough | County Durham | TS2 1UB | England | 453155 | 524250 | Saltholme | Seal Sands | Tees Industrial T3 T4 | 11 | Northern Powergrid (Northeast) plc | Other | Other | No | Data Not Applicable | Data Not Applicable | 4.4 | Data Not Available | Data Not Available | Data Not Available | Data Not Available | Data Not Available | Data Not Available | Data Not Available | Data Not Available | Data Not Available | Data Not Available | Data Not Available | Data Not Available | Yes | Connected | 4.4 | 1.5 | 1.579 | Data Not Available | Data Not Available | 2000-10-03 00:00:00 | Data Not Applicable | Data Not Applicable | 4.632 | Data Not Applicable | Data Not Applicable | Data Not Available | Data Not Available | Data Not Available | Data Not Available | Data Not Available | Data Not Available | Data Not Available | Data Not Available | 2017-03-08 | 54.61062227667879, -1.1785262684553823 |  | 2000-10-03 | Stockton-on-Tees
Data not available | [6 empty] | AMP | (ANM) CRITTAL ROAD |  |  | WITHAM | ESSEX | CM8 3DE | England | 582611 | 215331 | Braintree | Braintree Local 33kV | Witham Primary 11kV | 11 | Eastern Power Networks (EPN) | Fossil - Gas | Engine (combustion / reciprocating) |  |  |  | 4.052 | [12 empty] | Yes | Connected | 4.052 | 4.052 | 4.265 | 0.2 | 0.211 | 2021-03-31 | [13 empty] | 2021-12-14 | 1.3053 | 52.7073 | 52.7073462750945, 1.30533373280104 | EPN-S0000000D5023 | Solar PV
Data not available | [6 empty] | AMP Clean Energy | ROYDON ROAD |  |  | HARLOW | ESSEX | CM19 5GH | England | 542669 | 209854 | Rye House | Harlow West Grid 33kV | Harlow West Grid 11kV | 11 | Eastern Power Networks (EPN) | Fossil - Gas | Gas turbine (OCGT) |  |  |  | 5.07 | [12 empty] | No | Connected | 5.07 | 5.07 | 5.337 |  |  | 2022-06-22 | [13 empty] | 2022-11-14 | 0.64736 | 51.8068 | 51.8067907862005, 0.647360378973974 | EPN-S0000000H3054 | Fossil fuel
data not available | [5 empty] | data not available | AMP Energy Services | Cowley Power 1 | Land on 7 Cowley Way | data not available | Crewe | Cheshire | CW1 6AE | England | 371376 | 354155 | CELLARHEAD | COPPENHALL GT1 / CREWE GT1 / CREWE GT2A / CREWE GT4A / RADWAY GREEN GT1 / RADWAY GREEN GT2 / WHITCHURCH GT2 | data not available | 33 | SP Manweb plc | Fossil - Gas | Steam-gas turbine (CCGT) | No | 0 | 0 | 3.59 | data not applicable | data not applicable | No | 0 | 0 | 0 | data not applicable | data not applicable | No | 0 | 0 | 0 | data not available | Connected | 3.59 | 3.59 | 3.7789 | data not applicable | data not applicable | 44652 | data not applicable | data not applicable | data not applicable | data not applicable | data not applicable | data not available | data not applicable | N | N | data not available | N | data not available | data not available | 45625 | data not available | 224
data not available | [5 empty] | data not available | AMP Energy Services | Crosby Power | Land on Crosby House | Church Street | Bootle | Merseyside | L20 1AF | England | 333388 | 395102 | KIRKBY | BOOTLE GT1 / LITHERLAND GT1A | BOOTLE GRID T1 / KELLOGGS T1 / PACIFIC RD T1 / WASHINGTON ST T1 / WATERLOO T1 | 33 | SP Manweb plc | Fossil - Gas | Steam-gas turbine (CCGT) | No | 0 | 0 | 4.3 | data not applicable | data not applicable | No | 0 | 0 | 0 | data not applicable | data not applicable | No | 0 | 0 | 0 | data not available | Connected | 4.3 | 4.3 | 4.5263 | data not applicable | data not applicable | 44686 | data not applicable | data not applicable | data not applicable | data not applicable | data not applicable | data not available | data not applicable | N | N | data not available | N | data not available | data not available | 44910 | data not available | 232
Data not available | [6 empty] | AMP Energy Services | LAND EAST OF OLD PARKBURY LANE | FROGMORE |  | St Albans | Herts | AL2 2DZ | England | 515648 | 202465 | Elstree | Hatfield Grid 33kV | Shenley Primary 11kV | 11 | Eastern Power Networks (EPN) | Fossil - Gas | Gas turbine (OCGT) |  |  |  | 4 | [12 empty] | No | Connected | 4 | 4 | 4.211 |  |  | 2020-09-28 | [13 empty] | 2020-11-13 | -0.84205 | 51.8222 | 51.8221883944445, -0.842054356543918 | EPN-S0000000H8071 | Fossil fuel
Data not available | [6 empty] | AMP Energy Services | SMEATON CLOSE |  |  | AYLESBURY | Bucks | HP19 8UW | England | 479906 | 214363 | Sundon | Aylesbury East Grid 33kV | Buckingham Rd Primary 11kV | 11 | Eastern Power Networks (EPN) | Fossil - Gas | Gas turbine (OCGT) |  |  |  | 4 | [12 empty] | No | Connected | 4 | 4 | 4.211 | 0.07 | 0.074 | 2021-06-07 | [13 empty] | 2021-07-14 | 0.92641 | 51.873 | 51.8729771823758, 0.926414176457045 | EPN-S0000000H3074 | Fossil fuel
Data not available | [6 empty] | THAMES MARINE SERVICE LIMITED | London Royal Docks |  |  | Victoria Docks | LONDON | E16 2GH | England | 543693 | 180676 | West Ham 132kV | West Ham 66kV | Silvertown B 11kV | 11 | London Power Networks (LPN) | Solar | Photovoltaic |  |  |  | 1.5 | Stored Energy (all stored energy irrespective of the original energy source) | Storage - Electrochemical (Batteries) |  |  |  | 1.5 | [6 empty] | No | Accepted to Connect | [6 empty] | 1.5 | 1.5 | 1.579 | 1.5 | 1.579 | 2021-11-08 | [7 empty] | 2023-08-14 | 0.0028607 | 51.5783 | 51.578307402085, 0.00286070565508732 | LPN-S000000000593 | Fossil fuel
Data not available | [6 empty] | AMP Energy Services | SOUTH CLOSE |  |  | ROYSTON | HERTS | SG8 5UH | England | 534901 | 241159 | Wymondley | Melbourn Grid 33kV | Royston Primary 11kV | 11 | Eastern Power Networks (EPN) | Fossil - Gas | Steam-gas turbine (CCGT) |  |  |  | 4.052 | [12 empty] | No | Connected | 4.052 | 4.052 | 4.265 |  |  | 2021-02-25 | [7 empty] | No | To be confirmed |  |  |  |  | 2024-07-12 | 0.066217 | 51.7692 | 51.7691906549192, 0.0662170708006535 | EPN-S0000000H7148 | Fossil fuel
1050001945459 | [6 empty] | AMP Energy Services | WALLACE POWER | WALLACE POWER | WALLACE WAY | HITCHIN | Herts | SG4 0SL | England | 518931 | 231051 | Wymondley | Wymondley Grid 33kV | North Hitchin Primary 11kV | 11 | Eastern Power Networks (EPN) | Fossil - Oil | Engine (combustion / reciprocating) |  |  |  | 4 | [12 empty] | No | Connected | 4 | 3.8 | 4 |  |  | 2020-12-18 | [13 empty] | 2021-12-14 | 0.39191 | 51.6274 | 51.6274437984908, 0.391908440694352 | EPN-S0000000H7008 | Fossil fuel
Data not available | [6 empty] | AMP Energy Services | Handley Page B | OLD PARKBURY LANE |  | ST ALBANS | HERTS | AL2 2DZ | England | 515648 | 202465 | Elstree | Cell Barnes Grid 33kV | Park St Primary 11kV | 11 | Eastern Power Networks (EPN) | Landfill Gas, Sewage | Engine (combustion / reciprocating) |  |  |  | 2 | [12 empty] | No | Connected | 2 | 2 | 2.105 |  |  | 2020-09-28 | [13 empty] | 2024-03-14 | -0.506 | 52.1016 | 52.1015687059126, -0.505995372162927 | EPN-S0000000D4022 | Storage
Data not available | [6 empty] | AMP Energy Services | KINGS ROAD | CHARFLEETS INDUSTRIAL ESTATE |  | CANVEY ISLAND | Essex | SS8 0QY | England | 577285 | 183124 | Tilbury | South Benfleet Grid 33kV | South Benfleet Primary 11kV | 11 | Eastern Power Networks (EPN) | Fossil - Gas | Gas turbine (OCGT) |  |  |  | 2 | [12 empty] | No | Connected | 2 | 2 | 2.105 | 0.048 | 0.05 | 2021-02-19 | [13 empty] | 2020-11-13 | -0.51883 | 51.9374 | 51.9374219878426, -0.518829203236712 | EPN-S0000000D8086 | Solar PV
Data not available | [6 empty] | BELLS POWER SOLUTIONS | 21 Moorfield |  |  | CITY OF LONDON | LONDON | EC2P 2HT | England | 531070 | 182310 | St Johns Wood 132kV | - | Back Hill A 11kV |  | London Power Networks (LPN) | Fossil - Oil | Engine (combustion / reciprocating) |  |  |  | 2 | [12 empty] | No | Accepted to Connect | [6 empty] | 2 | 2 | 2.105 | 0 | 0 | 2022-02-01 | [7 empty] | 2023-08-14 | -0.10847 | 51.5543 | 51.5542924976901, -0.108474929172006 | LPN-S000000000457 | Storage
1650000043265 | [5 empty] | 1650000043256 | AMP ENERGY SERVICES LTD | ISABELLA POWER | LAND ON BREDBURY PARK WAY | - | STOCKPORT | CHESHIRE | SK6 2TF | ENGLAND | 392295 | 392185 | BREDBURY GSP | VERNON PK GRID | WOODLEY | 11 | ELECTRICITY NORTH WEST PLC | FOSSIL GAS | DATA NOT AVAILABLE | DATA NOT AVAILABLE | 0 | 0 | 5 |  |  |  | 0 | 0 | 0 |  |  |  | 0 | 0 | 0 | NO | CONNECTED | 5 | 0 | 5 | 0 | 0.2 | 2021-07-14 |  |  |  | 0 | 0 | [8 empty] | 2024-03-14 | 53.42639892754183, -2.1174190102652504
1200062401665 | [6 empty] | IMPACT POWER LIMITED | EMIRATES STADIUM | EMIRATES STADIUM | HORNSEY ROAD | HORNSEY | LONDON | N7 7AJ | England | 531235 | 185629 | Islington 132kV | - | Holloway 11kV | 11 | London Power Networks (LPN) | Stored Energy (all stored energy irrespective of the original energy source) | Storage - Electrochemical (Batteries) |  |  |  | 2.85 | [12 empty] | No | Connected | 2.85 | 2.85 | 3 | 0.001 | 0.001 | 2018-11-21 | [13 empty] | 2021-12-14 | -0.10854 | 51.516 | 51.5159673806871, -0.108535318695223 | LPN-S000000000408 | Fossil fuel
1650000268165 | [5 empty] | 1650000268156 | AMP ENERGY SERVICES LTD | WHITBROOK POWER | LAND TO THE WEST SIDE OF HANSON STREET | MIDDLETON | MANCHESTER | GREATER MANCHESTER | M24 6AG | ENGLAND | 387378 | 406104 | WHITEGATE GSP | CHADDERTON | TOWNLEY ST | 11 | ELECTRICITY NORTH WEST LIMITED | FOSSIL - GAS | ENGINE (COMBUSTION / RECIPROCATING) | NO | 0 | 0 | 5.07 |  |  |  | 0 | 0 | 0 |  |  |  | 0 | 0 | 0 | NO | CONNECTED | 5.07 | 5.07 | 0 | 0.2 | 0 | 2023-09-22 |  |  |  | 0 | 0 |  |  | NO | NO |  | TO BE CONFIRMED |  |  | 2024-03-14 | 53.55141225319802, -2.1919798029058515
Data not available | [6 empty] | AMP Energy Services Ltd | GRANGE WAY |  |  | COLCHESTER | Essex | CO2 8GU | England | 601550 | 223426 | Bramford | Colchester Grid 33kV | Mersea Rd Primary 11kV | 11 | Eastern Power Networks (EPN) | Fossil - Gas | Engine (combustion / reciprocating) |  |  |  | 2.535 | [12 empty] | No | Connected | 2.535 | 2.535 | 2.668 | 0.12 | 0.126 | 2022-05-20 | [13 empty] | 2023-08-14 | 0.37644 | 51.5897 | 51.5897263334936, 0.376441769040417 | EPN-S0000000D7002 | Solar PV
Data not available | [6 empty] | AMP Energy Services Ltd | EDISON ROAD |  |  | Bedford | Beds | MK41 0HR | England | 508283 | 251274 | Sundon | - | Edison Rd Grid 11kV | 11 | Eastern Power Networks (EPN) | Fossil - Gas | Engine (combustion / reciprocating) |  |  |  | 5.07 | [12 empty] | No | Connected | 5.07 | 5.07 | 5.337 |  |  | 2022-08-05 | [13 empty] | 2022-10-14 | -0.70908 | 51.8818 | 51.8817753019273, -0.709083579793726 |  | Solar PV
Data not available |  |  | Cant find |  |  |  | AMP Energy Services Ltd | GALLIONS POWER | UNIT 3 RIMA HOUSE | UNIT 3 RIMA HOUSE RIPPLE ROAD | BARKING | ESSEX | IG11 0RH | England | 547319 | 183506 | Barking West 33kV | - | Barking West 11kV | 11 | London Power Networks (LPN) | Fossil - Gas | Engine (combustion / reciprocating) |  |  |  | 5 | [12 empty] | No | Connected | 5 | 5 | 5.26 | 0 |  | 2021-07-17 | [13 empty] | 2021-11-12 | 0.13863 | 51.5078 | 51.5077549358812, 0.138626630853123 |  | Biogas
1650000046967 | [5 empty] | 1650000046985 | AMP HOLDINGS | LAND AND BUIDINGS NORTH EAST OF BRYN ROAD | BRYN ROAD | - | ASHTON IN MAKERFIELD | GREATER MANCHESTER | WN4 8BU | ENGLAND | 357825 | 400391 | BOLD | GOLDBORNE | ASHTON | 6.6 | ELECTRICITY NORTH WEST PLC | FOSSIL GAS | DATA NOT AVAILABLE | DATA NOT AVAILABLE | 0 | 0 | 4 |  |  |  | 0 | 0 | 0 |  |  |  | 0 | 0 | 0 | NO | CONNECTED | 4 | 0 | 4 | 0 | 4 | 2021-02-18 |  |  |  | 0 | 0 |  |  |  | TO BE CONFIRMED |  |  |  |  | 2024-03-14 | 53.49851629267766, -2.637243579435451
Data not available | [6 empty] | SYZYGY RENEWABLES LTD | Ocado CFC | CHURCH MANORWAY |  | ERITH | KENT | DA8 1DL | England | 550584 | 179328 | Willesden Grid 66kV | - |  |  | London Power Networks (LPN) | Solar | Photovoltaic |  |  |  | 5.35 | [12 empty] | No | Accepted to Connect | [6 empty] | 5.35 | 5.35 | 5.632 | 0 | 0 | 2021-11-15 | [7 empty] | 2023-08-14 | 0.16679 | 51.4957 | 51.4957269912066, 0.166791264031828 | LPN-S000000000617 | Fossil fuel
1200061171324 | [6 empty] | Crossness Sewage Treatment Works | Crossness Sewage Treatment Works | BELVEDERE ROAD |  | Thamesmead | LONDON | SE2 9AQ | England | 548516 | 180926 | Barking West 33kV | - |  | 33 | London Power Networks (LPN) | Waste | Steam turbine (thermal power plant) |  |  |  | 5.896 | [12 empty] | No | Connected | 5.896 | 5.896 | 7.37 |  |  | 2000-09-10 | [13 empty] | 2023-05-16 | -0.17486 | 51.4988 | 51.4988443377729, -0.17485601586476 | LPN-S000000000328 | Fossil fuel
Data not available | [6 empty] | AMP Plc | HOWARD CHASE |  |  | BASILDON | ESSEX | SS14 3BD | England | 569983 | 189851 | Rayleigh | Nevendon Grid 33kV | The Limes 11kV | 11 | Eastern Power Networks (EPN) | Fossil - Gas | Engine (combustion / reciprocating) |  |  |  | 4.561 | [12 empty] | No | Connected | 4.561 | 4.561 | 4.801 |  |  | 2022-06-08 | [13 empty] | 2023-08-14 | 0.65782 | 52.0729 | 52.0728763261685, 0.657824945812445 | EPN-S0000000D1011 | Solar PV
1030046663789 | [6 empty] | Anglian Water | CLOCKCASE ROAD |  |  | Kings Lynn | Norfolk | PE34 4BZ | England | 560300 | 322250 | Walpole | Kings Lynn Grid 33kV | Austin Street Primary 11kV | 11 | Eastern Power Networks (EPN) | Biofuel landfill gas | Steam-gas turbine (CCGT) |  |  |  | 2.168 | [12 empty] | No | Connected | 2.168 | 2.168 | 2.282 |  |  | 2008-03-06 | [13 empty] | 2020-11-13 | 0.89257 | 52.7324 | 52.732423322629, 0.892566223331651 | EPN-S0000000H5016 | Biogas
1030073208772 | [6 empty] | Anglian Water | SEWAGE TREATMENT WORKS - PHS II |  |  | Ipswich | Suffolk | IP3 0ET | England | 617680 | 241919 | Bramford | Cliff Quay Grid 33kV | Fore Hamlet Primary 11kV | 11 | Eastern Power Networks (EPN) | Fossil - Gas | Gas turbine (OCGT) |  |  |  | 2.4 | [12 empty] | No | Connected | 2.4 | 2.4 | 2.526 | 1.2 | 1.263 | 2011-03-18 | [13 empty] | 2021-01-15 | -0.22997 | 52.3241 | 52.3240978673183, -0.229965941183232 | EPN-S0000000H4061 | Fossil fuel
1030037823045 | [6 empty] | Anglian Water | TILBURY SEWAGE WORKS |  |  | TILBURY | Essex | RM18 8UL | England | 565420 | 175740 | Tilbury | Tilbury Compact Grid 33kV | Tilbury Local Primary 11kV | 11 | Eastern Power Networks (EPN) | Fossil - Oil | Engine (combustion / reciprocating) |  |  |  | 3 | [12 empty] | No | Connected | 3 | 3 | 3.158 |  |  | 2007-02-06 | [13 empty] | 2021-12-14 | 0.50836 | 51.5398 | 51.5397652126637, 0.508362841109026 | EPN-S0000000D7077 | Biogas
1050000543260 | [6 empty] | Anglian Water | FRING WTW GT BIRCHAM RD |  |  | Kings Lynn | Norfolk | PE31 6SH | England | 572751 | 333461 | Walpole | Kings Lynn Grid 33kV | Snettisham Primary 11kV | 11 | Eastern Power Networks (EPN) | Biofuel - Sewage gas | Engine (combustion / reciprocating) |  |  |  | 1 | [12 empty] | No | Connected | 1 | 1 | 1.053 |  |  | 2013-09-06 | [13 empty] | 2020-11-13 | 0.30299 | 52.4374 | 52.4374143379397, 0.302993393407708 | EPN-S0000000H4042 | Solar PV
1200060787118 | [6 empty] | Riverside Resource Recovery Limited | Riverside Resource Recovery Limited | NORMAN ROAD | BELVEDERE | Belverdere | KENT | DA17 6JY | England | 549679 | 180619 | Barking C 132kV | - |  | 132 | London Power Networks (LPN) | Waste | Steam turbine (thermal power plant) |  |  |  | 72 | [12 empty] | No | Connected | 72 | 72 | 90 |  |  | 2011-06-01 | [13 empty] | 2022-12-14 | 0.083032 | 51.5343 | 51.5343310591905, 0.0830317288879995 |  | Fossil fuel
Data not available | [6 empty] | Bluestone Energy Limited | Upper College Farm | Manor Way |  | Bexley | KENT | DA5 3QG | England | 549113 | 173256 | To be confirmed |  |  | 132 | London Power Networks (LPN) | Stored Energy (all stored energy irrespective of the original energy source) | Storage - Electrochemical (Batteries) |  |  |  | 456 | [12 empty] | No | Accepted to Connect | [6 empty] | 456 | 456 | 480 | 456 | 480 | 2023-10-25 | [7 empty] | 2024-01-15 | 0.17407 | 51.4864 | 51.4864464175609, 0.174071865125001 | LPN-S000000000796 | Storage
Data not available | [6 empty] | London Borough of Barking & Dagenham | Gascoinge Estate Gen | King Edwards Road |  | Barking | ESSEX | IG11 7JL | England | 544574 | 183770 | Barking West 33kV (LPN) | Axe Street 11kV |  | 11 | London Power Networks (LPN) | Fossil - Gas | Engine (combustion / reciprocating) |  |  |  | 1.22 | [12 empty] | No | Accepted to Connect | [6 empty] | 1.22 | 1.22 | 1.284 | 0 | 0 | 2021-08-19 | [7 empty] | 2025-02-14 | 1.2979 | 51.2816 | 51.2816420548054, 1.29789637908902 |  | Solar PV
Data not available | [6 empty] | DISCO POWERED LTD | Monarch Pier | Chandlers Drive |  | Erith | Kent | DA8 1LN | England | 551046 | 178629 | Littlebrook (LPN) | Dartford Grid A 33kV | Erith 11kV | 11 | London Power Networks (LPN) | Stored Energy (all stored energy irrespective of the original energy source) | Storage - Electrochemical (Batteries) |  |  |  | 1.5 | [12 empty] | No | Accepted to Connect | [6 empty] | 1.5 | 1.5 | 1.579 | 1.5 | 1.579 | 2021-11-08 | [7 empty] | 2025-02-14 | 0.22242 | 50.9194 | 50.9194342262929, 0.222417148781038 | SPN-S000000008418 | Solar PV
Data not available | [5 empty] | Data not available | LITTLE SOUTH CLEAN LTD | RICHBOROUGH SOLAR |  | ASH | CANTERBURY | KENT | CT3 2AN | England | 630084 | 158777 | Sellindge SGT2 & 3 & Richborough SGT | - | Richborough 132kV | 132 | South Eastern Power Networks (SPN) | Solar | Photovoltaic | No |  |  | 49 | [12 empty] | Yes | Accepted to Connect | [6 empty] | 49 | 49 | 51.45 |  |  | 2021-01-12 | 2027-09-30 | No | No |  | Yes |  |  | 2024-06-14 | 0.8055 | 51.404 | 51.4040329757372, 0.805496483227561 | SPN-S000000009144 | Solar PV
1900091107563 | [5 empty] | Data not available | Solarcentury | HORAM SOLAR FARM | STONE HILL |  | HEATHFIELD | EAST SUSSEX | TN21 0JN | England | 556309 | 115682 | Ninfield SGT | Ninfield Grid 33kV | Horam 11kV | 11 | South Eastern Power Networks (SPN) | Solar | Photovoltaic |  |  |  | 2 | [12 empty] | No | Connected | 2 | 2 | 2.105 |  |  | 2014-03-28 | [13 empty] | 2020-11-13 | 0.59839 | 51.4291 | 51.4290820160079, 0.598385288455833 | SPN-S000000009925 | Fossil fuel
1900091121266 | [5 empty] | Data not available | Solarcentury | NEW HOOK EASTCHURCH | SOUTH LEES FARM | LOWER ROAD | EASTCHURCH | KENT | ME12 3SW | England | 595231 | 170957 | Kemsley SGT | Sittingbourne Grid 33kV |  | 33 | South Eastern Power Networks (SPN) | Solar | Photovoltaic |  |  |  | 4.2 | [12 empty] | No | Connected | 4.2 | 4.2 | 4.421 |  |  | 2014-06-21 | [13 empty] | 2020-11-13 | 1.2775 | 51.2384 | 51.2383906484876, 1.2775329602329 | SPN-S000000009110 | Solar PV
Data not available | [5 empty] | Data not available | ENERGY AND SYSTEM TECHNICAL LTD | KINGSNORTH INDUSTRIAL ESTATE, ROCHESTER ROAD | UNIT 9 KINGSNORTH INDUSTRIAL ESTATE, GAMMA ROAD | HOO | ROCHESTER | KENT | ME3 9ND | England | 580729 | 173211 | Kingsnorth SGT | - | Kingsnorth Grid 11kV | 11 | South Eastern Power Networks (SPN) | Fossil - Gas | Other | No |  |  | 2 | [12 empty] | Yes | Accepted to Connect | [6 empty] | 2 | 2 | 2.1 | 0.1 | 0.105 | 2023-06-06 | 2024-11-27 | No | No |  | No |  |  | 2024-06-14 | 1.1415 | 51.2743 | 51.2742701153447, 1.14154567021617 | SPN-S000000009110 | Solar PV
1900091091940 | [5 empty] | Data not available | Vogt Solar | KNOWLTON |  |  | CANTERBURY | KENT | CT13 0ER | England | 628879 | 153905 | Canterbury North | Canterbury South 33kV |  | 33 | South Eastern Power Networks (SPN) | Solar | Photovoltaic |  |  |  | 9.45 | [12 empty] | No | Connected | 9.45 | 9.45 | 9.947 |  |  | 2014-03-27 | [13 empty] | 2020-11-13 | 0.89145 | 51.1292 | 51.1291992829576, 0.891448167922131 | SPN-S000000008595 | Fossil fuel
1900091171276 | [5 empty] | Data not available | Vogt Solar | LITTLEBOURNE PV | LITTLEBOURNE ROAD | LITTLEBOURNE | CANTERBURY | KENT | CT3 1TL | England | 619218 | 157479 | Canterbury North | Canterbury South 33kV |  | 33 | South Eastern Power Networks (SPN) | Solar | Photovoltaic |  |  |  | 15 | [12 empty] | No | Connected | 15 | 15 | 15.789 |  |  | 2014-10-14 | [13 empty] | 2022-08-12 | -0.14335 | 51.2452 | 51.2452412483165, -0.143347667251836 | SPN-S000000008450 | Biogas
[6 empty] | 1014569486620 | Anglian Water | CAMBRIDGE STW Milton Pumping station | Cowley Road |  | CAMBRIDGE | Cambs | CB4 0DN | England | 547430 | 261600 | Burwell | Arbury Grid 33kV | Arbury Grid 11kV | 11 | Eastern Power Networks (EPN) | Fossil - Gas | Engine (combustion / reciprocating) |  |  |  | 1.141 | [12 empty] | No | Connected | 1.141 | 1.141 | 1.201 |  |  | 2011-03-09 | [13 empty] | 2023-05-16 | -0.22176 | 52.6015 | 52.6015296735664, -0.221755616588928 | EPN-S0000000D4022 | Biogas
Data not available | [6 empty] | Anglian Water | Cambridge Sewage Treat Works | Cowley Road |  | Cambridge | Cambs | CB4 0AP | England | 547234 | 261773 | Burwell | Arbury Grid 33kV | Milton Rd Primary 11kV | 11 | Eastern Power Networks (EPN) | Fossil - Gas | Steam-gas turbine (CCGT) |  |  |  | 1.34 | [12 empty] | Yes | Connected | 1.34 | 1.34 | 1.411 | 0 | 0 | 2011-03-08 | [13 empty] | 2022-06-16 | -0.16619 | 52.1629 | 52.1629059785169, -0.166188222735369 | EPN-S0000000D4055 | Solar PV
1023506027140 | [6 empty] | ANGLIAN WATER SERVICES | LOWESTOFT WWTC |  |  | Lowestoft | Norfolk | NR32 5LB | England | 653420 | 297850 | Norwich Main | Gorleston Grid 33kV | Bradwell Primary 11kV |  | Eastern Power Networks (EPN) | Fossil - Oil | Engine (combustion / reciprocating) |  |  |  | 2.3 | [12 empty] | No | Connected | 2.3 | 2.3 | 2.421 |  |  | 2002-02-28 | [13 empty] | 2021-12-14 | 1.2788 | 52.0404 | 52.0403621703892, 1.27876225912817 | EPN-S0000000H1055 | Biogas
1030073340569 | [6 empty] | ANGLIAN WATER SERVICES | BASILDON STW |  | Courtauld Road | BASILDON | Essex | SS13 1DB | England | 573560 | 190670 | Rayleigh | Nevendon Grid 33kV | Chalvedon Primary 11kV | 11 | Eastern Power Networks (EPN) | Fossil - Gas | Gas turbine (OCGT) |  |  |  | 1.2 | [12 empty] | No | Connected | 1.2 | 1.2 | 1.263 |  |  | 2011-03-15 | [13 empty] | 2020-11-13 | 0.16906 | 51.5223 | 51.5223399230271, 0.169063539183817 |  | Fossil fuel
1100050222872 | [5 empty] | 1100039654039 | Anglian water services ltd | Ingoldmills sewage works | Export (Ebet) Sewage Works | Boltons Lane, Ingoldmells | Skegness | Lincolnshire | PE25 1JJ | United Kingdom | 555922 | 367657 | Bicker Fen 132Kv S Stn | Skegness 33Kv S Stn | Ingoldmells 33 11Kv S Stn | 0.4 | National Grid Electricity Distribution (East Midlands) Plc | data not available | data not available | No | data not available | data not available | 1.7 | data not applicable | data not applicable | data not applicable | data not available | data not available | data not applicable | data not applicable | data not applicable | data not applicable | data not available | data not available | data not applicable | data not available | Connected | 1.7 | 1.615 | 1.7 | 0.95 | 1 | 38261 | data not applicable | data not applicable | data not applicable | data not applicable | data not applicable | data not applicable | data not applicable | data not available | data not available | data not available | data not available | data not available | data not available | 45750
1100050222890 | [5 empty] | 1100039657216 | Anglian water services ltd | Sewage works washingborough road canwick | Sewage Works | Heighington Road, Canwick | Lincoln | Lincolnshire | LN4 2RN | United Kingdom | 500647 | 369805 | West Burton 132Kv S Stn | Lincoln Local 132Kv S Stn | Lincoln No 2 11Kv S Stn | 0.4 | National Grid Electricity Distribution (East Midlands) Plc | data not available | data not available | No | data not available | data not available | 3.01 | data not applicable | data not applicable | data not applicable | data not available | data not available | data not applicable | data not applicable | data not applicable | data not applicable | data not available | data not available | data not applicable | data not available | Connected | 3.01 | 2.8595 | 3.01 | 1.425 | 1.5 | 35704 | data not applicable | data not applicable | data not applicable | data not applicable | data not applicable | data not applicable | data not applicable | data not available | data not available | data not available | data not available | data not available | data not available | 45750
1100050653013 | [5 empty] | 1100039652236 | Anglian water services ltd | Water treatment work, spalding road, su | Pumping Station | Spalding Road, Sutterton | Boston | Lincolnshire | PE20 2EX | United Kingdom | 528300 | 335581 | Walpole 132Kv S Stn | Boston 33Kv S Stn | Kirton 33 11Kv S Stn | 11 | National Grid Electricity Distribution (East Midlands) Plc | Fossil - Oil | Engine (combustion / reciprocating) | No | data not available | data not available | 1 | Solar | Photovoltaic | No | data not available | data not available | 0.33 | data not applicable | data not applicable | data not applicable | data not available | data not available | data not applicable | data not available | Connected | 1.33 | 0.95 | 1 | 0.38 | 0.4 | 44266 | data not applicable | data not applicable | data not applicable | data not applicable | data not applicable | data not applicable | data not applicable | data not available | data not available | data not available | data not available | data not available | data not available | 45750
1999000000443 | [5 empty] | Data not available | NATIONAL GRID ELECTRICITY TRANSMISSION PLC | THANET WINDFARM | RICHBOROUGH POWER STATION |  | RICHBOROUGH | KENT | CT13 9QN | England | 633588 | 161992 | Sellindge SGT2 & 3 & Richborough SGT | - |  | 132 | South Eastern Power Networks (SPN) | Wind | Offshore wind turbines |  |  |  | 315 | [12 empty] | No | Connected | 315 | 315 | 331.579 |  |  | 2010-09-29 | [13 empty] | 2021-01-15 | 0.67875 | 51.448 | 51.4480206335655, 0.678752782492007 | SPN-S000000008425 | Fossil fuel
1900091193127 | [5 empty] | Data not available | Anesco Ltd | BROOKBARN FARM | COURTWICK LANE |  | LITTLEHAMPTON | WEST SUSSEX | BN17 7PE | England | 501581 | 103991 | Bolney SGT | Worthing Grid A 33kV | Littlehampton 11kV | 11 | South Eastern Power Networks (SPN) | Solar | Photovoltaic |  |  |  | 3 | [12 empty] | No | Connected | 3 | 3 | 3.158 |  |  | 2015-10-07 | [13 empty] | 2020-11-13 | 0.087985 | 51.356 | 51.3559502369988, 0.0879852823781997 | SPN-S000000008489 | Fossil fuel
Data not available | [5 empty] | Data not available | Conrad Energy (Developments) Ltd | ISLE OF GRAIN |  |  | ROCHESTER | KENT | ME3 0AB | England | 586238 | 175518 | Northfleet East | Northfleet East 33kV | Grain 11kV | 11 | South Eastern Power Networks (SPN) | Fossil - Gas | Gas turbine (OCGT) |  |  |  | 7 | [12 empty] | No | Accepted to Connect | [6 empty] | 7 | 7 | 7.368 |  |  | 2018-12-07 | 2024-12-31 | No | No |  |  |  |  | 2024-06-14 | -0.15997 | 51.3887 | 51.3887223494772, -0.159967316124997 |  | Storage
1170001738154, 1170001738163 | [5 empty] | 1170001738136, 1170001738145 | Anglian water services ltd | Great billing sewage treatment works | Export Duplex Supply, Billing Sewage Treatment;Awa 23 | Crow Lane, Little Billing | Northampton | Northamptonshire | NN3 9BX | United Kingdom | 481680 | 261946 | Grendon 132Kv S Stn | Northampton East 33Kv S Stn | Northampton East 11Kv S Stn | 11 | National Grid Electricity Distribution (East Midlands) Plc | Biofuel - Sewage gas | Gas turbine (OCGT) | Yes | data not available | data not available | 11.9 | data not applicable | data not applicable | data not applicable | data not available | data not available | data not applicable | data not applicable | data not applicable | data not applicable | data not available | data not available | data not applicable | data not available | Connected | 11.9 | 7.6 | 8 | 4.94 | 5.2 | 36526 | data not applicable | data not applicable | data not applicable | data not applicable | data not applicable | data not applicable | data not applicable | data not available | data not available | data not available | data not available | data not available | data not available | 45750
Data not available | [5 empty] | Data not available | Bluestone Energy Limited | BEDDINGTON 2 | BEDDINGTON CORNER | MITCHAM | CROYDON | SURREY | CR4 4HU | England | 528128 | 167126 | Beddington SGT | - |  | 132 | South Eastern Power Networks (SPN) | Stored Energy (all stored energy irrespective of the original energy source) | Storage - Electrochemical (Batteries) | No |  |  | 240 | [12 empty] | No | Accepted to Connect | [6 empty] | 240 | 240 | 252 | 240 | 252 | 2023-02-28 | 2028-10-20 | No | No |  | No |  |  | 2023-09-14 | -0.63217 | 51.2436 | 51.2435662633853, -0.632170959573864 |  | Solar PV
Data not available | [5 empty] | Data not available | Bluestone Energy Limited | MERTON COLLEGE | BARNETT WOOD LANE |  | LEATHERHEAD | SURREY | KT21 2BU | England | 517124 | 158012 | Chessington | - |  | 132 | South Eastern Power Networks (SPN) | Stored Energy (all stored energy irrespective of the original energy source) | Storage - Electrochemical (Batteries) |  |  |  | 98 | [12 empty] | No | Accepted to Connect | [6 empty] | 98 | 98 | 102.9 | 98 | 102.9 | 2022-01-07 | 2025-03-31 | No | No |  | No |  |  | 2024-07-12 | 0.2602 | 51.44 | 51.4400230426923, 0.26020453817683 |  | Storage
Data not available | [5 empty] | Data not available | SSE | UNIVERSITY OF SURREY SOLAR |  |  | GUILFORD | SURREY | GU2 5XH | England | 495574 | 150265 | West Weybridge SGT | - |  | 132 | South Eastern Power Networks (SPN) | Solar | Photovoltaic | No |  |  | 5.4 | [12 empty] | No | Accepted to Connect | [6 empty] | 5.4 | 5.4 | 5.67 |  |  | 2022-08-18 | 2026-11-01 | No | No |  | No |  |  | 2024-06-14 | 0.7005 | 51.3246 | 51.3245575768202, 0.700502816529058 | SPN-S000000009961 | Solar PV
Data not available | [5 empty] | Data not available | Anglo Renewables Limited | A296 BEAN | A296 BEAN LANE |  | GREENHITHE | KENT | DA9 9EB | England | 557185 | 173648 | Northfleet East | - |  | 132 | South Eastern Power Networks (SPN) | Stored Energy (all stored energy irrespective of the original energy source) | Storage - Electrochemical (Batteries) | No |  |  | 99 | [12 empty] | Yes | Accepted to Connect | [6 empty] | 99 | 99 | 103.95 | 99 | 103.95 | 2022-10-14 | 2037-10-31 | No | No |  | Yes |  |  | 2024-07-12 | 1.095 | 51.3529 | 51.3528833739766, 1.09496697393922 | SPN-S000000009961 | Storage
Data not available | [5 empty] | Data not available | INDUSTRIA RESOURCES | VIGO LANE SOLAR PARK | VIGO LANE PV, SUTTON BARON ROAD |  | SITTINGBOURNE | KENT | ME9 8LH | England | 588255 | 161846 | Canterbury North | - | Canterbury North 132kV | 132 | South Eastern Power Networks (SPN) | Solar | Photovoltaic | No |  |  | 40 | [12 empty] | Yes | Accepted to Connect | [6 empty] | 40 | 40 | 42 | 0.3 | 0.315 | 2021-09-03 | 2029-01-31 | No | No |  | Yes |  |  | 2024-04-15 | 0.1339 | 50.9308 | 50.9307811572467, 0.133895971563315 |  | Storage
Data not available | [5 empty] | Data not available | YLEM ENERGY LTD | OWLS HATCH ROAD | OWLS HATCH ROAD |  | HERNE BAY | KENT | CT6 7DZ | England | 615601 | 166081 | Canterbury North | - | Canterbury North 132kV | 132 | South Eastern Power Networks (SPN) | Stored Energy (all stored energy irrespective of the original energy source) | Storage - Electrochemical (Batteries) | No |  |  | 50 | [12 empty] | Yes | Accepted to Connect | [6 empty] | 50 | 50 | 52.5 | 50 | 52.5 | 2023-12-08 |  | No | No |  | Yes |  |  | 2024-04-15 | 0.41482 | 50.8861 | 50.8860666951099, 0.414823754007693 |  | Storage
Data not available | [5 empty] | Data not available | BSR APPLICATIONS LTD | LAND AT HALLAND FARM |  |  | LEWES | EAST SUSSEX | BN8 6PS | England | 550051 | 116760 | Little Horsted SGT | Little Horsted 132kV | Little Horsted 132kV | 132 | South Eastern Power Networks (SPN) | Stored Energy (all stored energy irrespective of the original energy source) | Storage - Electrochemical (Batteries) | No |  |  | 61.2 | [12 empty] | Yes | Accepted to Connect | [6 empty] | 61.2 | 61.2 | 64.26 | 61.2 | 64.26 | 2024-02-14 |  | No | No |  | Yes |  |  | 2024-04-15 | 0.5099 | 51.1589 | 51.15892585756, 0.509899417322984 |  | Solar PV
Data not available | [5 empty] | Data not available | BALANCE ENERGY 24 LTD | MOOR HALL FARM | LAND ADJOINING MOOR HALL FARM | NINFIELD | BATTLE | EAST SUSSEX | TN33 9JT | England | 569953 | 112397 | Ninfield SGT | - | Ninfield 132kV | 132 | South Eastern Power Networks (SPN) | Stored Energy (all stored energy irrespective of the original energy source) | Storage - Electrochemical (Batteries) | No |  |  | 99 | [12 empty] | Yes | Accepted to Connect | [6 empty] | 99 | 99 | 101 | 99 | 101 | 2023-09-20 |  | No | No |  | Yes |  |  | 2024-05-15 | -0.33383 | 51.1149 | 51.1149159794645, -0.333828101897172 |  | Solar PV
Data not available | [5 empty] | Data not available | Low Carbon UK Solar Investment Company Limited | GREEN LANE SOLAR FARM | MARDEN |  | TONBRIDGE | KENT | TN12 9LN | England | 575606 | 142958 | Northfleet East | - |  | 132 | South Eastern Power Networks (SPN) | Solar | Photovoltaic | No |  |  | 40 | [12 empty] | Yes | Accepted to Connect | [6 empty] | 40 | 40 | 42 | 0.15 | 0.15 | 2023-03-20 | 2037-10-30 | No | No |  | Yes |  |  | 2024-01-15 | 0.012038 | 51.1229 | 51.1229203723578, 0.0120377179687188 | SPN-S000000008396 | Solar PV
Data not available | [5 empty] | Data not available | GREENTECH PROJECTS HOLDING UK LIMITED | KINGSNORTH SOLAR & BESS | MARCHES ROAD | KINGSFOLD | HORSHAM | WEST SUSSEX | RH12 3SF | England | 516722 | 136389 | Bolney SGT | - |  | 132 | South Eastern Power Networks (SPN) | Solar | Photovoltaic | No |  |  | 50.9 | Stored Energy (all stored energy irrespective of the original energy source) | Storage - Electrochemical (Batteries) |  |  |  | 50.9 | [6 empty] | Yes | Accepted to Connect | [6 empty] | 50.9 | 50.9 | 53.445 | 50.9 | 53.445 | 2023-12-20 |  | No | No |  | Yes |  |  | 2024-06-14 | -0.54007 | 51.3958 | 51.395791826327, -0.540067482026636 | SPN-S000000009990 | Fossil fuel
1900091812275 | [5 empty] | Data not available | S4N WORSTED LIMITED | WORSTEAD LANE PV FARM | WORSTEAD FARM | WORSTEAD LANE | EAST GRINSTEAD | WEST SUSSEX | RH19 3UF | England | 540905 | 137884 | Northfleet East | Dormansland Grid 33kV | East Grinstead 11kV | 11 | South Eastern Power Networks (SPN) | Solar | Photovoltaic |  |  |  | 5 | [12 empty] | No | Connected | 5 | 5 | 5.263 |  |  | 2019-04-16 | [13 empty] | 2022-08-12 | 0.23581 | 51.468 | 51.4680006605995, 0.235813697492212 | SPN-S000000009377 | Biogas
Data not available | [6 empty] | Anglian Water Services Ltd | FDG B-30 KIRBY BEDON ROAD | FDG B-30 KIRBY BEDON ROAD |  | Norwich | Norfolk | NR14 7DU | England | 627358 | 305557 | Norwich Main | - | Thorpe Gd Local 11kV | 11 | Eastern Power Networks (EPN) | Fossil - Gas | Gas turbine (OCGT) |  |  |  | 1.5 | [12 empty] | Yes | Connected | 1.5 | 1.5 | 1.579 | 1.52 | 1.6 | 2020-02-07 | [13 empty] | 2020-11-13 | 0.38557 | 51.5698 | 51.5697561767421, 0.385573806051122 | EPN-S0000000H7100 | Fossil fuel
1023477820860 | [6 empty] | ANGLIAN WATER SERVICES LTD | WHITLINGHAM SEWAGE WORKS | WHITLINGHAM SEWAGE WORKS | Whitlingham Lane, Kirby Bedon | Norwich | Norfolk | NR14 8TZ | England | 627820 | 307620 | Norwich Main | - | Thorpe Gd Local 11kV | 11 | Eastern Power Networks (EPN) | Fossil - Oil | Engine (combustion / reciprocating) |  |  |  | 1.75 | [12 empty] | No | Connected | 1.75 | 1.75 | 1.842 |  |  | 2005-11-06 | [13 empty] | 2021-12-14 | 0.50395 | 51.5882 | 51.5881535057707, 0.503953826437458 | EPN-S0000000H7141 | Fossil fuel
1900091081570 | [5 empty] | Data not available | KS SPV 7 LIMITED | LENHAM SOLAR FARM | LAND AT A&A BARR FARM | LENHAM HEATH ROAD | LENHAM | KENT | ME17 2DP | England | 589521 | 151146 | Sellindge SGT2 & 3 & Richborough SGT | Ashford Grid 33kV |  | 33 | South Eastern Power Networks (SPN) | Solar | Photovoltaic |  |  |  | 7 | [12 empty] | No | Connected | 7 | 7 | 7.368 |  |  | 2014-03-30 | [13 empty] | 2020-11-13 | 0.86859 | 51.394 | 51.3940233061089, 0.868587101047512 | SPN-S000000009144 | Solar PV
1900090979958 | [5 empty] | Data not available | Beba Energy | MANSTON SOLAR FARM | MANSTON COURT ROAD |  | MANSTON | KENT | CT9 4LG | England | 634389 | 166825 | Sellindge SGT2 & 3 & Richborough SGT | Richborough Grid 33kV | Manston 11kV | 11 | South Eastern Power Networks (SPN) | Solar | Photovoltaic |  |  |  | 7.6 | [12 empty] | No | Connected | 7.6 | 7.6 | 8 |  |  | 2013-03-22 | [13 empty] | 2020-11-13 | 0.87606 | 50.9978 | 50.9978184504507, 0.876056798780898 | SPN-S000000009143 | Solar PV
1900091024526 | [5 empty] | 1900091024526 | Sunsave 9 (Old Rides) Ltd | OLD RIDES | LEYSDOWN RD |  | EASTCHURCH | KENT | ME12 4BD | England | 599662 | 170014 | Kemsley SGT | Sittingbourne Grid 33kV |  | 33 | South Eastern Power Networks (SPN) | Solar | Photovoltaic |  |  |  | 6 | [12 empty] | No | Connected | 6 | 6 | 6.316 | 0.03 | 0.032 | 2014-01-18 | [13 empty] | 2022-07-14 | 0.74551 | 51.3714 | 51.3714125537208, 0.745505865563174 | SPN-S000000008585 | Solar PV
1900091090101 | [5 empty] | Data not available | Electricity Solutions Ltd | SYCAMORE FARM |  |  | OLD ROMNEY | KENT | TN29 9SY | England | 601906 | 125984 | Sellindge SGT2 & 3 & Richborough SGT | Ruckinge Grid 33kV |  | 33 | South Eastern Power Networks (SPN) | Solar | Photovoltaic |  |  |  | 18 | [12 empty] | No | Connected | 18 | 18 | 18.947 |  |  | 2014-03-29 | [13 empty] | 2020-11-13 | 0.1266 | 50.8638 | 50.8637766428207, 0.126600040368781 | SPN-S000000009130 | Solar PV
1900091017955 | [5 empty] | Data not available | Wm Morrison Plc | PLOT 1 KEMSLEY FIELDS | FLEET END | KEMSLEY | SITTINGBOURNE | KENT | ME10 2FD | England | 591195 | 167172 | Kemsley SGT | Grovehurst Energy 33kV | Grovehurst Local 11kV | 11 | South Eastern Power Networks (SPN) | Solar | Photovoltaic |  |  |  | 2 | [12 empty] | No | Connected | 2 | 2 | 2.105 |  |  | 2013-11-05 | [13 empty] | 2022-08-12 | 0.19898 | 50.8423 | 50.8423338923153, 0.198978103350548 | SPN-S000000009130 | Solar PV
1900091200147 | [5 empty] | Data not available | WSE Laughton Level Ltd | RIPE PV | DARP LANE |  | LEWES | EAST SUSSEX | BN8 6AY | England | 549753 | 109295 | Ninfield SGT | Lewes Grid 33kV |  | 33 | South Eastern Power Networks (SPN) | Solar | Photovoltaic |  |  |  | 7 | [12 empty] | No | Connected | 7 | 7 | 7.368 |  |  | 2015-03-25 | [13 empty] | 2022-08-12 | 0.69866 | 51.3484 | 51.3483710107962, 0.698657367693341 | SPN-S000000009144 | Solar PV
1900091315229 | [5 empty] | Data not available | Wilbees | ARLINGTON EAST PV | ARLINGTON |  | POLEGATE | EAST SUSSEX | BN26 6RU | England | 554917 | 107060 | Ninfield SGT | Lewes Grid 33kV |  | 33 | South Eastern Power Networks (SPN) | Solar | Photovoltaic |  |  |  | 5 | [12 empty] | No | Connected | 5 | 5 | 5.263 |  |  | 2016-10-17 | [13 empty] | 2022-08-12 | 0.42929 | 50.8742 | 50.8742000008633, 0.429292257950206 | SPN-S000000009136 | Solar PV
1900091395517 | [5 empty] | Data not available | Solar Securities Limited | SOLAR FARM WEST OF BOBBING | BOBBING HILL | BOBBING | SITTINGBOURNE | KENT | ME9 8NY | England | 588029 | 164489 | Kemsley SGT | Sittingbourne Grid 33kV |  | 33 | South Eastern Power Networks (SPN) | Solar | Photovoltaic |  |  |  | 10 | [12 empty] | No | Connected | 10 | 10 | 10.526 |  |  | 2016-03-30 | [13 empty] | 2020-11-13 | 0.36272 | 51.1788 | 51.1788376450266, 0.362715355694569 | SPN-S000000009139 | Solar PV
1900091178963 | [5 empty] | Data not available | Sunsave 26 (Pashley) Ltd | PASHLEY PV | NINFIELD ROAD | NINFIELD | BEXHILL-ON-SEA | EAST SUSSEX | TN39 5JS | England | 571014 | 111111 | Ninfield SGT | Ninfield Grid 33kV |  | 33 | South Eastern Power Networks (SPN) | Solar | Photovoltaic |  |  |  | 10.125 | [12 empty] | No | Connected | 10.125 | 10.125 | 10.658 |  |  | 2015-02-13 | [13 empty] | 2022-08-12 | 1.3217 | 51.1565 | 51.1565487353468, 1.32166056156798 | SPN-S000000009104 | Solar PV
1900091353303 | [5 empty] | Data not available | West Coast Energy | CAPEL GRANGE SOLAR FARM | BADSELL ROAD | FIVE OAKS GREEN | TONBRIDGE | KENT | TN12 6QX | England | 565244 | 144831 | Northfleet East | Pembury Grid 33kV |  | 33 | South Eastern Power Networks (SPN) | Solar | Photovoltaic |  |  |  | 4.08 | [12 empty] | No | Connected | 4.08 | 4.08 | 4.295 |  |  | 2016-03-21 | [13 empty] | 2020-11-13 | 1.2312 | 51.2667 | 51.2667449587988, 1.23123193146779 | SPN-S000000008517 | Solar PV
1900091338059 | [5 empty] | Data not available | Wirsol Solar UK Limited | GUSTON COURT A SOLAR FARM | EAST LANGDON ROAD | GUSTON | DOVER | KENT | CT15 5EX | England | 632370 | 144945 | Sellindge SGT2 & 3 & Richborough SGT | Betteshanger Grid 33kV |  | 33 | South Eastern Power Networks (SPN) | Solar | Photovoltaic |  |  |  | 8 | [12 empty] | No | Connected | 8 | 8 | 8.421 |  |  | 2015-12-18 | [13 empty] | 2020-11-13 | 1.3462 | 51.2865 | 51.2865226569877, 1.34617128252715 | SPN-S000000009157 | Fossil fuel
1900091341887 | [5 empty] | Data not available | Beba Energy UK Ltd | OLD COLLIERY | STAPLE ROAD | WINGHAM | CANTERBURY | KENT | CT3 1LS | England | 625509 | 156914 | Canterbury North | Canterbury South 33kV | Wingham 11kV | 11 | South Eastern Power Networks (SPN) | Solar | Photovoltaic |  |  |  | 1 | [12 empty] | No | Connected | 1 | 1 | 1.053 |  |  | 2015-12-02 | [13 empty] | 2020-11-13 | -0.11206 | 51.3904 | 51.3904242913802, -0.112064385206304 | SPN-S000000008441 | Fossil fuel
1023477429636 | [6 empty] | Anglian Water Services Ltd | SOUTHEND STW |  |  | SOUTHEND | Essex | SS2 5QF | England | 588060 | 187530 | Rayleigh | Fleethall Grid 33kV | Fleethall Local Primary 11kV | 11 | Eastern Power Networks (EPN) | Fossil - Oil | Engine (combustion / reciprocating) |  |  |  | 3.2 | [12 empty] | No | Connected | 3.2 | 3.2 | 3.368 |  |  | 1999-10-01 | [13 empty] | 2021-12-14 | 1.1046 | 52.0963 | 52.0963492428489, 1.10456657566922 | EPN-S0000000H1059 | Biogas
1023477429868 | [6 empty] | ANGLIAN WATER SERVICES LTD | FLAG FEN SEWAGE TREATMENT WORKS |  |  | Peterborough | Cambs | PE1 5QR | England | 522090 | 298380 | Walpole | - | Peterborough East Grid 11kV | 11 | Eastern Power Networks (EPN) | Fossil - Oil | Engine (combustion / reciprocating) |  |  |  | 2.5 | [12 empty] | No | Connected | 2.5 | 2.5 | 2.632 |  |  | 1997-01-01 | [13 empty] | 2021-12-14 | -0.20003 | 52.5696 | 52.569553320323, -0.20003022869921 | EPN-S0000000F6057 | Solar PV
1900091227316 | [5 empty] | Data not available | Port of Sheerness Wind Farms Ltd | PORT OF SHEERNESS WINDFARM 8559 | PORT OF SHEERNESS WINDFARM 8559 |  | SHEERNESS | KENT | ME12 1SY | England | 591058 | 174581 | Kemsley SGT | Sheerness Grid 33kV |  | 33 | South Eastern Power Networks (SPN) | Wind | Onshore wind turbines |  |  |  | 10 | [12 empty] | No | Connected | 10 | 10 | 10.526 |  |  | 2016-05-19 | [13 empty] | 2024-01-15 | 1.0953 | 51.3538 | 51.3538466132068, 1.09527613439875 | SPN-S000000009167 | Wind
1900091361990 | [5 empty] | Data not available | CHRISTS HOSPITAL | CHRISTS HOSPITAL SCHOOL | THE AVENUE |  | HORSHAM | WEST SUSSEX | RH13 0LJ | England | 514888 | 128379 | Bolney SGT | - | Horsham Grid 11kV | 11 | South Eastern Power Networks (SPN) | Solar | Photovoltaic |  |  |  | 1.049 | [12 empty] | No | Connected | 1.049 | 1.049 | 1.104 |  |  | 2016-04-12 | [13 empty] | 2021-01-15 | 0.8224 | 50.963 | 50.9630058179529, 0.822402343606466 |  | Wind
1900070122343 | [5 empty] | Data not available | KENTISH FLATS WINDFARM | KENTISH FLATS WINDFARM |  |  | HERNE BAY | KENT | CT6 7RY | England | 615618 | 166189 | Canterbury North | Herne Bay Grid 33kV |  | 33 | South Eastern Power Networks (SPN) | Wind | Offshore wind turbines |  |  |  | 90 | [12 empty] | No | Connected | 90 | 90 | 94.737 |  |  | 2005-05-01 | [13 empty] | 2021-01-15 | 0.75126 | 51.3622 | 51.3621935852515, 0.751261181283115 |  | Fossil fuel
1900090194644 | [5 empty] | Data not available | LITTLE CHEYNE COURT WIND FARM | LITTLE CHEYNE COURT WINDFARM | RYE |  | GUILDFORD | SURREY | TN31 7AE | England | 598290 | 121968 | Ninfield SGT | - |  | 132 | South Eastern Power Networks (SPN) | Wind | Onshore wind turbines |  |  |  | 64 | [12 empty] | No | Connected | 64 | 64 | 67.368 |  |  | 2008-07-01 | [13 empty] | 2021-01-15 | -0.35936 | 50.8288 | 50.8288396434163, -0.359355121476421 | SPN-S000000008354 | Fossil fuel
1050000425404 | [6 empty] | ANGLIAN WATER SERVICES LTD | MIDDLEBROOK WAY | HOLT ROAD |  | Cromer | Norfolk | NR27 9JR | England | 620620 | 341980 | Norwich Main | Sall Grid 33kV | Cromer Primary 11kV | 11 | Eastern Power Networks (EPN) | Fossil - Oil | Engine (combustion / reciprocating) |  |  |  | 1.02 | [12 empty] | No | Connected | 1.02 | 1.02 | 1.074 |  |  | 2002-02-15 | [13 empty] | 2021-12-14 | 1.4599 | 52.8559 | 52.855901676776, 1.45985123691425 | EPN-S0000000H5034 | Fossil fuel
1900090978875 |  |  | Large glass house only contact | engineering@apsgroup.uk.com |  | Data not available | APS Salads Ltd | ASH GENERATION | OFF WEDDINGTON LANE | ASH | CANTERBURY | KENT | CT3 2AP | England | 629695 | 158806 | Sellindge SGT2 & 3 & Richborough SGT | Betteshanger Grid 33kV |  | 33 | South Eastern Power Networks (SPN) | Fossil - Gas | Gas turbine (OCGT) |  |  |  | 15 | [12 empty] | No | Connected | 15 | 15 | 15.789 | 0.5 | 0.526 | 2013-02-05 | [13 empty] | 2022-07-14 | -0.1946 | 51.3461 | 51.3461413383276, -0.19459959881934 | SPN-S000000008442 | Fossil fuel
1700000000000 |  |  |  |  | In adminstraton | DATA NOT AVAILABLE | ARJO WIGGINS FINE PAPERS LIMITED | ARJO WIGGINS | STONEYWOOD PAPER | DATA NOT AVAILABLE | ABERDEEN | ABERDEEN | AB21 9AB | SCOTLAND | 389786 | 811049 | PERSLEY | DATA NOT APPLICABLE | STONEYWOOD | 33 | SCOTTISH HYDRO ELECTRIC POWER DISTRIBUTION PLC | DATA NOT AVAILABLE | ENGINE (COMBUSTION / RECIPROCATING) | NO | DATA NOT AVAILABLE | DATA NOT AVAILABLE | 4.75 | DATA NOT AVAILABLE | DATA NOT AVAILABLE | DATA NOT AVAILABLE | DATA NOT AVAILABLE | DATA NOT AVAILABLE | DATA NOT AVAILABLE | DATA NOT AVAILABLE | DATA NOT AVAILABLE | DATA NOT AVAILABLE | DATA NOT AVAILABLE | DATA NOT AVAILABLE | DATA NOT AVAILABLE | NO | CONNECTED | 4.75 | 4.75 | 5 | DATA NOT AVAILABLE | DATA NOT AVAILABLE | DATA NOT AVAILABLE | DATA NOT AVAILABLE | DATA NOT AVAILABLE | DATA NOT AVAILABLE | DATA NOT AVAILABLE | DATA NOT AVAILABLE | DATA NOT AVAILABLE | DATA NOT AVAILABLE | N | DATA NOT AVAILABLE | DATA NOT AVAILABLE | DATA NOT AVAILABLE | DATA NOT AVAILABLE | DATA NOT AVAILABLE | 44137
1700000000000 |  |  |  |  | In adminstraton | DATA NOT AVAILABLE | ARJO WIGGINS FINE PAPERS LIMITED | ARJO WIGGINS | STONEYWOOD PAPER GEN444M | DATA NOT AVAILABLE | ABERDEEN | ABERDEEN | AB21 9AB | SCOTLAND | 389786 | 811049 | PERSLEY | DATA NOT APPLICABLE | STONEYWOOD | 33 | SCOTTISH HYDRO ELECTRIC POWER DISTRIBUTION PLC | DATA NOT AVAILABLE | ENGINE (COMBUSTION / RECIPROCATING) | NO | DATA NOT AVAILABLE | DATA NOT AVAILABLE | 4.75 | DATA NOT AVAILABLE | DATA NOT AVAILABLE | DATA NOT AVAILABLE | DATA NOT AVAILABLE | DATA NOT AVAILABLE | DATA NOT AVAILABLE | DATA NOT AVAILABLE | DATA NOT AVAILABLE | DATA NOT AVAILABLE | DATA NOT AVAILABLE | DATA NOT AVAILABLE | DATA NOT AVAILABLE | NO | CONNECTED | 4.75 | 4.75 | 5 | DATA NOT AVAILABLE | DATA NOT AVAILABLE | DATA NOT AVAILABLE | DATA NOT AVAILABLE | DATA NOT AVAILABLE | DATA NOT AVAILABLE | DATA NOT AVAILABLE | DATA NOT AVAILABLE | DATA NOT AVAILABLE | DATA NOT AVAILABLE | N | DATA NOT AVAILABLE | DATA NOT AVAILABLE | DATA NOT AVAILABLE | DATA NOT AVAILABLE | DATA NOT AVAILABLE | 44137
data not available | Paul | Mason |  | Wirral University Hospital MNHS Foundation Trust | paul.mason@wuth.nhs.uk | data not available | Arrowe park hospital | Arrowe Park Hospital | Arrowe Park Hospital | Arrowe Park Road | Wirral | Wirral | CH49 5PE | England | 327212 | 386557 | BIRKENHEAD | HESWALL GT1 / HOYLAKE GT2 / PRENTON GRID GT3 | ARROWE PK HOSP T1 / Champion PLUGS T1 / Champion PLUGS T2 / WOODCHURCH T1 | 33 | SP Manweb plc | Fossil - Gas | Steam-gas turbine (CCGT) | Yes | 0 | 0 | 2.1 | data not applicable | data not applicable | No | 0 | 0 | 0 | data not applicable | data not applicable | No | 0 | 0 | 0 | data not available | Connected | 2.1 | 2.1 | 2.2105 | data not applicable | data not applicable | data not available | data not applicable | data not applicable | data not applicable | data not applicable | data not applicable | data not available | data not applicable | N | N | data not available | N | data not available | data not available | 44088 | data not available | 87
DATA NOT AVAILABLE |  |  |  |  | No way | 1640000202060 | ASDA | ASDA CDC ROCHDALE | JOHN MILNE AVENUE |  | ROCHDALE | GREATER MANCHESTER | OL16 4NG | ENGLAND | 391615 | 411225 | ROCHDALE SGTS 2 3 4 | BELFIELD | KINGSWAY | 11 | ELECTRICITY NORTH WEST LIMITED | FOSSIL - OIL | ENGINE (COMBUSTION / RECIPROCATING) | YES | 0 | 0 | 2.428 | FOSSIL - OIL | ENGINE (COMBUSTION / RECIPROCATING) |  | 0 | 0 | 0.19 | SOLAR | PHOTOVOLTAIC |  | 0 | 0 | 0 | NO | CONNECTED | 2.618 | 0 | 0 | 1.6017 | 1.686 | 2012-09-01 |  |  |  | 0 | 0 |  |  | NO | NO |  |  |  |  | 2021-12-06 | 53.5975268731939, -2.1281687309346413
1900091577219 |  |  | Large power station now owned by VPI |  |  | Data not available | ASHFORD POWER LIMITED | KINGSNORTH WORKS 324531 | KINGSNORTH INDUSTRIAL ESTATE | HOO | ROCHESTER | KENT | ME3 9NZ | England | 580779 | 172971 | Kingsnorth SGT | - | Kingsnorth Grid 11kV | 11 | South Eastern Power Networks (SPN) | Fossil - Gas | Gas turbine (OCGT) |  |  |  | 21 | [12 empty] | No | Connected | 21 | 21 | 21 |  |  | 2017-09-21 | [13 empty] | 2021-02-12 | -0.31714 | 50.8897 | 50.889716131915, -0.31713596444605 | SPN-S000000009114 | Storage
2394000043364 |  |  | Think this is PV not CHP |  |  | Data Not Available | Askern Green Park Generation | Campsall Road | Campsall Road | Askern | Doncaster | South Yorkshire | DN6 0BZ | England | 455342 | 413947 | West Melton / Thorpe Marsh | Doncaster B/Thorpe Marsh | Askern Green Park | 66 | Northern Powergrid (Yorkshire) plc | Fossil - Gas | Engine (combustion / reciprocating) | No | Data Not Applicable | Data Not Applicable | 1 | Data Not Available | Data Not Available | Data Not Available | Data Not Available | Data Not Available | Data Not Available | Data Not Available | Data Not Available | Data Not Available | Data Not Available | Data Not Available | Data Not Available | No | Connected | 1 | 4 | 4.211 | Data Not Available | Data Not Available | 2010-07-01 00:00:00 | Data Not Applicable | Data Not Applicable | 1.053 | Data Not Applicable | Data Not Applicable | Data Not Available | Data Not Available | Data Not Available | Data Not Available | Data Not Available | Data Not Available | Data Not Available | Data Not Available | 2017-03-08 | 53.61914993055, -1.1648304371498979 |  | 2010-07-01 | Doncaster
1050001197864 |  |  |  |  | Can't find | Can't find | AssetGen Partner Ltd | ADVANCED THERMATREATMENT PLANT | RATTYS LANE |  | HODDESDON | Herts | EN11 0RF | England | 538798 | 208872 | Rye House | Rye House Grid 33kV | Rye House Local Primary 11kV | 33 | Eastern Power Networks (EPN) | Biofuel - Biogas from anaerobic digestion (excluding landfill & sewage) | Steam turbine (thermal power plant) |  |  |  | 1 | [12 empty] | No | Connected | 1 | 1 | 1.053 |  |  | 2016-10-01 | [13 empty] | 2024-11-14 | 1.6946 | 52.4162 | 52.4161772616878, 1.69463820566542 | EPN-S0000000G5018 | Wind
1900091370744 | [5 empty] | Data not available | SUNSAVE 45 (GODDARDS GREEN) LIMITED | LAKES VIEW PV | CUCKFIELD ROAD | ANSTY | HAYWARDS HEATH | WEST SUSSEX | RH17 5AL | England | 528711 | 121369 | Bolney SGT | Goddards Green Grid 33kV | Goddards Green 11kV | 11 | South Eastern Power Networks (SPN) | Solar | Photovoltaic |  |  |  | 4 | [12 empty] | No | Connected | 4 | 4 | 4.211 |  |  | 2016-03-31 | [13 empty] | 2020-11-13 | 0.61352 | 51.4639 | 51.4638924285304, 0.613522736980548 | SPN-S000000009925 | Biogas
Data not available | [5 empty] | Data not available | Thames Water | HAMPTON WTW | LOWER SUNBURY ROAD |  | HAMPTON | SURREY | TW12 2ES | England | 513337 | 169264 | Laleham SGT | Twickenham Grid 33kV |  | 33 | South Eastern Power Networks (SPN) | Solar | Photovoltaic |  |  |  | 5.28 | [12 empty] | No | Connected | 5.28 | 5.28 | 5.558 |  |  | 2016-03-17 | [13 empty] | 2024-07-12 | 0.81306 | 51.0602 | 51.0602188328507, 0.813055329624058 | SPN-S000000009143 | Solar PV
2000000000000 | Nick | Barnett |  | ABP Ports | nick.barnett@abports.co.uk | 2000000000000 | ASSOCIATED BRITISH PORTS | OCEAN GATE | OCEAN GATE ASSOCIATED BRITISH PORTS | ATLANTIC WAY | SOUTHAMPTON | HAMPSHIRE | SO14 3QN | ENGLAND | 437678 | 112882 | NURSLING GSP | SOUTHAMPTON | NEW DOCKS | 33 | SOUTHERN ELECTRIC POWER DISTRIBUTION PLC | OTHER | ENGINE (COMBUSTION / RECIPROCATING) | NO | DATA NOT AVAILABLE | DATA NOT AVAILABLE | 5.985 | DATA NOT AVAILABLE | DATA NOT AVAILABLE | DATA NOT AVAILABLE | DATA NOT AVAILABLE | DATA NOT AVAILABLE | DATA NOT AVAILABLE | DATA NOT AVAILABLE | DATA NOT AVAILABLE | DATA NOT AVAILABLE | DATA NOT AVAILABLE | DATA NOT AVAILABLE | DATA NOT AVAILABLE | NO | CONNECTED | 5.985 | 5.985 | 6.3 | DATA NOT AVAILABLE | DATA NOT AVAILABLE | DATA NOT AVAILABLE | DATA NOT AVAILABLE | DATA NOT AVAILABLE | DATA NOT AVAILABLE | DATA NOT AVAILABLE | DATA NOT AVAILABLE | DATA NOT AVAILABLE | DATA NOT AVAILABLE | N | DATA NOT AVAILABLE | DATA NOT AVAILABLE | DATA NOT AVAILABLE | DATA NOT AVAILABLE | DATA NOT AVAILABLE | 44034
1900091216972 | [5 empty] | Data not available | KS SPV28 Ltd | APPLEDORE ROAD | KENARDINGTON |  | ASHFORD | KENT | TN26 2LZ | England | 597221 | 132751 | Sellindge SGT2 & 3 & Richborough SGT | Ruckinge Grid 33kV |  | 33 | South Eastern Power Networks (SPN) | Solar | Photovoltaic |  |  |  | 5.1 | [12 empty] | No | Connected | 5.1 | 5.1 | 5.368 |  |  | 2015-03-31 | [13 empty] | 2020-11-13 | 0.19939 | 51.2972 | 51.2971553332348, 0.199385722287297 | SPN-S000000008447 | Biogas
1900091371358 | [5 empty] | Data not available | Southern Solar Ltd | CHIDDINGLYE SOLAR FARM |  |  | WEST HOATHLY | WEST SUSSEX | RH19 4QS | England | 535239 | 132956 | Bolney SGT | Three Bridges Local 33kV | West Hoathly 11kV | 11 | South Eastern Power Networks (SPN) | Solar | Photovoltaic |  |  |  | 4 | [12 empty] | No | Connected | 4 | 4 | 4.211 |  |  | 2016-03-24 | [13 empty] | 2020-11-13 | -0.1946 | 51.3461 | 51.3461413383276, -0.19459959881934 | SPN-S000000008442 | Fossil fuel
1700000000000 |  |  |  |  | Can't find | 1700000000000 | ASTEL LIMITED | ALLT SHALLAIN HYDRO | DATA NOT AVAILABLE | DATA NOT AVAILABLE | PITLOCHRY | PITLOCHRY | PH17 2QL | SCOTLAND | 263570 | 759378 | RANNOCH | DATA NOT APPLICABLE | RANNOCH GRID | 33 | SCOTTISH HYDRO ELECTRIC POWER DISTRIBUTION PLC | HYDRO (TO BE CONFIRMED) | HYDRO POWER SYSTEM | NO | DATA NOT AVAILABLE | DATA NOT AVAILABLE | 1.0004 | DATA NOT AVAILABLE | DATA NOT AVAILABLE | DATA NOT AVAILABLE | DATA NOT AVAILABLE | DATA NOT AVAILABLE | DATA NOT AVAILABLE | DATA NOT AVAILABLE | DATA NOT AVAILABLE | DATA NOT AVAILABLE | DATA NOT AVAILABLE | DATA NOT AVAILABLE | DATA NOT AVAILABLE | DATA NOT AVAILABLE | CONNECTED | 1.0004 | 1.0004 | 1.053 | 0 | 0 | 42622 | DATA NOT AVAILABLE | DATA NOT AVAILABLE | DATA NOT AVAILABLE | DATA NOT AVAILABLE | DATA NOT AVAILABLE | DATA NOT AVAILABLE | DATA NOT AVAILABLE | N | DATA NOT AVAILABLE | DATA NOT AVAILABLE | DATA NOT AVAILABLE | DATA NOT AVAILABLE | DATA NOT AVAILABLE | 45176
1620001102930 | Jayde | Auston |  | ASTRAZENECA | jayde.auston@astrazeneca.com | 1620001102912 | ASTRA ZENECA UK LTD | SILK ROAD BUSINESS PARK | CHARTER WAY | CHARTER WAY | MACCLESFIELD | CHESHIRE | SK10 2NA | ENGLAND | 392720 | 375009 | MACCLESFIELD 33 GSP | - | - | 33 | ELECTRICITY NORTH WEST LIMITED | FOSSIL - GAS | ENGINE (COMBUSTION / RECIPROCATING) | NO | 0 | 0 | 31.375 |  |  |  | 0 | 0 | 0 |  |  |  | 0 | 0 | 0 | NO | CONNECTED | 31.375 | 21.85 | 23 | 17.1 | 18 | 1975-01-01 |  |  |  | 0 | 0 |  |  | NO | NO |  |  |  |  | 2021-12-06 | 53.27201657246885, -2.110621831473401
DATA NOT AVAILABLE |  |  |  |  | See above | 1630000750316 | ASTRA ZENECA UK LTD | BLACKLEY COMPUTER CENTRE | DELAUNAYS ROAD |  | MANCHESTER | GREATER MANCHESTER | M8 4RH | ENGLAND | 385078 | 402779 | WHITEGATE GSP | RED BANK | BLACKLEY | 6.6 | ELECTRICITY NORTH WEST LIMITED | DATA NOT AVAILABLE | DATA NOT AVAILABLE | YES | 0 | 0 | 4 |  |  |  | 0 | 0 | 0 |  |  |  | 0 | 0 | 0 | NO | CONNECTED | 4 | 0 | 0 | 1.9 | 2 | 2008-11-10 |  |  |  | 0 | 0 |  |  | NO | NO |  |  |  |  | 2021-12-06 | 53.521465389943344, -2.22653456491866
1900091085110 | [5 empty] | Data not available | OPDE UK Ltd | TIPTREE SOLAR PARK | SCHOOL LANE |  | SITTINGBOURNE | KENT | ME9 8QE | England | 588073 | 167226 | Kemsley SGT | Sittingbourne Grid 33kV |  | 33 | South Eastern Power Networks (SPN) | Solar | Photovoltaic |  |  |  | 9 | [12 empty] | No | Connected | 9 | 9 | 9 |  |  | 2016-01-14 | [13 empty] | 2021-03-12 | -0.094714 | 51.3226 | 51.3226166946001, -0.0947139405294368 |  | Biogas
1900091380291 | [5 empty] | Data not available | Sutton and East Surrey Water plc | ELMER WTW 174946 | HAWKS HILL |  | LEATHERHEAD | SURREY | KT22 9DA | England | 515960 | 155702 | West Weybridge SGT | Leatherhead Grid 33kV | Leatherhead Town 11kV | 11 | South Eastern Power Networks (SPN) | Solar | Photovoltaic |  |  |  | 3.4 | [12 empty] | No | Connected | 3.4 | 3.4 | 3.4 |  |  | 2016-03-31 | [13 empty] | 2020-11-13 | 0.46187 | 51.3148 | 51.3148357109007, 0.461872876917175 | SPN-S000000009165 | Storage
Data not available |  |  |  |  | Water Works | Data not available | Atkins Limited | BEDDINGTON LANE |  |  | CROYDON | LONDON | CR0 4TH | England | 530006 | 166069 | Beddington SGT | - | Beddington 11kV | 11 | South Eastern Power Networks (SPN) | Fossil - Gas | Gas turbine (OCGT) |  |  |  | 3 | [12 empty] | No | Connected | 3 | 3 | 3.158 |  |  | 2021-12-08 | [13 empty] | 2024-07-12 | -0.22677 | 50.9715 | 50.9714937369044, -0.226770480489826 |  | Storage
1900091632784 | [5 empty] | Data not available | BESS Aylesford Limited | AYLESFORD BESS | OLD CHURCH ROAD |  | AYLESFORD | KENT | ME20 7TN | England | 571667 | 160180 | Northfleet East | Burham 33kV |  | 33 | South Eastern Power Networks (SPN) | Stored Energy (all stored energy irrespective of the original energy source) | Storage - Electrochemical (Batteries) |  |  |  | 30.26 | [12 empty] | No | Connected | 30.26 | 30.26 | 30.26 | 27.55 | 29 | 2018-01-26 | [13 empty] | 2022-12-14 | -0.16661 | 50.9702 | 50.9702051856551, -0.166613956668468 | SPN-S000000008420 | Biogas
1700000000000 | [5 empty] | 1700000000000 | AUCHENCARROCH LANDFILL | AUCHENCARROCH ENERGY LTD | IMPORT SUPPLY | AUCHENCARROCH ROAD | ALEXANDRIA | DUNBARTONSHIRE | G83 9EY | SCOTLAND | 239821 | 680730 | STRATHLEVEN | DATA NOT APPLICABLE | AUCHENCARROCH | 33 | SCOTTISH HYDRO ELECTRIC POWER DISTRIBUTION PLC | BIOFUEL - LANDFILL GAS | ENGINE (COMBUSTION / RECIPROCATING) | NO | DATA NOT AVAILABLE | DATA NOT AVAILABLE | 3.035 | DATA NOT AVAILABLE | DATA NOT AVAILABLE | DATA NOT AVAILABLE | DATA NOT AVAILABLE | DATA NOT AVAILABLE | DATA NOT AVAILABLE | DATA NOT AVAILABLE | DATA NOT AVAILABLE | DATA NOT AVAILABLE | DATA NOT AVAILABLE | DATA NOT AVAILABLE | DATA NOT AVAILABLE | NO | CONNECTED | 3.035 | 3.035 | 3.195 | DATA NOT AVAILABLE | DATA NOT AVAILABLE | DATA NOT AVAILABLE | DATA NOT AVAILABLE | DATA NOT AVAILABLE | DATA NOT AVAILABLE | DATA NOT AVAILABLE | DATA NOT AVAILABLE | DATA NOT AVAILABLE | DATA NOT AVAILABLE | N | DATA NOT AVAILABLE | DATA NOT AVAILABLE | DATA NOT AVAILABLE | DATA NOT AVAILABLE | DATA NOT AVAILABLE | 44105
1023464917632 |  |  |  |  | Contact CBRE appears to tbe the parks |  | AUTORAMA UK LTD | C2 HALL ROAD |  |  | HEMEL HEMPSTEAD | Herts | HP2 7BH | England | 507520 | 208390 | Elstree | Piccotts End Grid 33kV | Hemel North Primary 11kV | 11 | Eastern Power Networks (EPN) | Fossil - Oil | Engine (combustion / reciprocating) |  |  |  | 3 | [12 empty] | No | Connected | 3 | 3 | 3.158 |  |  | 2002-11-01 | [13 empty] | 2021-12-14 | 1.5189 | 52.579 | 52.5790347690509, 1.51889814303442 | EPN-S0000000H5074 | Fossil fuel
data not available |  |  |  |  | Usless | data not applicable | Avondale Environmental Limited | Avondale Landfill No. 2 | Avondale Quarry | Polmont | Falkirk | Falkirk | FK2 0YG | Scotland | 295394 | 678757 | Grangemouth | data not applicable | POLMONT (11kV) | 11 | SP Distribution Ltd | Biofuel - Landfill gas | Steam-gas turbine (CCGT) | No | 0 | 0 | 6.6 | data not applicable | data not applicable | No | 0 | 0 | 0 | data not applicable | data not applicable | No | 0 | 0 | 0 | Yes | Connected | 6.6 | 6.6 | 6.9474 | 0 | 0 | 37690 | data not applicable | data not applicable | data not applicable | data not applicable | data not applicable | data not available | data not available | N | N | data not available | N | data not available | data not available | 44088 | data not available | 100
1997000000175 | [5 empty] | 1997000000166 | Harmony BD Ltd | MANOR FARM | NEW BARN ROAD | SOUTHFLEET | GRAVESEND | KENT | DA13 9PU | England | 562038 | 170843 | Northfleet East | Northfleet East 33kV |  | 33 | South Eastern Power Networks (SPN) | Stored Energy (all stored energy irrespective of the original energy source) | Storage - Electrochemical (Batteries) |  |  |  | 11.58 | [12 empty] | No | Connected | 11.58 | 11.58 | 12.159 | 11 | 11.55 | 2023-02-27 | [13 empty] | 2024-01-15 | 1.3462 | 51.2865 | 51.2865226569877, 1.34617128252715 | SPN-S000000009157 | Biogas
1997000000110 | [5 empty] | 1997000000101 | Harmony CS Limited | CONTEGO BATTERY STORAGE | MALTHOUSE LANE |  | HASSOCKS | WEST SUSSEX | BN6 9JZ | England | 529520 | 118378 | Bolney SGT | Goddards Green Grid 33kV |  | 33 | South Eastern Power Networks (SPN) | Stored Energy (all stored energy irrespective of the original energy source) | Storage - Electrochemical (Batteries) |  |  |  | 34 | [10 empty] | 19858 |  | No | Connected | 34 | 34 | 34 |  |  | 2021-07-12 | [13 empty] | 2023-10-13 | 0.45464 | 51.371 | 51.3709542660812, 0.454637961273463 |  | Storage
data not available |  |  |  |  | Usless | data not applicable | Avondale Environmental Limited | Avondale Landfill | Avondale Quarry | Polmont | Falkirk | Falkirk | FK2 0YG | Scotland | 295394 | 678757 | Grangemouth | data not applicable | MANUEL (11kV) | 11 | SP Distribution Ltd | Biofuel - Landfill gas | Steam-gas turbine (CCGT) | No | 0 | 0 | 4.6 | data not applicable | data not applicable | No | 0 | 0 | 0 | data not applicable | data not applicable | No | 0 | 0 | 0 | Yes | Connected | 4.6 | 4.6 | 4.8421 | 0 | 0 | 37690 | data not applicable | data not applicable | data not applicable | data not applicable | data not applicable | data not available | data not available | N | N | data not available | N | 617372733 | data not available | 44889 | data not available | 99
Data not available | [5 empty] | Data not available | RNA Projects Co Ltd | LAND TO THE NORTH OF SEWAGE WORKS | ROCHESTER ROAD | CUXTON | ROCHESTER | KENT | ME2 | England | 570954 | 166403 | Kingsnorth SGT | - |  | 132 | South Eastern Power Networks (SPN) | Stored Energy (all stored energy irrespective of the original energy source) | Storage - Electrochemical (Batteries) |  |  |  | 49.5 | [12 empty] | No | Accepted to Connect | [6 empty] | 49.5 | 49.5 | 52.105 |  |  | 2017-08-16 | 2024-12-31 | No | No |  |  |  |  | 2024-04-15 | -0.54872 | 51.3249 | 51.324887022125, -0.548720979133166 | SPN-S000000009990 | Fossil fuel
Data not available | [5 empty] | Data not available | Land Logical Dartford | STONE PIT 1 | COTTON LANE |  | DARTFORD | KENT | DA9 9BB | England | 556768 | 174850 | Northfleet East | Northfleet East 33kV | Stonemarshes 11kV | 11 | South Eastern Power Networks (SPN) | Biofuel landfill gas | Gas turbine (OCGT) | No |  |  | 10.55 | Stored Energy (all stored energy irrespective of the original energy source) | Storage - Electrochemical (Batteries) | No |  |  | 4 | [6 empty] | No | Accepted to Connect | [6 empty] | 14.55 | 14.55 | 15.316 | 4 | 4.2 | 2017-09-13 | 2025-10-31 | No | No |  |  |  |  | 2024-01-15 | 0.075983 | 50.9716 | 50.9715677492836, 0.0759827251393119 | SPN-S000000008374 | Storage
1100050223157 |  |  |  |  | Water Works | 1100039661036 | Awg group limited | Milton keynes, woburn sands | Anglian Water Services Limited, Booster Station | Woburn Sands Road, Bow Brickhill | Milton keynes | Buckinghamshire | MK17 8RR | United Kingdom | 492853 | 235946 | East Claydon 132Kv S Stn | Bletchley 33Kv S Stn | Victoria Road 33 11Kv S Stn | 11 | National Grid Electricity Distribution (East Midlands) Plc | Fossil - Oil | Engine (combustion / reciprocating) | No | data not available | data not available | 1 | data not applicable | data not applicable | data not applicable | data not available | data not available | data not applicable | data not applicable | data not applicable | data not applicable | data not available | data not available | data not applicable | data not available | Connected | 1 | 0.475 | 0.5 | 0.95 | 1 | 40407 | data not applicable | data not applicable | data not applicable | data not applicable | data not applicable | data not applicable | data not applicable | data not available | data not available | data not available | data not available | data not available | data not available | 45750
Data not available | [5 empty] | Data not available | Grid Serve | ROCKS ROAD |  |  | UCKFIELD | EAST SUSSEX | TN22 3PT | England | 545854 | 121179 | Ninfield SGT | Lewes Grid 33kV | Uckfield 11kV | 11 | South Eastern Power Networks (SPN) | Stored Energy (all stored energy irrespective of the original energy source) | Storage - Electrochemical (Batteries) |  |  |  | 5.5 | [12 empty] | No | Accepted to Connect | [6 empty] | 5.5 | 5.5 | 5.789 | 5.5 | 5.78 | 2018-12-14 | 2025-11-28 | No | No |  |  |  |  | 2024-05-15 | 0.11581 | 50.8935 | 50.8934990179818, 0.115809639531428 | SPN-S000000009130 | Storage
Data not available | [5 empty] | Data not available | Balanced Grid Solutions | OLIVES FARM |  |  | BATTLE | EAST SUSSEX | TN33 9HD | England | 567820 | 109496 | Ninfield SGT | - |  | 132 | South Eastern Power Networks (SPN) | Stored Energy (all stored energy irrespective of the original energy source) | Storage - Electrochemical (Batteries) |  |  |  | 75 | [12 empty] | No | Accepted to Connect | [6 empty] | 75 | 75 | 78.947 | 75 | 78.94 | 2020-06-01 | 2030-12-31 | [6 empty] | 2024-05-15 | 0.75684 | 51.3801 | 51.3801313223002, 0.756835644063244 |  | Solar PV
Data not available | [5 empty] | Data not available | The Wooladon Estate Limited | COLBRANS FARM | COW LANE |  | LAUGHTON | EAST SUSSEX | BN8 6BZ | England | 548899 | 112578 | Ninfield SGT | Lewes Grid 33kV |  | 33 | South Eastern Power Networks (SPN) | Stored Energy (all stored energy irrespective of the original energy source) | Storage - Electrochemical (Batteries) |  |  |  | 39.9 | [12 empty] | Yes | Accepted to Connect | [6 empty] | 39.9 | 39.9 | 41.89 | 30 | 31.579 | 2021-11-02 | 2030-12-31 | No | No |  |  |  |  | 2024-04-15 | 0.85815 | 51.1506 | 51.1506065403151, 0.85814984870953 | SPN-S000000008302 | Fossil fuel
Data not available | [5 empty] | Data not available | Lhyfe UK Ltd | Ridham Dock | Kemsley Fields Business Park | Iwade | Sittingbourne | Kent | ME9 8SR | England | 591947 | 168171 | Kemsley SGT | - |  | 132 | South Eastern Power Networks (SPN) | Solar | Photovoltaic | No |  |  | 3.021 | Stored Energy (all stored energy irrespective of the original energy source) | Storage - Electrochemical (Batteries) | [10 empty] | No | Accepted to Connect | [6 empty] | 3.021 | 3.021 | 3.172 | 120 | 126 | 2024-07-16 |  | Yes | No |  | Yes |  |  | 2024-08-14 | 0.31633 | 51.4509 | 51.4508522023005, 0.31632609499249 | SPN-S000000008511 | Fossil fuel
1160001236682 |  |  |  |  | Water Works | 1160001023500, 1160001023510 | Awg group limited | Empingham pumping station | Empingham Pumping Station No 1 | Bunkers Hill | Empingham | data not available | LE15 8QQ | United Kingdom | 497054 | 307790 | Grendon 132Kv S Stn | Oakham 33Kv S Stn | Empingham 33 11Kv S Stn | data not available | National Grid Electricity Distribution (East Midlands) Plc | data not available | data not available | No | data not available | data not available | 1 | data not applicable | data not applicable | data not applicable | data not available | data not available | data not applicable | data not applicable | data not applicable | data not applicable | data not available | data not available | data not applicable | data not available | Connected | 1 | 0.95 | 1 | 3.04 | 3.2 | 40309 | data not applicable | data not applicable | data not applicable | data not applicable | data not applicable | data not applicable | data not applicable | data not available | data not available | data not available | data not available | data not available | data not available | 45750
1170000185642 |  |  |  |  | Water Works | 1100039603949 | Awg group limited | Awa cotton valley stw | Awa Sewage Treatment | Cotton Valley, Pineham | Milton keynes | Buckinghamshire | MK15 9AD | United Kingdom | 488703 | 240475 | East Claydon 132Kv S Stn | Bletchley 33Kv S Stn | Fox Milne 33 11Kv S Stn | 11 | National Grid Electricity Distribution (East Midlands) Plc | Biofuel - Sewage gas | Gas turbine (OCGT) | Yes | data not available | data not available | 2.75 | data not applicable | data not applicable | data not applicable | data not available | data not available | data not applicable | data not applicable | data not applicable | data not applicable | data not available | data not available | data not applicable | data not available | Connected | 2.75 | 2.6125 | 2.75 | 4.1325 | 4.35 | 41337 | data not applicable | data not applicable | data not applicable | data not applicable | data not applicable | data not applicable | data not applicable | data not available | data not available | data not available | data not available | data not available | data not available | 45750
Data not available | [5 empty] | Data not available | Locogen Limited | GAYWOOD FARM | HOLE LANE |  | EDENBRIDGE | KENT | TN8 6SL | England | 542300 | 148080 | Northfleet East | Dormansland Grid 33kV |  | 33 | South Eastern Power Networks (SPN) | Solar | Photovoltaic | No |  |  | 16 | [12 empty] | Yes | Accepted to Connect | [6 empty] | 16 | 16 | 16.8 | 1.16 | 1.4 | 2021-08-03 | 2024-01-31 | No | No |  | Yes |  |  | 2024-06-14 | -0.22851 | 50.9771 | 50.9770509345758, -0.228510391901093 |  | Storage
Data not available | [5 empty] | Data not available | Lightrock Power | CROCKSTEAD FARM | EASTBOURNE ROAD |  | LEWES | EAST SUSSEX | BN8 6PT | England | 549351 | 117804 | Little Horsted SGT | - |  | 132 | South Eastern Power Networks (SPN) | Stored Energy (all stored energy irrespective of the original energy source) | Storage - Electrochemical (Batteries) | No |  |  | 99.9 | [12 empty] | Yes | Accepted to Connect | [6 empty] | 99.9 | 99.9 | 104.89 | 70 | 73.5 | 2022-10-05 | 2037-10-31 | No | No |  |  |  |  | 2024-04-15 | 0.44946 | 50.8865 | 50.8865230559173, 0.44945573524338 |  | Storage
Data not available | [5 empty] | Data not available | Ancleggan Limited | LAND AT HOOKERS FARM | TWINEHAM |  | HAYWARDS HEATH | WEST SUSSEX | RH17 5NN | England | 524462 | 121231 | Bolney SGT | - |  | 132 | South Eastern Power Networks (SPN) | Stored Energy (all stored energy irrespective of the original energy source) | Storage - Electrochemical (Batteries) | No |  |  | 99.9 | [12 empty] | No | Accepted to Connect | [6 empty] | 99.9 | 99.9 | 104.9 | 99.9 | 104.9 | 2022-08-24 | 2037-12-31 | No | No |  | Yes |  |  | 2024-04-15 | 0.74502 | 51.3672 | 51.3671697636855, 0.745022088481806 |  | Storage
Data not available | [5 empty] | Data not available | MAS 001 Limited | EASTLANDS FARM | THE STREAM | CATSFIELD | BATTLE | EAST SUSSEX | TN33 9BB | England | 572387 | 112528 | Ninfield SGT | - |  | 132 | South Eastern Power Networks (SPN) | Stored Energy (all stored energy irrespective of the original energy source) | Storage - Electrochemical (Batteries) | No |  |  | 240 | [12 empty] | No | Accepted to Connect | [6 empty] | 240 | 240 | 252 | 240 | 252 | 2022-10-05 | 2037-11-09 | No | No |  | No |  |  | 2024-07-12 | 0.486 | 51.1753 | 51.1753285670371, 0.48599516297378 | SPN-S000000009139 | Solar PV
Data not available | [5 empty] | Data not available | FPC Electric Land Ltd | BARGE WAY |  |  | SITTINGBOURNE | KENT | ME10 2FE | England | 591179 | 166699 | Kemsley SGT | - |  | 132 | South Eastern Power Networks (SPN) | Stored Energy (all stored energy irrespective of the original energy source) | Storage - Electrochemical (Batteries) | No |  |  | 120 | [12 empty] | Yes | Accepted to Connect | [6 empty] | 120 | 120 | 126 | 120 | 126 | 2022-01-05 | 2029-12-01 | No | No |  | Yes |  |  | 2024-07-12 | 0.4444 | 50.8722 | 50.8721936270365, 0.444397287486138 |  | Solar PV
Data not available | [5 empty] | Data not available | Ilos New Energy | PATTENDEN LANE SOLAR FARM | MEADES CLOSE | MARDEN | TONBRIDGE | KENT | TN12 9QG | England | 573873 | 144725 | Northfleet East | Pembury Grid 33kV |  | 33 | South Eastern Power Networks (SPN) | Solar | Photovoltaic | No |  |  | 11.34 | [12 empty] | No | Accepted to Connect | [6 empty] | 11.34 | 11.34 | 11.907 | 0.25 | 0.263 | 2023-01-19 | 2037-10-31 | No | No |  | Yes |  |  | 2024-02-14 | 0.28093 | 50.8301 | 50.8301115813601, 0.280926580543601 | SPN-S000000009940 | Storage
Data not available | [5 empty] | Data not available | AMBERSIDE POWER 2 LTD | EASTBOURNE SOLAR/BESS FARM |  |  | LEWES | EAST SUSSEX | BN8 6AY | England | 572084 | 110923 | Ninfield SGT | - | Ninfield 132kV | 132 | South Eastern Power Networks (SPN) | Solar | Photovoltaic | No |  |  | 75 | Stored Energy (all stored energy irrespective of the original energy source) | Storage - Electrochemical (Batteries) | No |  |  | 75 | [6 empty] | No | Accepted to Connect | [6 empty] | 75 | 75 | 78.75 | 25 | 26.25 | 2023-12-20 |  | No | No |  | Yes |  |  | 2024-04-15 | 0.53241 | 51.139 | 51.1390047498415, 0.532407695070974 | SPN-S000000009122 | Solar PV
Data not available | [5 empty] | Data not available | O&G GROUP LTD | LAND AT PRIESTHAWES FARM | LAND AT PRIESTHAWES FARM |  | POLEGATE | EAST SUSSEX | BN26 6QU | England | 560728 | 105876 | Ninfield SGT | Polegate Grid | Polegate Grid 33kV | 33 | South Eastern Power Networks (SPN) | Stored Energy (all stored energy irrespective of the original energy source) | Storage - Electrochemical (Batteries) | No |  |  | 8 | [12 empty] | Yes | Accepted to Connect | [6 empty] | 17 | 17 | 17.85 | 8 | 8.4 | 2021-09-14 | 2030-12-31 | No | No |  | Yes |  |  | 2024-04-15 | 1.2719 | 51.1622 | 51.1621975237874, 1.27192504445317 |  | Storage
Data not available | [5 empty] | Data not available | RENEWABLE CONNECTIONS SOLAR HOLDINGS LTD | MATHURST FARM SOLAR | MATHURST FARM SOLAR, GOUDHURST ROAD | TONBRIDGE | TONBRIDGE | KENT | TN12 0HQ | England | 577256 | 140797 | Ninfield SGT | Hartley Grid |  | 33 | South Eastern Power Networks (SPN) | Solar | Photovoltaic | No |  |  | 16 | [12 empty] | Yes | Accepted to Connect | [6 empty] | 16 | 16 | 16.8 | 0.16 | 0.168 | 2021-06-21 | 2029-03-31 | No | No |  | Yes |  |  | 2024-07-12 | 0.59626 | 51.42 | 51.4199916377711, 0.596258481951275 | SPN-S000000009925 | Biogas
Data not available | [5 empty] | Data not available | ELMYA ENERGY UK LTD | SINGLEDGE LANE | TEMPLE EWELL, SINGLEDGE LANE |  | DOVER | KENT | CT15 5AB | England | 628865 | 145417 | Sellindge SGT2 & 3 & Richborough SGT | - |  | 132 | South Eastern Power Networks (SPN) | Stored Energy (all stored energy irrespective of the original energy source) | Storage - Electrochemical (Batteries) | No |  |  | 71.43 | [12 empty] | Yes | Accepted to Connect | [6 empty] | 70 | 70 | 73.5 | 70 | 73.5 | 2023-03-17 | 2036-10-31 | No | No |  | No |  |  | 2024-04-15 | 0.0047927 | 51.209 | 51.2090193466215, 0.00479271497415608 | SPN-S000000009917 | Solar PV
Data not available | [5 empty] | Data not available | UNIPER TECHNOLOGIES LTD | KINGSNORTH POWER STATION | KINGSNORTH POWER STATION | HOO | ROCHESTER | KENT | ME3 9NQ | England | 580617 | 172195 | Kingsnorth SGT | - | Kingsnorth Grid 132kV | 132 | South Eastern Power Networks (SPN) | Waste | Steam turbine (thermal power plant) | No |  |  | 49.9 | [12 empty] | No | Accepted to Connect | [6 empty] | 49.9 | 49.9 | 52.39 | 5 | 5.25 | 2021-06-18 | 2024-12-31 | No | No |  | Yes |  |  | 2024-06-14 | 0.11747 | 51.3571 | 51.3571475608659, 0.117470384996143 | SPN-S000000009911 | Storage
Data not available | [5 empty] | Data not available | LIGHTSOURCE REWNEWABLE DEVELOPMENT LTD | TANDRIDGE 1, CROWHURST LANE | TANDRIDGE 1, CROWHURST LANE |  | OXTED | SURREY | RH7 6LT | England | 540137 | 147444 | Bolney SGT | Dormansland 132kV | Dormansland Grid 33kV | 33 | South Eastern Power Networks (SPN) | Solar | Photovoltaic | No |  |  | 20 | [12 empty] | Yes | Accepted to Connect | [6 empty] | 20 | 20 | 21 | 0.2 | 0.21 | 2023-03-07 | 2037-10-31 | No | No |  | Yes |  |  | 2024-04-15 | 0.02119 | 51.3127 | 51.3126967754371, 0.021190150161537 |  | Solar PV
Data not available | [5 empty] | Data not available | COURT ROAD ENERGY LTD | NE/SW SIDE OF COURT ROAD | COURT ROAD |  | CHELSFIELD | KENT | BR6 6ER | England | 547532 | 164136 | Northfleet East | Chelsfield Grid | Chelsfield Grid 132kV | 132 | South Eastern Power Networks (SPN) | Stored Energy (all stored energy irrespective of the original energy source) | Storage - Electrochemical (Batteries) | No |  |  | 65 | [12 empty] | Yes | Accepted to Connect | [6 empty] | 65 | 65 | 68.25 | 65 | 68.25 | 2024-02-02 |  | No | No |  | Yes |  |  | 2024-04-15 | -0.15775 | 51.1576 | 51.1576080322937, -0.157750741096161 |  | Solar PV
Data not available | [5 empty] | Data not available | ROADNIGHT TAYLOR LTD | LAND AT NORHEADS FARM | NORHEADS LANE |  | CUDHAM | KENT | TN16 3XH | England | 540965 | 159004 | Beddington 132kV Hurst 132kV | - |  | 33 | South Eastern Power Networks (SPN) | Solar | Photovoltaic | No |  |  | 16 | Stored Energy (all stored energy irrespective of the original energy source) | Storage - Electrochemical (Batteries) |  |  |  | 16 | [6 empty] | No | Accepted to Connect | [6 empty] | 16 | 16 | 16.8 | 4 | 4.2 | 2022-11-24 | 2025-09-30 | No | No |  | No |  |  | 2024-07-12 | -0.17952 | 51.1352 | 51.1352417157902, -0.179524460822792 |  | Storage
Data not available | [5 empty] | Data not available | LOW CARBON UK SOLAR INVESTMENT LTD | LINGFIELD SOLAR | CHURCH ROAD |  | HORNE | SURREY | RH6 0LA | England | 528927 | 141430 | Bolney SGT | - |  | 132 | South Eastern Power Networks (SPN) | Solar | Photovoltaic | No |  |  | 50.92 | Stored Energy (all stored energy irrespective of the original energy source) | Storage - Electrochemical (Batteries) |  |  |  | 50.92 | [6 empty] | Yes | Accepted to Connect | [6 empty] | 49.9 | 49.9 | 52.39 | 0.964 | 1.012 | 2023-11-28 |  | No | No |  | Yes |  |  | 2024-04-15 | -0.22639 | 50.9715 | 50.9714519490662, -0.22638749915308 |  | Storage
Data not available | [5 empty] | Data not available | EVOENERGY LTD | THE FLEMING CENTRE | FLEMING WAY |  | CRAWLEY | WEST SUSSEX | RH10 9NF | England | 527466 | 138905 | Bolney SGT | Three Bridges | Crawley Industrial West 11kV | 11 | South Eastern Power Networks (SPN) | Stored Energy (all stored energy irrespective of the original energy source) | Storage - Electrochemical (Batteries) | No |  |  | 1.2 | Solar | Photovoltaic | [10 empty] | Yes | Accepted to Connect | [6 empty] | 1.2 | 1.2 | 1.26 |  |  | 2023-02-02 |  | No | No |  | Yes |  |  | 2024-04-15 | 0.74714 | 51.3893 | 51.389272237847, 0.747135894318608 |  | Solar PV
Data not available | [5 empty] | Data not available | TWINEHAM ENERGY LTD | COOMBE FARM | BOB LANE |  | HAYWARDS HEATH | WEST SUSSEX | RH17 5NH | England | 524626 | 120612 | Bolney SGT | - |  | 132 | South Eastern Power Networks (SPN) | Stored Energy (all stored energy irrespective of the original energy source) | Storage - Electrochemical (Batteries) | No |  |  | 99.9 | [12 empty] | Yes | Accepted to Connect | [6 empty] | 99.9 | 99.9 | 104.89 | 99.9 | 104.89 | 2021-03-16 | 2029-01-31 | No | No |  | Yes |  |  | 2024-04-15 | 0.69231 | 51.3432 | 51.3432107908354, 0.692308377359032 | SPN-S000000009144 | Storage
Data not available | [5 empty] | Data not available | DNO CONSULTING LTD | LAND AT SHEPPEY WAY | BOBBING | KEMSLEY | SITTINGBOURNE | KENT | ME9 8SS | England | 591234 | 169162 | Kemsley SGT | - | Kemsley 132kV | 132 | South Eastern Power Networks (SPN) | Solar | Photovoltaic | No |  |  | 49.9 | Stored Energy (all stored energy irrespective of the original energy source) | Storage - Electrochemical (Batteries) |  |  |  | 49.9 | [6 empty] | Yes | Accepted to Connect | [6 empty] | 49.9 | 49.9 | 52.39 | 49.9 | 52.39 | 2022-03-08 | 2036-10-31 | No | No |  | Yes |  |  | 2025-01-15 | -0.37597 | 51.3058 | 51.3058301047181, -0.375974534076572 | SPN-S000000009128 | Solar PV
Data not available | [5 empty] | Data not available | CONRAD ENERGY DEVELOPMENTS LTD | LAND AT HOOKS HOLE | CHESTNUT STREET |  | SITTINGBOURNE | KENT | ME9 8DA | England | 587608 | 163899 | Kemsley SGT | Sittingbourne Grid | Sittingbourne Grid 33kV | 33 | South Eastern Power Networks (SPN) | Stored Energy (all stored energy irrespective of the original energy source) | Storage - Electrochemical (Batteries) | No |  |  | 37 | [12 empty] | No | Accepted to Connect | [6 empty] | 35.2 | 35.2 | 36.96 | 35.2 | 36.96 | 2023-08-03 | 2036-10-31 | No | No |  | Yes |  |  | 2024-04-15 | 0.17637 | 50.8624 | 50.8623642219796, 0.176373048519202 |  | Solar PV
Data not available | [5 empty] | Data not available | COBHAM ROAD SOUTH FARM LTD | SLYFIELD FARM | COBHAM ROAD |  | COBHAM | SURREY | KT11 3QH | England | 513303 | 157553 | West Weybridge SGT | Leatherhead 132kV | Leatherhead Grid 33kV | 33 | South Eastern Power Networks (SPN) | Solar | Photovoltaic | No |  |  | 49.9 | [12 empty] | No | Accepted to Connect | [6 empty] | 49.9 | 49.9 | 52.39 | 0.1 | 0.105 | 2022-08-26 | 2025-01-01 | No | No |  | No |  |  | 2024-06-14 | 0.44971 | 51.3287 | 51.328689090277, 0.449709571784077 | SPN-S000000008653
Data not available | [5 empty] | Data not available | SCOTTISH POWER RENEWABLES UK LTD | LOWER CLAVERHAM FARM | WICK STREET |  | POLEGATE | EAST SUSSEX | BN26 6TJ | England | 553260 | 109240 | Little Horsted SGT | Little Horsted 132kV | Little Horsted 132kV | 132 | South Eastern Power Networks (SPN) | Solar | Photovoltaic | No |  |  | 40 | [12 empty] | Yes | Accepted to Connect | [6 empty] | 40 | 40 | 42 | 0.19 | 0.199 | 2024-03-14 |  | No | No |  | No |  |  | 2024-04-15 | 0.6862 | 51.3029 | 51.3028875123242, 0.686202341627219 |  | Solar PV
Data not available | [5 empty] | Data not available | SMURFIT KAPPA | MILL STREET |  |  | SNODLAND | KENT | ME6 5AX | England | 570768 | 161692 | Kingsnorth SGT | Medway Grid | Townsend Hook 6.6kV | 6.6 | South Eastern Power Networks (SPN) | Fossil - Coal gas | Data not available | No |  |  | 6.5 | [12 empty] | Yes | Accepted to Connect | [6 empty] | 6.5 | 6.5 | 6.825 |  |  | 2024-03-08 | 2024-12-31 | No | No |  | No |  |  | 2024-04-15 | 1.2853 | 51.3556 | 51.3556486155005, 1.2852551422547 | SPN-S000000009375 | Fossil fuel
Data not available | [5 empty] | Data not available | IIOS NEW ENERGY UK LTD | SWANTON STREET |  |  | SITINGBOURNE | KENT | ME9 8AR | England | 587347 | 159400 | Canterbury North | - |  | 132 | South Eastern Power Networks (SPN) | Solar | Photovoltaic | No |  |  | 49.9 | [12 empty] | No | Accepted to Connect | [6 empty] | 49.9 | 49.9 | 50.92 | 0.3 | 0.315 | 2024-04-30 |  | No | No |  | Yes |  |  | 2024-05-15 | 0.45416 | 50.8802 | 50.8802273133377, 0.454158251904805 |  | Storage
Data not available | [5 empty] | Data not available | G99 PROFESSIONAL SERVICES | THANET EARTH PLOTS 9,10&11 | BARROW MAN ROAD |  | BIRCHINGTON | KENT | CT7 0AX | England | 628834 | 166965 | Sellindge SGT2 & 3 & Richborough SGT | Monkton Grid 132KV | Monkton Grid 11KV | 11 | South Eastern Power Networks (SPN) | Fossil - Gas | Engine (combustion / reciprocating) | No |  |  | 8.1 | [12 empty] | No | Accepted to Connect | [6 empty] | 8.1 | 8.1 | 8.505 |  |  | 2024-04-12 |  | No | No |  | Yes |  |  | 2024-05-15 | 1.3487 | 51.3102 | 51.3101795069974, 1.34869713719805 |  | Storage
Data not available | [5 empty] | Data not available | ARLINGTON ENERGY | POTMANS LANE |  |  | BATTLE | EAST SUSSEX | TN33 9BL | England | 572741 | 111839 | Ninfield SGT | - |  | 132 | South Eastern Power Networks (SPN) | Stored Energy (all stored energy irrespective of the original energy source) | Storage - Electrochemical (Batteries) | No |  |  | 49.9 | [12 empty] | Yes | Accepted to Connect | [6 empty] | 49 | 49.9 | 52.6 | 49.9 | 52.6 | 2024-12-31 |  | No | No |  | Yes |  |  | 2024-06-14 | 1.3735 | 51.3454 | 51.3454372127973, 1.3735458932236 | SPN-S000000009157 | Solar PV
Data not available | [5 empty] | Data not available | Tupa Solar 1 Limited | RICHBOROUGH ENERGY PARK | RAMSGATE ROAD |  | SANDWICH | KENT | CT13 9NL | England | 633481 | 162110 | Sellindge SGT2 & 3 & Richborough SGT | - | Richborough 132kV | 132 | South Eastern Power Networks (SPN) | Stored Energy (all stored energy irrespective of the original energy source) | Storage - Electrochemical (Batteries) | No |  |  | 49.9 | [12 empty] | No | Accepted to Connect | [6 empty] | 49.9 | 49.9 | 52.6 | 0.5 | 0.52 | 2022-06-14 | 2031-10-31 | No | No |  | Yes |  |  | 2024-04-15 | -0.2302 | 50.9769 | 50.9768786664686, -0.230197868398994 |  | Storage
Data not available | [5 empty] | Data not available | Industrial Services Ltd | Land on the West side of Haine Road | Haine Road |  | Ramsgate | Kent | CT12 5GL | England | 635032 | 166109 | Sellindge SGT2 & 3 & Richborough SGT | Richborough Grid |  | 33 | South Eastern Power Networks (SPN) | Solar | Photovoltaic | No |  |  | 20 | [12 empty] | Yes | Accepted to Connect | [6 empty] | 20 | 20 | 21 | 0.2 | 0.21 | 2024-07-19 |  | No | No |  | Yes |  |  | 2024-08-14 | 1.3476 | 51.3193 | 51.319297303701, 1.34755296185106 | SPN-S000000009157 | Storage
Data not available | [5 empty] | Data not available | Ancleggan Limited | LAND AT HOOKERS FARM | LAND AT HOOKERS FARM | TWINEHAM | HAYWARDS HEATH | WEST SUSSEX | BN5 9AZ | England | 524344 | 121209 | Bolney SGT | - |  | 132 | South Eastern Power Networks (SPN) | Stored Energy (all stored energy irrespective of the original energy source) | Storage - Electrochemical (Batteries) | No |  |  | 263 | [12 empty] | No | Accepted to Connect | [6 empty] | 263 | 263 | 276 | 263 | 276 | 2022-02-08 | 2031-10-31 | No | No |  | No |  |  | 2024-07-12 | 1.0485 | 51.2477 | 51.2476610267586, 1.04850954999427 |  | Solar PV
Data not available | [5 empty] | Data not available | Grenergy Renewables UK Limited | Ebbsfleet Farm Cottages | Ebbsfleet lane |  | Ramsgate | Kent | CT12 5DL | England | 633355 | 163120 | Sellindge SGT2 & 3 & Richborough SGT | Richborough Grid |  | 33 | South Eastern Power Networks (SPN) | Stored Energy (all stored energy irrespective of the original energy source) | Storage - Electrochemical (Batteries) | No |  |  | 49.9 | [12 empty] | Yes | Accepted to Connect | [6 empty] | 49.9 | 49.9 | 50.91 | 49.9 | 50.91 | 2024-08-15 |  | No | No |  | Yes |  |  | 2024-09-13 | 1.2792 | 51.3384 | 51.3384141200298, 1.279167928208 |  | Solar PV
Data not available | [5 empty] | Data not available | Amberside Power 2 Ltd | New House Lane |  |  | Canterbury | Kent | CT4 7BN | England | 612853 | 154247 | Canterbury North | - |  | 132 | South Eastern Power Networks (SPN) | Solar | Photovoltaic | Yes |  |  | 40 | Stored Energy (all stored energy irrespective of the original energy source) | Storage - Electrochemical (Batteries) | [10 empty] | Yes | Accepted to Connect | [6 empty] | 40 | 40 | 41.23 | 33 | 34.02 | 2024-09-05 |  | No | No |  | Yes |  |  | 2024-10-14 | -0.22296 | 51.167 | 51.1669803677063, -0.222959706196206 | SPN-S000000009945 | Solar PV
Data not available | [5 empty] | Data not available | Rdge Clean Energy | The Street |  |  | Ramsgate | Kent | CT12 4JH | England | 628496 | 165030 | Richborough | - |  | 132 | South Eastern Power Networks (SPN) | Solar | Photovoltaic | No |  |  | 99.9 | Stored Energy (all stored energy irrespective of the original energy source) | Storage - Other |  |  |  |  | Wind | Onshore wind turbines |  |  |  |  | Yes | Accepted to Connect | [6 empty] | 99.9 | 99.9 | 101.93 | 99.9 | 101.03 | 2024-12-27 |  | No | No |  | Yes |  |  | 2025-01-15 | -0.35276 | 50.9487 | 50.9487065543287, -0.352761290699665 |  | Storage
Data not available | [5 empty] | Data not available | Fuse Renewables Ltd | Charlwood Place | Charlwood | Norwood Hill Road | Horley | Surrey | RH6 0EB | England | 524342 | 142360 | Bolney | Smallfield Grid |  | 132 | South Eastern Power Networks (SPN) | Solar | Photovoltaic | No |  |  | 49.9 | [12 empty] | Yes | Accepted to Connect | [6 empty] | 49.9 | 49.9 | 50.9 | 0.2 | 0.21 | 2024-12-30 |  | No | No |  | Yes |  |  | 2025-01-15 | -0.37238 | 50.9161 | 50.91606694024, -0.372379677410725 | SPN-S000000008308 | Storage
Data not available | [5 empty] | Data not available | Boom Developments Ltd | Pothill Farm | Honeybridge Lane |  | Horsham | West Sussex | RH13 8NX | England | 515810 | 117877 | Bolney | - |  | 33 | South Eastern Power Networks (SPN) | Stored Energy (all stored energy irrespective of the original energy source) | Storage - Electrochemical (Batteries) | No |  |  | 5 | Solar | Photovoltaic | [10 empty] | Yes | Accepted to Connect | [6 empty] | 5 | 5 | 5.1 | 5 | 5.1 | 2025-02-20 |  | No | No |  | Yes |  |  | 2025-02-14 | 1.0984 | 52.1039 | 52.1039481491474, 1.09844930367771 | EPN-S0000000D1018 | Biogas
Data not available | [5 empty] | Data not available | Spithandle Lane Generation Hub Ltd | Adj Spithandle Lane |  |  | STEYNING | West Sussex | BN44 3DS | England | 514512 | 114217 | Bolney | Steyning Grid | Ashington | 11 | South Eastern Power Networks (SPN) | Stored Energy (all stored energy irrespective of the original energy source) | Storage - Electrochemical (Batteries) | No |  |  | 5 | Solar | Photovoltaic | [10 empty] | Yes | Accepted to Connect | [6 empty] | 5 | 5 | 5.1 | 5 | 1 | 2025-02-24 |  | No | No |  | Yes |  |  | 2025-02-14 | 1.393 | 52.8042 | 52.8042313539648, 1.39296861947493 | EPN-S0000000H5011 | Solar PV
1050000628018 | [6 empty] | SITA UK | SUFFOLK EFW | BRAMFORD RD |  | GT BLAKENHAM | Suffolk | IP60 LE | England | 612295 | 249597 | Bramford | Stowmarket Grid 33kV |  | 33 | Eastern Power Networks (EPN) | Waste | Steam-gas turbine (CCGT) |  |  |  | 25.45 | [12 empty] | No | Connected | 25.45 | 25.45 | 26.789 | 3.6 | 3.789 | 2014-03-17 | [13 empty] | 2020-11-13 | 1.6503 | 52.344 | 52.3439504613943, 1.65034856197974 | EPN-S0000000D5053 | Solar PV
1030077948383 | [6 empty] | REN POWER INVESTMENTS UK LIMITED | PV SOLAR (CARLTON FARM) | Yarmouth Road |  | North Walsham | Norfolk | NR28 9NA | England | 628800 | 328360 | Norwich Main | Thorpe Grid 33kV | North Walsham Primary 11kV | 11 | Eastern Power Networks (EPN) | Solar | Photovoltaic |  |  |  | 5.5 | [12 empty] | No | Connected | 5.5 | 5.5 | 5.789 |  |  | 2011-09-29 | [13 empty] | 2020-11-13 | -0.24351 | 51.7707 | 51.770693401011, -0.243510211705378 | EPN-S0000000H8104 | Fossil fuel
1050000612807 | [6 empty] | AEE Renewables plc | REYDON FARM | Quay Lane |  | Wavenley | Suffolk | IP18 6SG | England | 648735 | 278037 | Bramford | Halesworth Grid 33kV |  | 33 | Eastern Power Networks (EPN) | Solar | Photovoltaic |  |  |  | 4 | [12 empty] | No | Connected | 4 | 4 | 4.211 | 0.025 | 0.026 | 2014-04-11 | [13 empty] | 2020-11-13 | -0.0050139 | 52.5207 | 52.5207430206513, -0.00501385979775543 | EPN-S0000000H6053 | Fossil fuel
1700000000000 |  |  |  |  | Hydro | 1700000000000 | BADACHRO HYDRO LIMITED | BADACHRO HYDRO | DATA NOT AVAILABLE | CAMMASSIE WOOD | STRATHCARRON | ROSS-SHIRE | IV21 2AN | SCOTLAND | 180338 | 872669 | GRUDIE BRIDGE | DATA NOT APPLICABLE | KERRY FALLS | 11 | SCOTTISH HYDRO ELECTRIC POWER DISTRIBUTION PLC | HYDRO (TO BE CONFIRMED) | HYDRO POWER SYSTEM | NO | DATA NOT AVAILABLE | DATA NOT AVAILABLE | 1.425 | DATA NOT AVAILABLE | DATA NOT AVAILABLE | DATA NOT AVAILABLE | DATA NOT AVAILABLE | DATA NOT AVAILABLE | DATA NOT AVAILABLE | DATA NOT AVAILABLE | DATA NOT AVAILABLE | DATA NOT AVAILABLE | DATA NOT AVAILABLE | DATA NOT AVAILABLE | DATA NOT AVAILABLE | YES | CONNECTED | 1.425 | 1.425 | 1.5 | 0.048 | 0.05 | 42613 | DATA NOT AVAILABLE | DATA NOT AVAILABLE | DATA NOT AVAILABLE | DATA NOT AVAILABLE | DATA NOT AVAILABLE | DATA NOT AVAILABLE | DATA NOT AVAILABLE | Y | DATA NOT AVAILABLE | DATA NOT AVAILABLE | DATA NOT AVAILABLE | DATA NOT AVAILABLE | DATA NOT AVAILABLE | 44245
2394000138583 |  |  |  | Unit 1a Huxter Dr, New Rossington, Loversall, Doncaster DN11 0GS | Cant find inustrial centre | 2380002530996 | Balby Carr Bank, J3 Industrial Park, Mallard Way | Balby Carr Bank, J3 Industrial Park, Mallard Way Removed | Mallard Way | Balby Carr Bank | J3 Industrial Park | South Yorkshire | DN4 8DE | England | 457849 | 401122 | West Melton / Thorpe Marsh | Mallard Way | Balby Carr Generation | 33 | Northern Powergrid (Yorkshire) plc | Fossil - Gas | Steam-gas turbine (CCGT) | No | Data Not Applicable | Data Not Applicable | 30 | Data Not Available | Data Not Available | Data Not Available | Data Not Available | Data Not Available | Data Not Available | Data Not Available | Data Not Available | Data Not Available | Data Not Available | Data Not Available | Data Not Available | No | Connected | 30 | 30 | 31.579 | Data Not Available | Data Not Available | 2018-06-01 00:00:00 | Data Not Applicable | Data Not Applicable | 31.579 | Data Not Applicable | Data Not Applicable | 2017-01-01 00:00:00 | Data Not Available | Data Not Available | Data Not Available | Data Not Available | Data Not Available | Data Not Available | Data Not Available | 2025-02-28 | 53.50361782709148, -1.1293045813550275 | 2017-01-01 | 2018-06-01 | Doncaster
1050000841971 | [6 empty] | Savills | SCOTTOW ESTATE SOLAR FARM |  |  | Norwich | Norfolk | NR12 8EY | England | 627664 | 321656 | Norwich Main | Thorpe Grid 33kV |  | 33 | Eastern Power Networks (EPN) | Solar | Photovoltaic |  |  |  | 6.9 | [12 empty] | No | Connected | 6.9 | 6.9 | 7.263 |  |  | 2015-03-30 | [13 empty] | 2021-12-14 | 1.0321 | 52.6011 | 52.6010736434847, 1.03207081657714 | EPN-S0000000D5076 | Solar PV
1050000567492 | [6 empty] | Solar Power Generation Ltd | EGMERE ARFIELD | BUNKERS HILL |  | Walsingham | Norfolk | NR22 6AZ | England | 590491 | 338157 | Walpole | Hempton Grid 33kV |  | 33 | Eastern Power Networks (EPN) | Solar | Photovoltaic |  |  |  | 20.67 | [12 empty] | No | Connected | 20.67 | 20.67 | 21.758 |  |  | 2014-02-25 | [13 empty] | 2020-11-13 | 1.1258 | 52.366 | 52.3660218218867, 1.12575890068678 | EPN-S0000000D1014 | Wind
1050000521735 | [6 empty] | Solarcentury | HARDINGHAM FARM | HARDINGHAM FARM | HARDINGHAM | Norwich | Norfolk | NR9 4EG | England | 605432 | 304682 | Norwich Main | Earlham Grid 33kV |  | 33 | Eastern Power Networks (EPN) | Solar | Photovoltaic |  |  |  | 14.52 | [12 empty] | No | Connected | 14.52 | 14.52 | 15.284 |  |  | 2013-12-06 | [13 empty] | 2020-11-13 | 1.4734 | 52.3522 | 52.3522317073686, 1.47339979669962 | EPN-S0000000D5053 | Solar PV
1030085020190 | [6 empty] | The Natural Power Consultants Ltd | TEMPORIS WF EYE AIRFIELD |  |  | Eye | Cambs | IP23 8BW | England | 612907 | 278817 | Bramford | Diss Grid 33kV |  | 33 | Eastern Power Networks (EPN) | Wind onshore | Onshore wind turbines |  |  |  | 6.8 | [12 empty] | No | Connected | 6.8 | 6.8 | 7.158 | 0.1 | 0.105 | 2013-10-17 | [13 empty] | 2020-11-13 | 0.61954 | 52.6729 | 52.6728598085349, 0.619536623858046 | EPN-S0000000D6042 | Solar PV
1030083806256 | [6 empty] | Solar Century Holdings Ltd | CHEDISTON HALL | HALESWORTH |  | Bramford | Suffolk | IP19 0AD | England | 636642 | 278364 | Bramford | Halesworth Grid 33kV |  | 33 | Eastern Power Networks (EPN) | Solar | Photovoltaic |  |  |  | 12.48 | [12 empty] | No | Connected | 12.48 | 12.48 | 13.137 | 0.1 | 0.105 | 2013-03-28 | [13 empty] | 2020-11-13 | 0.90938 | 52.4305 | 52.4304821729, 0.909378509654375 | EPN-S0000000D1014 | Solar PV
1030083805795 | [6 empty] | Solarcentury | FOUNTAINE | NARFORD |  | Walpole | Norfolk | PE32 1JA | England | 577210 | 311570 | Walpole | Swaffham Grid 33kV |  | 33 | Eastern Power Networks (EPN) | Solar | Photovoltaic |  |  |  | 9.52 | [12 empty] | No | Connected | 9.52 | 9.52 | 10.021 |  |  | 2013-05-21 | [13 empty] | 2020-11-13 | 0.22106 | 52.3144 | 52.3144092809085, 0.221055199284737 | EPN-S0000000H4020 | Solar PV
1050000823467 | [6 empty] | Redacted | KENNINGHALL FARM | NORTH LOPHAM RD |  | Norwich | Norfolk | NR16 2DU | England | 597890 | 285370 | Bramford | Diss Grid 33kV |  | 33 | Eastern Power Networks (EPN) | Solar | Photovoltaic |  |  |  | 12 | [12 empty] | No | Connected | 12 | 12 | 12.632 | 0.1 | 0.105 | 2015-03-30 | [13 empty] | 2021-06-14 | 0.37708 | 52.321 | 52.3210290393546, 0.377080611692176 | EPN-S0000000H4049 | Solar PV
1030083944480 | [6 empty] | Forenergy Ltd | RADICAL FARM SOLAR PHS 2 | CHITTERING |  | Burwell | Cambs | CB6 3FT | England | 551498 | 270800 | Burwell | Histon Grid 33kV | Landbeach Primary 11kV | 11 | Eastern Power Networks (EPN) | Solar | Photovoltaic |  |  |  | 5 | [12 empty] | No | Connected | 5 | 5 | 5.263 |  |  | 2013-10-14 | [13 empty] | 2020-11-13 | 1.1867 | 52.9133 | 52.9132772131357, 1.18667984383441 | EPN-S0000000D5023 | Solar PV
1050000458205 | [6 empty] | Prosolia UK Ltd | ROOKERY FARM | KIMBOLTON ROAD |  | HUNTINGDON | CAMBS | PE28 0TR | England | 562108 | 271874 | Eaton Socon | Little Barford 33kV | Kimbolton Primary 11kV | 33 | Eastern Power Networks (EPN) | Solar | Photovoltaic |  |  |  | 5 | [12 empty] | No | Connected | 5 | 5 | 5.263 |  |  | 2013-09-29 | [13 empty] | 2020-11-13 | 0.3891 | 52.771 | 52.7709742910551, 0.389100856289588 | EPN-S0000000H6002 | Wind
1050000563595 | [6 empty] | TGC Renewables | EAST BECKHAM HALL | HOLT |  | NORFOLK | Norfolk | NR25 6NY | England | 614361 | 339849 | Norwich Main | Sall Grid 33kV |  | 33 | Eastern Power Networks (EPN) | Solar | Photovoltaic |  |  |  | 9.54 | [12 empty] | No | Connected | 9.54 | 9.54 | 10.042 |  |  | 2014-03-26 | [13 empty] | 2024-02-14 | 1.588 | 52.4358 | 52.4357533784108, 1.58803395120988 | EPN-S0000000D5089 | Solar PV
1030081092484 | [6 empty] | PIL Membranes Ltd | ESTUARY ROAD | ESTUARY ROAD |  | KINGS LYNN | Norfolk | PE30 2HS | England | 561270 | 321940 | Walpole | Kings Lynn Grid 33kV | Austin Street Primary 11kV | 11 | Eastern Power Networks (EPN) | Wind onshore | Onshore wind turbines |  |  |  | 1.5 | [12 empty] | No | Connected | 1.5 | 1.5 | 1.579 |  |  | 2013-11-13 | [13 empty] | 2021-01-15 | 1.308 | 52.8998 | 52.8997763450907, 1.30804431676226 | EPN-S0000000D5023 | Solar PV
1050000612870 | [6 empty] | NEXTPOWER ELLOUGH LLP | ELLOUGH AIRFIELD | Benacre Road |  | Beccles | Suffolk | NR34 7UH | England | 643985 | 288031 | Bramford | Ilketshall Grid 33kV |  | 33 | Eastern Power Networks (EPN) | Solar | Photovoltaic |  |  |  | 23 | [12 empty] | No | Connected | 23 | 23 | 24.211 | 0.1 | 0.105 | 2014-03-28 | [13 empty] | 2020-12-14 | 0.9509 | 52.4771 | 52.4771338806386, 0.950897219267209 | EPN-S0000000H1064 | Solar PV
1050000599893 | [6 empty] | LUMICITY 1 LIMITED | NORTH NORFOLK SOLAR(BUSINESS PARK) | 2a Crossdale Street |  | Cromer | Norfolk | NR27 9LB | England | 622588 | 338717 | Norwich Main | Sall Grid 33kV |  | 33 | Eastern Power Networks (EPN) | Solar | Photovoltaic |  |  |  | 10 | [12 empty] | No | Connected | 10 | 10 | 10.526 |  |  | 2014-01-29 | [13 empty] | 2024-11-14 | 0.35085 | 52.4592 | 52.4592219077133, 0.350853704488774 | EPN-S0000000H4042 | Biogas
Data not available | [6 empty] | PV Farms | WYATT FM | WYATT FM | SNETTERTON | Norwich | Norfolk | NR16 2JZ | England | 600500 | 290672 | Bramford | Diss Grid 33kV | Kenninghall Primary 11kV | 11 | Eastern Power Networks (EPN) | Solar | Photovoltaic |  |  |  | 1 | [12 empty] | No | Connected | 1 | 1 | 1.053 | 0.05 | 0.053 | 2015-12-23 | [13 empty] | 2020-11-13 | -0.2363 | 52.4194 | 52.4194094274227, -0.236298156059351 | EPN-S0000000D4068 | Solar PV
1700000000000 | Meave | Parkinson | Balcas |  | meave.parkinson@balcas.com | 1700000000000 | BALCAS TIMBER LTD | DATA NOT AVAILABLE | BIOMASS GENERATOR | CROMARTY FIRTH INDUSTRIAL PARK | INVERGORDON | ROSS-SHIRE | IV18 0LE | SCOTLAND | 272097 | 870463 | ALNESS | DATA NOT APPLICABLE | INVERGORDON | 11 | SCOTTISH HYDRO ELECTRIC POWER DISTRIBUTION PLC | BIOMASS | ENGINE (COMBUSTION / RECIPROCATING) | NO | DATA NOT AVAILABLE | DATA NOT AVAILABLE | 7.002 | DATA NOT AVAILABLE | DATA NOT AVAILABLE | DATA NOT AVAILABLE | DATA NOT AVAILABLE | DATA NOT AVAILABLE | DATA NOT AVAILABLE | DATA NOT AVAILABLE | DATA NOT AVAILABLE | DATA NOT AVAILABLE | DATA NOT AVAILABLE | DATA NOT AVAILABLE | DATA NOT AVAILABLE | NO | CONNECTED | 7.002 | 7.002 | 7.37 | DATA NOT AVAILABLE | DATA NOT AVAILABLE | DATA NOT AVAILABLE | DATA NOT AVAILABLE | DATA NOT AVAILABLE | DATA NOT AVAILABLE | DATA NOT AVAILABLE | DATA NOT AVAILABLE | DATA NOT AVAILABLE | DATA NOT AVAILABLE | N | DATA NOT AVAILABLE | DATA NOT AVAILABLE | DATA NOT AVAILABLE | DATA NOT AVAILABLE | DATA NOT AVAILABLE | 44105
1050000612950 | [6 empty] | Sun & Alternative Technology Ltd | DOUBLE BANK LANE |  |  | HUNTINGDON | Cambs | PE28 5YL | England | 520040 | 281620 | Eaton Socon | Huntingdon Grid 33kV |  | 33 | Eastern Power Networks (EPN) | Solar | Photovoltaic |  |  |  | 9 | [12 empty] | No | Connected | 9 | 9 | 9.474 | 0.05 | 0.053 | 2014-03-17 | [13 empty] | 2021-06-14 | 0.67993 | 52.8566 | 52.856558549845, 0.67992511359812 | EPN-S0000000D6045 | Wind
1050000628170 | [6 empty] | Switch 2 Renewable | EUSTON ESTATE | HONINGTON |  | Bramford | Suffolk | IP24 2QP | England | 589670 | 278187 | Bramford | Thetford Grid 33kV |  | 33 | Eastern Power Networks (EPN) | Solar | Photovoltaic |  |  |  | 12 | [12 empty] | No | Connected | 12 | 12 | 12.632 | 0.5 | 0.526 | 2014-03-29 | [13 empty] | 2020-11-13 | 0.4983 | 52.318 | 52.317951145447, 0.498295701610669 | EPN-S0000000D1012 | Solar PV
1050000948031 | [6 empty] | E.ON Climate & Renewable UK Developmets Ltd | CHIPLOW WIND FARM | Bagthorpe |  | Kings Lynn | Norfolk | PE31 8SR | England | 580531 | 332149 | Walpole | Hempton Grid 33kV |  | 33 | Eastern Power Networks (EPN) | Wind onshore | Onshore wind turbines |  |  |  | 12.5 | [12 empty] | No | Connected | 12.5 | 12.5 | 13.158 |  |  | 2016-01-06 | [13 empty] | 2020-11-13 | 0.39642 | 52.5937 | 52.59368953238, 0.396422597679205 | EPN-S0000000H6015 | Solar PV
1050000579327 | [6 empty] | Switch 2 Renewable | BAY FARM |  |  | BURY ST EDMUNDS | Suffolk | IP28 6BS | England | 570380 | 271810 | Bramford | Bury Grid 33kV |  | 33 | Eastern Power Networks (EPN) | Solar | Photovoltaic |  |  |  | 8 | [12 empty] | No | Connected | 8 | 8 | 8.421 | 0.1 | 0.105 | 2014-03-08 | [13 empty] | 2020-11-13 | 0.51921 | 52.1395 | 52.1395091762513, 0.519205374936204 | EPN-S0000000D1011 | Solar PV
1050000722174 | [6 empty] | Lightsource Ltd | RYSTON HALL FARM |  |  | Walpole | Norfolk | PE38 0AA | England | 562420 | 302240 | Walpole | Kings Lynn South Grid 33kV | Downham Market Primary 11kV | 11 | Eastern Power Networks (EPN) | Solar | Photovoltaic |  |  |  | 4 | [12 empty] | No | Connected | 4 | 4 | 4.211 |  |  | 2015-05-18 | [13 empty] | 2020-11-13 | 0.99464 | 51.9108 | 51.9107688169762, 0.994644576615978 | EPN-S0000000D3048 | Solar PV
1030085039971 | [6 empty] | Harlaxton Engineering Services | STRADISHALL SOLAR FARM | STRADISHALL AIRFIELD |  | Pelham | Suffolk | CB8 9YD | England | 572495 | 252016 | Pelham | Belchamp Grid 33kV |  | 33 | Eastern Power Networks (EPN) | Solar | Photovoltaic |  |  |  | 24 | [12 empty] | No | Connected | 24 | 24 | 25.263 |  |  | 2013-12-10 | [13 empty] | 2020-11-13 | 0.71858 | 52.3094 | 52.3094424099871, 0.718575141229306 | EPN-S0000000D1056 | Solar PV
1050001061602 | [6 empty] | Solarfields Ltd | ARDLEIGH SOLAR FARM | OFF PARK ROAD |  | ARDLEIGH | ESSEX | CO7 7SS | England | 606073 | 227819 | Bramford | Lawford Grid 33kV |  | 33 | Eastern Power Networks (EPN) | Solar | Photovoltaic |  |  |  | 20 | [12 empty] | No | Connected | 20 | 20 | 21.053 |  |  | 2016-03-24 | [13 empty] | 2020-11-13 | -0.021544 | 52.0021 | 52.002122450901, -0.0215437420632278 | EPN-S0000000D8169 | Solar PV
Data not available | [6 empty] | Solarfields Ltd | INGHAM SOLAR FARM | SUFFOLK |  | Bury St Edmunds | Suffolk | IP31 1NQ | England | 585427 | 271405 | Bramford | Thetford Grid 33kV |  | 33 | Eastern Power Networks (EPN) | Solar | Photovoltaic |  |  |  | 20 | [12 empty] | No | Connected | 20 | 20 | 21.053 | 0.05 | 0.053 | 2022-08-02 | [13 empty] | 2022-09-14 | 0.50364 | 51.8576 | 51.8575937987112, 0.503640288876017 | EPN-S0000000D3015 | Solar PV
1050000650680 | [6 empty] | Energy and System Technical Ltd | WISBRIDGE FARM | REED |  | Wymondley | Herts | SG8 8BU | England | 535910 | 235590 | Wymondley | Stevenage Grid 33kV |  | 33 | Eastern Power Networks (EPN) | Solar | Photovoltaic |  |  |  | 8 | [12 empty] | No | Connected | 8 | 8 | 8.421 |  |  | 2014-09-01 | [13 empty] | 2020-11-13 | 1.1221 | 51.9195 | 51.9194523097668, 1.12209851393103 | EPN-S0000000D3048 | Solar PV
1050000581441 | [6 empty] | Lightsource Ltd | DRAPPERS FARM | MILCH LN |  | Braintree | Essex | CM3 1QG | England | 572510 | 220630 | Braintree | Braintree Local 33kV |  | 33 | Eastern Power Networks (EPN) | Solar | Photovoltaic |  |  |  | 5 | [12 empty] | No | Connected | 5 | 5 | 5.263 |  |  | 2014-04-04 | [13 empty] | 2020-11-13 | 0.93235 | 51.9352 | 51.9351911358986, 0.932354354766559 | EPN-S0000000D3048 | Solar PV
1050000609380 | [6 empty] | VOGT Solar | DAIRY HSE FARM | BRADFIELD |  | Bramford | Essex | CO11 2SR | England | 614796 | 229153 | Bramford | Lawford Grid 33kV |  | 33 | Eastern Power Networks (EPN) | Solar | Photovoltaic |  |  |  | 15 | [12 empty] | No | Connected | 15 | 15 | 15.789 |  |  | 2014-03-28 | [13 empty] | 2020-11-13 | 0.20816 | 52.32 | 52.3200462368274, 0.208160518149546 | EPN-S0000000D4009 | Solar PV
1050000774289 | [6 empty] | Push Energy | LANGHAM / BOXTED AIRFIELD | LANGHAM / BOXTED AIRFIELD | LANGHAM | COLCHESTER | ESSEX | CO4 5HY | England | 601680 | 230360 | Bramford | Lawford Grid 33kV |  | 33 | Eastern Power Networks (EPN) | Solar | Photovoltaic |  |  |  | 16.2 | [12 empty] | No | Connected | 16.2 | 16.2 | 17.053 |  |  | 2014-11-04 | [13 empty] | 2020-11-13 | -0.11167 | 51.6964 | 51.6964416314282, -0.111669749612972 | EPN-S0000000H7112 | Biogas
1050000774224 | [6 empty] | Fenland Farming | NORTH FEN SOLAR FARM | GREEN END |  | STOWBRIDGE FARM | Cambs | CB6 3LF | England | 550600 | 271400 | Burwell | Histon Grid 33kV |  | 33 | Eastern Power Networks (EPN) | Solar | Photovoltaic |  |  |  | 24.8 | [12 empty] | No | Connected | 24.8 | 24.8 | 26.105 |  |  | 2015-10-01 | [13 empty] | 2020-11-13 | 0.39889 | 51.9386 | 51.9386435847184, 0.398885568157644 | EPN-S0000000D3051 | Solar PV
1700000000000 | [5 empty] | 1700000000000 | BALMORAL ESTATES FAO RICHARD GLEDSON | DATA NOT AVAILABLE | DATA NOT AVAILABLE | DATA NOT AVAILABLE | BALLATER | ABERDEENSHIRE | AB35 5SU | SCOTLAND | 333551 | 789718 | TARLAND | DATA NOT APPLICABLE | BALLATER | 11 | SCOTTISH HYDRO ELECTRIC POWER DISTRIBUTION PLC | HYDRO (TO BE CONFIRMED) | HYDRO POWER SYSTEM | NO | DATA NOT AVAILABLE | DATA NOT AVAILABLE | 1.9 | DATA NOT AVAILABLE | DATA NOT AVAILABLE | DATA NOT AVAILABLE | DATA NOT AVAILABLE | DATA NOT AVAILABLE | DATA NOT AVAILABLE | DATA NOT AVAILABLE | DATA NOT AVAILABLE | DATA NOT AVAILABLE | DATA NOT AVAILABLE | DATA NOT AVAILABLE | DATA NOT AVAILABLE | NO | CONNECTED | 1.9 | 1.9 | 2 | 0.095 | 0.1 | 43900 | DATA NOT AVAILABLE | DATA NOT AVAILABLE | DATA NOT AVAILABLE | DATA NOT AVAILABLE | DATA NOT AVAILABLE | DATA NOT AVAILABLE | DATA NOT AVAILABLE | N | DATA NOT AVAILABLE | DATA NOT AVAILABLE | DATA NOT AVAILABLE | DATA NOT AVAILABLE | DATA NOT AVAILABLE | 44137
1050000759722 | [6 empty] | Push Energy | THE HYDES ESTATE SOLAR PV | LITTLE BARFIELD |  | Braintree | Essex | CM7 4TY | England | 565000 | 229400 | Pelham | Thaxted Grid 33kV |  | 33 | Eastern Power Networks (EPN) | Solar | Photovoltaic |  |  |  | 9 | [12 empty] | No | Connected | 9 | 9 | 9.474 |  |  | 2014-12-18 | [13 empty] | 2020-11-13 | -0.057241 | 52.0559 | 52.0558588428085, -0.0572406179684115 | EPN-S0000000D4071 | Solar PV
1050000834228 | [6 empty] | Energi Installations | HALL FARM | TASBURGH |  | Norwich | Norfolk | NR15 1NA | England | 619452 | 295447 | Norwich Main | Earlham Grid 33kV |  | 33 | Eastern Power Networks (EPN) | Solar | Photovoltaic |  |  |  | 12.3 | [12 empty] | No | Connected | 12.3 | 12.3 | 12.947 |  |  | 2015-11-12 | [13 empty] | 2020-11-13 | 1.1527 | 51.9131 | 51.9131055734531, 1.15266399161387 | EPN-S0000000D3048 | Solar PV
1050000773860 | [6 empty] | Push Energy Ltd | BASSINGBOURN SOLAR (COKENACH ESTATE) | BARKWAY |  | ROYSTON | HERTS | SG8 8DL | England | 533300 | 241500 | Wymondley | Melbourn Grid 33kV |  | 33 | Eastern Power Networks (EPN) | Solar | Photovoltaic |  |  |  | 12.6 | [12 empty] | No | Connected | 12.6 | 12.6 | 13.263 |  |  | 2014-12-09 | [13 empty] | 2020-11-13 | 0.86821 | 51.6567 | 51.6567372851448, 0.868207724725238 | EPN-S0000000D7125 | Wind
1050001003257 | [6 empty] | Hive Energy Ltd | GREEN FARM | WIX |  | Manningtree | Essex | CO11 2SA | England | 616928 | 228538 | Bramford | Lawford Grid 33kV |  | 33 | Eastern Power Networks (EPN) | Solar | Photovoltaic |  |  |  | 8 | [12 empty] | No | Connected | 8 | 8 | 8.421 |  |  | 2015-12-21 | [13 empty] | 2020-11-13 | -0.26213 | 52.0472 | 52.0472078049207, -0.262131618059387 | EPN-S0000000D8014 | Solar PV
1050000543241 | [6 empty] | MIDDLEWICK WIND FARM LTD | MIDDLEWICK WIND FARM | WRAYWICK |  | SOUTHMINSTER | ESSEX | CM0 7JN | England | 598490 | 199223 | Rayleigh | Fleethall Grid 33kV |  | 33 | Eastern Power Networks (EPN) | Wind onshore | Onshore wind turbines |  |  |  | 20.7 | [12 empty] | No | Connected | 20.7 | 20.7 | 21.789 |  |  | 2013-09-30 | [13 empty] | 2020-12-14 | -0.19989 | 51.9818 | 51.9817576671552, -0.199894843549983 | EPN-S0000000D8014 | Biogas
1050000698283 | [6 empty] | Lark Energy Ltd | HILL FARM | OFF EDWORTH ROAD |  | LANGFORD | BEDS | SG18 9PJ | England | 519276 | 240182 | Wymondley | Letchworth Grid 33kV |  | 33 | Eastern Power Networks (EPN) | Solar | Photovoltaic |  |  |  | 10.5 | [12 empty] | No | Connected | 10.5 | 10.5 | 11.053 |  |  | 2015-03-27 | [13 empty] | 2020-11-13 | -0.49117 | 52.1955 | 52.1954552244391, -0.491173996397314 | EPN-S0000000H4051 | Biogas
1470000974539 |  |  |  |  | STOR | 1470000974520 | Banbury power | Banbury power | Banbury Power 2 | Hennef Way | Banbury | Oxfordshire | OX16 3WA | United Kingdom | 446026 | 241707 | East Claydon 132Kv S Stn | Banbury 132Kv S Stn | Banbury 132/11Kv | 11 | National Grid Electricity Distribution (West Midlands) Plc | Fossil - Gas | Gas turbine (OCGT) | No | data not available | data not available | 12 | data not applicable | data not applicable | data not applicable | data not available | data not available | data not applicable | data not applicable | data not applicable | data not applicable | data not available | data not available | data not applicable | data not available | Connected | 12 | 11.4 | 12 | 0.21375 | 0.225 | 43435 | data not applicable | data not applicable | data not applicable | data not applicable | data not applicable | data not applicable | data not applicable | data not available | data not available | data not available | data not available | data not available | data not available | 45750
1470000974557 |  |  |  |  | STOR | 1470000974548 | Banbury power | Banbury power | Banbury Power 1 | Hennef Way | Banbury | Oxfordshire | OX16 3WA | United Kingdom | 446027 | 241713 | East Claydon 132Kv S Stn | Banbury 132Kv S Stn | Banbury 132/11Kv | 11 | National Grid Electricity Distribution (West Midlands) Plc | Fossil - Gas | Gas turbine (OCGT) | No | data not available | data not available | 12 | data not applicable | data not applicable | data not applicable | data not available | data not available | data not applicable | data not applicable | data not applicable | data not applicable | data not available | data not available | data not applicable | data not available | Connected | 12 | 5.7 | 6 | 0.21375 | 0.225 | 43435 | data not applicable | data not applicable | data not applicable | data not applicable | data not applicable | data not applicable | data not applicable | data not available | data not available | data not available | data not available | data not available | data not available | 45750
1050000923677 | [6 empty] | Camborne Energy Investments | GT SEABROOK (ELSAGE FARM) |  |  | LEIGHTON BUZZARD | Beds | LU7 9BX | England | 493330 | 217600 | Sundon | Houghton Regis Grid 33kV |  | 33 | Eastern Power Networks (EPN) | Solar | Photovoltaic |  |  |  | 6 | [12 empty] | No | Connected | 6 | 6 | 6.316 |  |  | 2015-03-30 | [13 empty] | 2024-02-14 | 0.39928 | 51.9618 | 51.9618096616488, 0.399278239872302 | EPN-S0000000D3051 | Solar PV
1050000664016 | [6 empty] | Greenvale AP | FDG A-07 GREENVALE MARCH | FERRY RD | DODDINGTON | MARCH | Cambs | PE15 0UW | England | 535440 | 293330 | Walpole | March Grid 33kV | Chatteris Primary 11kV | 11 | Eastern Power Networks (EPN) | Wind onshore | Onshore wind turbines |  |  |  | 1.5 | [12 empty] | Yes | Connected | 1.5 | 1.5 | 1.579 |  |  | 2014-11-18 | [13 empty] | 2020-11-13 | 1.367 | 52.1369 | 52.1369069197565, 1.36704929359147 | EPN-S0000000G5017 | Solar PV
Data not available | [6 empty] | Solar Inc Ltd | 0G3167 HAWKSPUR GREEN SOLAR FARM |  |  | Braintree | Essex | CM7 | England | 564942 | 231977 | Pelham | Thaxted Grid 33kV |  | 33 | Eastern Power Networks (EPN) | Solar | Photovoltaic |  |  |  | 3 | [12 empty] | No | Connected | 3 | 3 | 3.158 |  |  | 2017-04-12 | [13 empty] | 2021-02-12 | 0.033639 | 52.45 | 52.4499610341784, 0.0336391404003466 | EPN-S0000000H6053 | Solar PV
1050000834291 | [6 empty] | Mosscliff Environmental Limited | JOHN WOODS NURSERIES ICP PETTISTREE |  |  | Woodbridge | Suffolk | IP13 0NJ | England | 630515 | 254081 | Bramford | Wickham Market Grid 33kV | Hacheston Primary 11kV | 33 | Eastern Power Networks (EPN) | Solar | Photovoltaic |  |  |  | 1.068 | [12 empty] | No | Connected | 1.068 | 1.068 | 1.124 | 0.01 | 0.011 | 2016-07-01 | [13 empty] | 2020-11-13 | -0.63473 | 51.9522 | 51.9522471441131, -0.634725255482006 | EPN-S0000000H8037 | Wind
1023515796854 | [6 empty] | Ardenham Energy Ltd | FDG A-08 GT ACRE FEN CHATTERIS |  |  | Chatteris | Cambs | PE16 6EG | England | 538300 | 285500 | Walpole | March Grid 33kV | Chatteris Primary 11kV | 11 | Eastern Power Networks (EPN) | Solar | Photovoltaic |  |  |  | 1.2 | [12 empty] | Yes | Connected | 1.2 | 1.2 | 1.263 |  |  | 2015-01-01 | [13 empty] | 2023-12-14 | 0.27853 | 51.5579 | 51.5579449759759, 0.278526418621352 | EPN-S0000000D7002 | Solar PV
1050000695947 | [6 empty] | Arnold White Estates | EASTERN WAY |  |  | LEIGHTON BUZZARD | Beds | LU7 9LF | England | 493924 | 229075 | Sundon | Sundon 33kV | Leighton Buzzard Primary 11kV | 33 | Eastern Power Networks (EPN) | Wind onshore | Onshore wind turbines |  |  |  | 1.5 | [12 empty] | No | Connected | 1.5 | 1.5 | 1.579 |  |  | 2014-12-17 | [13 empty] | 2020-11-13 | -0.74771 | 51.8267 | 51.8266795735498, -0.747705542362903 | EPN-S0000000D8002 | Solar PV
1050001191808 | [6 empty] | Barney Cameron | CRANHAM GOLF CLUB ESSEX |  |  | Tilbury | Essex | RM14 3NU | England | 558050 | 186800 | Tilbury | Basildon Grid 33kV |  | 33 | Eastern Power Networks (EPN) | Solar | Photovoltaic |  |  |  | 2.74 | [12 empty] | No | Connected | 2.74 | 2.74 | 2.884 |  |  | 2017-02-15 | [13 empty] | 2020-11-13 | 0.60781 | 51.8389 | 51.8388543081294, 0.607808185630539 | EPN-S0000000D3015 | Solar PV
1050000834255 | [6 empty] | Haymaker Energy Ltd | ASTON CLINTON FARM | COLLEGE LANE |  | AYLESBURY | Bucks | HP22 5DY | England | 486400 | 214970 | Sundon | Aylesbury East Grid 33kV |  | 33 | Eastern Power Networks (EPN) | Solar | Photovoltaic |  |  |  | 20 | [12 empty] | No | Connected | 20 | 20 | 21.053 |  |  | 2015-03-19 | [13 empty] | 2020-11-13 | -0.28045 | 52.1498 | 52.1497821292128, -0.280445118907455 | EPN-S0000000D4055 | Solar PV
1050001047078 | [6 empty] | ESCO NRG ltd | CRESSING SOLAR FARM | WITHAM ROAD |  | CRESSING | ESSEX | CM77 8PD | England | 579757 | 218798 | Braintree | Braintree Local 33kV |  | 33 | Eastern Power Networks (EPN) | Solar | Photovoltaic |  |  |  | 18 | [12 empty] | No | Connected | 18 | 18 | 18.947 |  |  | 2016-03-12 | [13 empty] | 2023-11-14 | -0.02449 | 52.0642 | 52.0642162789467, -0.0244902239105035 | EPN-S0000000D4071 | Solar PV
1050000769172 | [6 empty] | Waterloo Solar Park Ltd | WATERLOO SOLAR PARK, WATERLOO FARM | EVERTON | Sandy | Eaton | Beds | SG19 2JW | England | 517750 | 251560 | Eaton Socon | Little Barford 33kV |  | 33 | Eastern Power Networks (EPN) | Solar | Photovoltaic |  |  |  | 23 | [12 empty] | No | Connected | 23 | 23 | 24.211 |  |  | 2015-03-19 | [13 empty] | 2020-11-13 | 0.0097627 | 51.7613 | 51.7613391000051, 0.00976269540928373 | EPN-S0000000G7015 | Biogas
1050000996114 | [6 empty] | Solar Planning Limited | ROYSTON SOLAR FARM A505 ROYSTON BYPASS |  |  | Royston | Herts | SG8 5UT | England | 535520 | 242490 | Wymondley | Melbourn Grid 33kV |  | 33 | Eastern Power Networks (EPN) | Solar | Photovoltaic |  |  |  | 7.5 | [12 empty] | No | Connected | 7.5 | 7.5 | 7.895 |  |  | 2015-12-16 | [13 empty] | 2020-11-13 | -0.63917 | 51.8708 | 51.870764275826, -0.63916935591398 | EPN-S0000000D8096 | Solar PV
1640000855308 |  |  |  |  | STOR | 1640000855292 | BANCROFT GENERATION LIMITED | BANCROFT GENERATION |  | BRIERCLIFFE | BURNLEY | LANCASHIRE | BB10 3PW | ENGLAND | 385552 | 433673 | ROCHDALE SGTS 2 3 4 | BURNLEY | HEASANDFORD | 33 | ELECTRICITY NORTH WEST LIMITED | FOSSIL - OIL | ENGINE (COMBUSTION / RECIPROCATING) | NO | 0 | 0 | 21.053 |  |  |  | 0 | 0 | 0 |  |  |  | 0 | 0 | 0 | NO | CONNECTED | 21.053 | 19 | 20 | 0.475 | 0.5 | 2019-12-23 |  |  |  | 0 | 0 |  |  | NO | NO |  |  |  |  | 2021-12-06 | 53.79915698793778, -2.220833792076875
1050000961992 | [6 empty] | Solar Inc Ltd | CHURCH FARM SLAPTON |  |  | Sundon | Beds | LU7 9BX | England | 493788 | 220007 | Sundon | Houghton Regis Grid 33kV |  | 33 | Eastern Power Networks (EPN) | Solar | Photovoltaic |  |  |  | 5.2 | [12 empty] | No | Connected | 5.2 | 5.2 | 5.474 | 0.1 | 0.105 | 2015-11-29 | [13 empty] | 2020-11-13 | -0.53542 | 52.0648 | 52.0647769613557, -0.535422662276275 | EPN-S0000000H4052 | Wind
Data not available |  |  |  |  | Maybe back up |  | Barclays Capital | 5 North Colonnade |  |  | Poplar | London | E14 4BB | England | 537395 | 180408 | West Ham 132kV | - | Simpsons Road 11kV | 11 | London Power Networks (LPN) | Fossil - Oil | Engine (combustion / reciprocating) |  |  |  | 4.4 | [12 empty] | No | Connected | 4.4 | 4.4 | 4.632 |  |  | 2015-08-18 | [13 empty] | 2021-12-14 | -0.047089 | 51.5784 | 51.5783669647528, -0.0470888300828964 | LPN-S000000000524 | Fossil fuel
1050000486123 | [6 empty] | G2 Energy | MARSTON VALE | STATION ROAD |  | MARSTON MORETAINE | Beds | MK43 0PR | England | 500496 | 241723 | Sundon | Marston Rd Grid 33kV | Marston Rd Primary 11kV | 11 | Eastern Power Networks (EPN) | Wind onshore | Onshore wind turbines |  |  |  | 1.5 | [12 empty] | No | Connected | 1.5 | 1.5 | 1.579 |  |  | 2014-03-26 | [13 empty] | 2020-11-13 | -0.10941 | 52.3077 | 52.307699678741, -0.109412200796743 | EPN-S0000000H4085 | Wind
Data Not Available |  |  |  |  | Maybe back up | Data Not Available | Barclays Mill Shaw Court Standby Generator | Barclays Mill Shaw Court Standby Generator | Mill Shaw Court | Gloval Avenue | Leeds | West Yorkshire | LS11 8AN | England | 427499 | 431204 | Kirkstall B | Beeston Royds 132/33kV | Beeston Royds 33/11kV | 11 | Northern Powergrid (Yorkshire) plc | Fossil - Oil | Engine (combustion / reciprocating) | No | Data Not Applicable | Data Not Applicable | 1.6 | Data Not Available | Data Not Available | Data Not Available | Data Not Available | Data Not Available | Data Not Available | Data Not Available | Data Not Available | Data Not Available | Data Not Available | Data Not Available | Data Not Available | No | Connected | 1.6 | 0 | 0 | Data Not Available | Data Not Available | 2017-01-01 00:00:00 | Data Not Applicable | Data Not Applicable | 1.684 | Data Not Applicable | Data Not Applicable | 2015-09-22 00:00:00 | Data Not Available | Data Not Available | Data Not Available | Data Not Available | Data Not Available | Data Not Available | Data Not Available | 2017-03-08 | 53.7764494812216, -1.5842092800441372 | 2015-09-22 | 2017-01-01 | Leeds
Data not available | [6 empty] | York Green Renewables Ltd | GALLEY HILL FARM | HEMINGFORD GREY |  | Eaton | Cambs | PE28 9HL | England | 528993 | 269414 | Eaton Socon | Huntingdon Grid 33kV | Godmanchester Primary 11kV | 11 | Eastern Power Networks (EPN) | Wind onshore | Onshore wind turbines |  |  |  | 1 | [12 empty] | No | Connected | 1 | 1 | 1.053 |  |  | 2012-10-31 | [13 empty] | 2020-11-13 | -0.24166 | 51.5775 | 51.577504956928, -0.241659587016927 | EPN-S0000000F8073 | Fossil fuel
1050000553374 | [6 empty] | Lark Energy | THE HANGER WESTON COLVILLE |  |  | CAMBRIDGE | Cambs | CB21 5NR | England | 563455 | 250960 | Burwell | Burwell Local Grid 33kV | Linton Primary 11kV | 11 | Eastern Power Networks (EPN) | Solar | Photovoltaic |  |  |  | 1 | [12 empty] | No | Connected | 1 | 1 | 1.053 |  |  | 2013-10-04 | [13 empty] | 2020-11-13 | -0.13277 | 52.4473 | 52.4473109120215, -0.132766766827239 | EPN-S0000000D6060 | Solar PV
1570000137559 |  |  |  |  | Maybe back up | Data Not Available | Barclays, 5 Admiralty Way | Barclays, 5 Admiralty Way | Admiral Way | Doxford International Business Park | Sunderland | Tyne and Wear | SR3 3XW | England | 436046 | 552218 | Offerton | Offerton | Offerton 33/11kV | 11 | Northern Powergrid (Northeast) plc | Fossil - Gas | Engine (combustion / reciprocating) | No | Data Not Applicable | Data Not Applicable | 1.9 | Data Not Available | Data Not Available | Data Not Available | Data Not Available | Data Not Available | Data Not Available | Data Not Available | Data Not Available | Data Not Available | Data Not Available | Data Not Available | Data Not Available | No | Connected | 1.9 | 0 | 0 | Data Not Available | Data Not Available | Data Not Available | Data Not Applicable | Data Not Applicable | 2 | Data Not Applicable | Data Not Applicable | Data Not Available | Data Not Available | Data Not Available | Data Not Available | Data Not Available | Data Not Available | Data Not Available | Data Not Available | 2017-03-08 | 54.863452833055504, -1.4399502546665002 |  |  | Sunderland
1050001036660 | [6 empty] | Forenergy | FDG A-13 BIGGIN LANE RAMSEY SOLAR ICP (G) |  |  | Ramsey | Cambs | PE26 1BB | England | 527000 | 284900 | Walpole | Peterborough Central 33kV |  | 33 | Eastern Power Networks (EPN) | Solar | Photovoltaic |  |  |  | 4.95 | [12 empty] | Yes | Connected | 4.95 | 4.95 | 5.211 |  |  | 2016-03-30 | [13 empty] | 2020-12-14 |  |  |  | EPN-S0000000D7124 | Fossil fuel
1050001008672 | [6 empty] | Genatec Ltd | FDG B-07 FROGS LOKE SOLAR FARM |  |  | Norwich | Norfolk | NR28 9LZ | England | 629457 | 327771 | Norwich Main | Thorpe Grid 33kV | North Walsham Primary 11kV | 11 | Eastern Power Networks (EPN) | Solar | Photovoltaic |  |  |  | 4 | [12 empty] | Yes | Connected | 4 | 4 | 4.211 |  |  | 2015-12-23 | [13 empty] | 2024-02-14 | 1.3375 | 52.0319 | 52.0318760798367, 1.3374910858328 |  | Fossil fuel
Data not available | [6 empty] | Redacted | PH 2 CU-MINING DAGENHAM |  |  | Dagenham | Essex | RM9 | England | 0 | 0 | Barking 132 | Crowlands Grid 33kV |  | 33 | Eastern Power Networks (EPN) | Fossil - Gas | Steam-gas turbine (CCGT) |  |  |  | 25 | [12 empty] | No | Accepted to Connect | [6 empty] | 25 | 25 | 26.316 | 0 | 0 | 2015-04-17 | 2024-12-31 | [6 empty] | 2024-09-13 | -0.049061 | 51.6061 | 51.6061146729154, -0.049061048432742 | EPN-S0000000D7021 | Fossil fuel
Data not available | [6 empty] | Battersea Main Energy Centre | Battersea Development | Cringle Street |  | Battersea | LONDON | SW11 8BX | England | 529273 | 177527 | Wimbledon Grid South 3/4 | - | Stewarts Rd 11kV | 11 | London Power Networks (LPN) | Fossil - Gas | Engine (combustion / reciprocating) |  |  |  | 4 | [12 empty] | No | Connected | 4 | 4 | 4.2 |  |  | 2020-09-17 | [13 empty] | 2021-11-12 | -0.17575 | 51.4267 | 51.4267290486196, -0.175745817462133 | LPN-S000000001027 | Fossil fuel
2100041495921 |  |  |  |  | Rassau Industrial Estate | 2100041495912 | Beaufort power limited | Unit 26c rassau industrial estate rassau | Unit 26C | , Rassau Industrial Estate, Rassau | Ebbw vale | data not available | NP23 5DD | United Kingdom | 314310 | 211780 | Rassau Gsp | Ebbw Vale | data not available | 33 | National Grid Electricity Distribution (South Wales) Plc | Fossil - Oil | Engine (combustion / reciprocating) | No | data not available | data not available | 21 | data not applicable | data not applicable | data not applicable | data not available | data not available | data not applicable | data not applicable | data not applicable | data not applicable | data not available | data not available | data not applicable | data not available | Connected | 21 | 20.9 | 22 | 0.6365 | 0.67 | 44408 | data not applicable | data not applicable | data not applicable | data not applicable | data not applicable | data not applicable | data not applicable | data not available | data not available | data not available | data not available | data not available | data not available | 45750
Data not available | [6 empty] | Grupotec Solar UK 3 Ltd | HIGHFIELD FARM | LITTINGTON ROAD |  | ROYSTON | Herts | SG8 9NT | England | 533565 | 240361 | Wymondley | Letchworth Grid 33kV |  | 33 | Eastern Power Networks (EPN) | Solar | Photovoltaic |  |  |  | 13.5 | [12 empty] | No | Accepted to Connect | [6 empty] | 13.5 | 13.5 | 14.211 |  |  | 2013-02-06 | 2024-12-31 | [6 empty] | 2024-07-12 | 1.176 | 52.7002 | 52.7001646101386, 1.17599271056651 | EPN-S0000000H5006 | Biogas
1050001368485 | [6 empty] | Crofton Design | TEMPLE FARM | SHIP RD |  | Chelmsford | Essex | CM2 8XB | England | 570900 | 200750 | Rayleigh | Chelmsford East Grid 33kV | West Hanningfield Pri 11kV | 11 | Eastern Power Networks (EPN) | Solar | Photovoltaic |  |  |  | 1.7 | [12 empty] | No | Connected | 1.7 | 1.7 | 1.789 |  |  | 2019-04-23 | [13 empty] | 2024-02-14 | -0.1715 | 52.5563 | 52.5563128709858, -0.171496899069582 | EPN-S0000000D6060 | Solar PV
data not available |  |  |  |  | Can't find | data not available | Beaufort Road | Beaufort Road | Beaufort Road | Cavendish Warf | Birkenhead | Wirral | CH41 1HQ | England | 330450 | 390049 | BIRKENHEAD | WALLASEY GT1 / WALLASEY GT2 / WOODSIDE GT2 | data not available | 33 | SP Manweb plc | Fossil - Gas | Steam-gas turbine (CCGT) | No | 0 | 0 | 20 | data not applicable | data not applicable | No | 0 | 0 | 0 | data not applicable | data not applicable | No | 0 | 0 | 0 | data not available | Connected | 20 | 20 | 21.0526 | 0.25 | 0.26316 | data not available | data not applicable | data not applicable | data not applicable | data not applicable | data not applicable | data not available | data not applicable | N | N | data not available | N | 613971536 | data not available | 44088 | data not available | 118
1050001036624 | [6 empty] | Abbey Group Ltd | FDG A-16 BURY GREEN LANE FARM | FUNTHAMS LANE |  | PETERBOROUGH | Cambs | PE7 2PB | England | 524061 | 296956 | Walpole | Peterborough Central 33kV |  | 33 | Eastern Power Networks (EPN) | Solar | Photovoltaic |  |  |  | 5 | [12 empty] | Yes | Connected | 5 | 5 | 5.263 | 0.095 | 0.1 | 2016-03-30 | [13 empty] | 2023-11-14 | -0.0299 | 51.6154 | 51.6153896178975, -0.0298998171022081 | EPN-S0000000F7021 | Fossil fuel
Data Not Available |  |  |  | St James's University Hospital | Email Bevan Britain | Data Not Available | Beckett Street CHP | Beckett Street CHP | St James Energy Centre | Beckett Street | Leeds | West Yorkshire | LS9 7TF | England | 431586 | 434686 | Skelton Grange | Leeds East | Burmantofts | 11 | Northern Powergrid (Yorkshire) plc | Fossil - Gas | Steam turbine (thermal power plant) | Yes | Data Not Applicable | Data Not Applicable | 4.5 | Data Not Available | Data Not Available | Data Not Available | Data Not Available | Data Not Available | Data Not Available | Data Not Available | Data Not Available | Data Not Available | Data Not Available | Data Not Available | Data Not Available | No | Connected | 4.5 | 4.5 | 4.737 | Data Not Available | Data Not Available | 2019-11-01 12:32:00 | Data Not Applicable | Data Not Applicable | 4.737 | Data Not Applicable | Data Not Applicable | 2019-01-09 09:58:00 | Data Not Available | Data Not Available | Data Not Available | Data Not Available | Data Not Available | Data Not Available | Data Not Available | 2019-06-12 | 53.80751353546415, -1.5218396036241297 | 2019-01-09 | 2019-11-01 | Leeds
1298000000644 |  |  |  |  | Water Works |  | Beckton Sewage Works (33kV) | Beckton Sewage Works | JENKINS LANE |  | Barking | ESSEX | IG11 0AD | England | 544385 | 182979 | Barking West 33kV | - |  | 33 | London Power Networks (LPN) | Biofuel landfill gas | Engine (combustion / reciprocating) |  |  |  | 9.1 | [12 empty] | No | Connected | 9.1 | 9.1 | 11.375 |  |  | 2008-06-01 | [13 empty] | 2023-05-16 | 0.16693 | 51.4931 | 51.4931165422943, 0.166926776494753 | LPN-S000000000796 | Fossil fuel
Data not available | [6 empty] | Global Heat Source | Colchester Borough Homes, Batch 3, Phase 1. |  |  | COLCHESTER | Essex | CO3 3TT | England | 598050 | 224080 | Rayleigh | Abberton Grid 33kV | Shrub End Primary 11kV | 11 | Eastern Power Networks (EPN) | Solar | Photovoltaic |  |  |  | 1.016 | [12 empty] | No | Connected | 1.016 | 1.016 | 1.069 |  |  | 2017-03-23 | [13 empty] | 2024-02-14 | 1.1721 | 52.0329 | 52.0329334686746, 1.17205838686132 | EPN-S0000000H1045 | Fossil fuel
2200042215282 | Justin | Gyer |  | Beckton Dickinson | justin.gyer@bd.com | 2200032013504 | Becton dickinson uk limited | Plymouth belliver way | Becton Dickinson Vacutainer Syste Export | Belliver Way, Roborough | Plymouth | Devon | PL6 7BP | United Kingdom | 249769 | 62068 | Landulph Sgp | Ernesettle Bsp | Southway | 11 | National Grid Electricity Distribution (South West) Plc | Fossil - Gas | Engine (combustion / reciprocating) | No | data not available | data not available | 2 | data not applicable | data not applicable | data not applicable | data not available | data not available | data not applicable | data not applicable | data not applicable | data not applicable | data not available | data not available | data not applicable | data not available | Connected | 2 | 0.0475 | 0.05 | 6.65 | 7 | 45202 | data not applicable | data not applicable | data not applicable | data not applicable | data not applicable | data not applicable | data not applicable | data not available | data not available | data not available | data not available | data not available | data not available | 45750
2200043661443 | [5 empty] | 2200042816656 | Becton dickinson uk limited | Plymouth - becton dickinson no 2 | Chp | Belliver Way, Roborough | Plymouth | Devon | PL6 7BP | United Kingdom | 249783 | 62176 | Landulph Sgp | Ernesettle Bsp | Southway | 11 | National Grid Electricity Distribution (South West) Plc | Fossil - Gas | Engine (combustion / reciprocating) | No | data not available | data not available | 2 | data not applicable | data not applicable | data not applicable | data not available | data not available | data not applicable | data not applicable | data not applicable | data not applicable | data not available | data not available | data not applicable | data not available | Connected | 2 | 0.7125 | 0.75 | 6.65 | 7 | 45203 | data not applicable | data not applicable | data not applicable | data not applicable | data not applicable | data not applicable | data not applicable | data not available | data not available | data not available | data not available | data not available | data not available | 45750
2394000132847 |  |  |  |  | STOR | Data Not Available | Beeston Royds STOR | Beeston Royds STOR | Beeston Royds | Unit 5 Brown Lane | Leeds | West Yorkshire | LS12 6BF | England | 428115 | 432046 | Kirkstall B | Beeston Royds 132/33kV | Beeston Royds 6/7 | 11 | Northern Powergrid (Yorkshire) plc | Other | Other | No | Data Not Applicable | Data Not Applicable | 2 | Data Not Available | Data Not Available | Data Not Available | Data Not Available | Data Not Available | Data Not Available | Data Not Available | Data Not Available | Data Not Available | Data Not Available | Data Not Available | Data Not Available | No | Connected | 2 | 2 | 2.105 | Data Not Available | Data Not Available | Data Not Available | Data Not Applicable | Data Not Applicable | 2.105 | Data Not Applicable | Data Not Applicable | Data Not Available | Data Not Available | Data Not Available | Data Not Available | Data Not Available | Data Not Available | Data Not Available | Data Not Available | 2017-03-08 | 53.78398439738825, -1.5747859017361097 |  |  | Leeds
1160001463874 |  |  |  |  | Dyson Farming | 1160001463865 | Beeswax dyson farming ltd | Nocton fen adj unit | Dyson Farming Limited The Hive, Wasps Nest | Nocton Fen | Lincoln | Lincolnshire | LN4 2AY | United Kingdom | 509080 | 365683 | West Burton 132Kv S Stn | Lincoln Main No 1 33Kv S Stn | Metheringham 33 11Kv S Stn | 11 | National Grid Electricity Distribution (East Midlands) Plc | Biomass | Steam turbine (thermal power plant) | No | data not available | data not available | 2 | data not applicable | data not applicable | data not applicable | data not available | data not available | data not applicable | data not applicable | data not applicable | data not applicable | data not available | data not available | data not applicable | data not available | Connected | 2 | 1.9 | 2 | 0.304 | 0.32 | 40897 | data not applicable | data not applicable | data not applicable | data not applicable | data not applicable | data not applicable | data not applicable | data not available | data not available | data not available | data not available | data not available | data not available | 45750
1170000540832 |  |  |  |  | Dyson Farming | 1170000540841 | Beeswax dyson farming ltd | A d plant beeches lane | Export Biogas Plant Farm, The Estate Office | Beeches Lane, Carrington | Carrington | Lincolnshire | PE22 7JD | United Kingdom | 531144 | 354386 | Walpole 132Kv S Stn | Boston 33Kv S Stn | Stickney 33 11Kv S Stn | 11 | National Grid Electricity Distribution (East Midlands) Plc | Biomass | Steam turbine (thermal power plant) | No | data not available | data not available | 3 | data not applicable | data not applicable | data not applicable | data not available | data not available | data not applicable | data not applicable | data not applicable | data not applicable | data not available | data not available | data not applicable | data not available | Connected | 3 | 2.85 | 3 | 0.3325 | 0.35 | 42257 | data not applicable | data not applicable | data not applicable | data not applicable | data not applicable | data not applicable | data not applicable | data not available | data not available | data not available | data not available | data not available | data not available | 45750
1700000000000 |  |  |  |  | Hydro | 1700000000000 | BEN GLAS POWER LIMITED | DATA NOT AVAILABLE | BEN GLAS GEN STATION | DATA NOT AVAILABLE | ARROCHAR | DUNBARTONSHIRE | DATA NOT AVAILABLE | SCOTLAND | DATA NOT AVAILABLE | DATA NOT AVAILABLE | SLOY | DATA NOT APPLICABLE | SLOY POWER STATION | 11 | SCOTTISH HYDRO ELECTRIC POWER DISTRIBUTION PLC | HYDRO (TO BE CONFIRMED) | HYDRO POWER SYSTEM | NO | DATA NOT AVAILABLE | DATA NOT AVAILABLE | 1.9 | DATA NOT AVAILABLE | DATA NOT AVAILABLE | DATA NOT AVAILABLE | DATA NOT AVAILABLE | DATA NOT AVAILABLE | DATA NOT AVAILABLE | DATA NOT AVAILABLE | DATA NOT AVAILABLE | DATA NOT AVAILABLE | DATA NOT AVAILABLE | DATA NOT AVAILABLE | DATA NOT AVAILABLE | NO | CONNECTED | 1.9 | 1.9 | 2 | DATA NOT AVAILABLE | DATA NOT AVAILABLE | DATA NOT AVAILABLE | DATA NOT AVAILABLE | DATA NOT AVAILABLE | DATA NOT AVAILABLE | DATA NOT AVAILABLE | DATA NOT AVAILABLE | DATA NOT AVAILABLE | DATA NOT AVAILABLE | N | DATA NOT AVAILABLE | DATA NOT AVAILABLE | DATA NOT AVAILABLE | DATA NOT AVAILABLE | DATA NOT AVAILABLE | 44105
data not available |  |  |  |  | Landfill | data not available | BIDSTONo METHANoE LIMITED | The Moss | Landfill Site | Bidston Retail Park | Wallasey | Wirral | CH44 2HE | England | 328811 | 391136 | BIRKENHEAD | WALLASEY GT1 / WALLASEY GT2 / WOODSIDE GT2 | CADBURYS T1 / CADBURYS T2 / HOPFIELD RD T1 | 33 | SP Manweb plc | Biofuel - Landfill gas | Engine (combustion / reciprocating) | No | 0 | 0 | 2.5 | data not applicable | data not applicable | No | 0 | 0 | 0 | data not applicable | data not applicable | No | 0 | 0 | 0 | data not available | Connected | 2.5 | 2.5 | 2.6316 | data not applicable | data not applicable | data not available | data not applicable | data not applicable | data not applicable | data not applicable | data not applicable | 43714 | data not applicable | N | N | data not available | N | 614209565 | data not available | 44088 | data not available | 744
1030056991471 | [6 empty] | WHITTLESEY LTD | WHITTLESEY WIND TURBINE | FUNTHAMS LANE |  | Walpole | Cambs | PE7 2PB | England | 524040 | 296970 | Walpole | Peterborough Central 33kV | Funthams Ln Primary 11kV | 11 | Eastern Power Networks (EPN) | Wind onshore | Onshore wind turbines |  |  |  | 2 | [12 empty] | No | Connected | 2 | 2 | 2.105 |  |  | 2008-08-20 | [13 empty] | 2021-01-15 | -0.22176 | 52.6015 | 52.6015296735664, -0.221755616588928 | EPN-S0000000F6057 | Biogas
1100050207953 |  |  |  |  | Landfill | 1100050234024 | Biffa plc | Ufton landfill site | Ufton Hill Landfill Site | Southam Road | Ufton | Warwickshire | CV33 9PP | United Kingdom | 439014 | 261405 | Berkswell 132Kv S Stn | Harbury 33Kv S Stn | Harbury 11Kv S Stn | 11 | National Grid Electricity Distribution (East Midlands) Plc | Biofuel - Landfill gas | Gas turbine (OCGT) | No | data not available | data not available | 1.065 | data not applicable | data not applicable | data not applicable | data not available | data not available | data not applicable | data not applicable | data not applicable | data not applicable | data not available | data not available | data not applicable | data not available | Connected | 1.065 | 1.14 | 1.2 | 0.26125 | 0.275 | 42856 | data not applicable | data not applicable | data not applicable | data not applicable | data not applicable | data not applicable | data not applicable | data not available | data not available | data not available | data not available | data not available | data not available | 45750
DATA NOT AVAILABLE |  |  |  |  | Landfill | DATA NOT AVAILABLE | BIFFA RISLEY | SILVER LANE 4 RISLEY | MOSS SIDE FARM, SILVER LANE | WARRINGTON |  | CHESHIRE | WA3 6BY | ENGLAND | 365759 | 393179 | SPEN - OUT OF AREA |  | RISLEY | 11 | ELECTRICITY NORTH WEST LIMITED | LANDFILL GAS | GAS TURBINE (OCGT) | NO | 0 | 0 | 1.5 |  |  |  | 0 | 0 | 0 |  |  |  | 0 | 0 | 0 | NO | CONNECTED | 1.5 | 2.8643 | 3.015 | 0.1425 | 0.15 | 2007-06-01 |  |  |  | 0 | 0 |  |  | NO | [5 empty] | 2023-07-28 | 53.43427219028403, -2.5168586106100026
1900090834418 |  |  |  |  | Landfill | 1900090834409 | Biffa Waste Management | BROOKHURST WOOD LANDFILL | LANGHURSTWOOD ROAD | BROOKHURST WOOD | HORSHAM | WEST SUSSEX | RH12 4QD | England | 517239 | 134275 | Bolney SGT | Leigh Grid 33kV |  | 33 | South Eastern Power Networks (SPN) | Biofuel - Landfill gas | Engine (combustion / reciprocating) |  |  |  | 20.5 | [12 empty] | No | Connected | 20.5 | 20.5 | 21.579 |  |  | 2012-07-27 | [13 empty] | 2023-10-13 | 0.51295 | 50.8501 | 50.8501135760766, 0.512945728234627 | SPN-S000000008317 | Biogas
1030013500087 |  |  |  |  | Landfill |  | Biffa Waste Management Ltd | WESTMILL LANDFILL SITE |  |  | Ware | Herts | SG12 0ES | England | 533590 | 215826 | Rye House | Rye House Grid 33kV | Ware Primary 11kV | 11 | Eastern Power Networks (EPN) | Biofuel landfill gas | Steam-gas turbine (CCGT) |  |  |  | 2.3 | [12 empty] | No | Connected | 2.3 | 2.3 | 2.421 |  |  | 2015-01-01 | [13 empty] | 2020-11-13 | -0.026056 | 52.5301 | 52.5300961672196, -0.0260559593287761 | EPN-S0000000D6065 | Solar PV
1100770601151 |  |  |  |  | Landfill | 1100770601142 | Biffa waste services | Fillingate | Biffa Waste Services Limited Export | Fillingate, Wanlip | Leicester | data not available | LE7 4PF | United Kingdom | 459808 | 311220 | Ratcliffe On Soar 132Kv S Stn | Willoughby 33Kv S Stn | Syston 33 11Kv S Stn | 11 | National Grid Electricity Distribution (East Midlands) Plc | Fossil - Gas | Engine (combustion / reciprocating) | No | data not available | data not available | 1.6 | data not applicable | data not applicable | data not applicable | data not available | data not available | data not applicable | data not applicable | data not applicable | data not applicable | data not available | data not available | data not applicable | data not available | Connected | 1.6 | 1.425 | 1.5 | 0.6175 | 0.65 | 44864 | data not applicable | data not applicable | data not applicable | data not applicable | data not applicable | data not applicable | data not applicable | data not available | data not available | data not available | data not available | data not available | data not available | 45750
1030024521457 |  |  |  |  | Landfill |  | BIFFA WASTE SERVICES | UGLEY LANDFILL SITE |  |  | Bishops Stortford | Essex | CM22 6HT | England | 551660 | 227790 | Pelham | Bishops Stortford Grid 33kV | Stansted Airport Main Pr 11kV | 11 | Eastern Power Networks (EPN) | Biofuel - Landfill gas | Engine (combustion / reciprocating) |  |  |  | 2.485 | [12 empty] | No | Connected | 2.485 | 2.485 | 2.616 |  |  | 2008-07-30 | [13 empty] | 2024-11-14 | 1.6544 | 52.71 | 52.7100228924767, 1.65442866281207 | EPN-S0000000H5036 | Wind
1023483766134 | [6 empty] | ECOTECH WIND PARK LTD | ECOTECH CENTRE |  |  | Swaffham | Norfolk | PE37 7HT | England | 581600 | 309950 | Walpole | Swaffham Grid 33kV | Swaffham Grid 11kV | 11 | Eastern Power Networks (EPN) | Wind onshore | Onshore wind turbines |  |  |  | 1.5 | [12 empty] | No | Connected | 1.5 | 1.5 | 1.579 |  |  | 1999-09-22 | [13 empty] | 2020-12-14 | 1.2585 | 52.6471 | 52.6471103973818, 1.25849617771223 | EPN-S0000000H5050 | Fossil fuel
1023477429868 | [6 empty] | ANGLIAN WATER SERVICES LTD | FLAG FEN SEWAGE TREATMENT WORKS |  |  | Peterborough | Cambs | PE1 5QR | England | 522090 | 298380 | Walpole | - | Peterborough East Grid 11kV | 11 | Eastern Power Networks (EPN) | Solar | Photovoltaic |  |  |  | 1.2 | [12 empty] | No | Connected | 1.2 | 1.2 | 1.263 |  |  | 2011-11-02 | [13 empty] | 2020-12-14 | 1.0953 | 52.8778 | 52.8777536529738, 1.09531687071977 | EPN-S0000000H5024 | Biogas
1030001332626 |  |  |  |  | Landfill |  | BIFFA WASTE SERVICES | BRAMFORD LANDFILL SITE |  | Papermill Lane | Ipswich | Suffolk | IP8 4DE | England | 612750 | 248770 | Bramford | Stowmarket Grid 33kV | Claydon Cement Primary 11kV | 11 | Eastern Power Networks (EPN) | Biofuel - Landfill gas | Engine (combustion / reciprocating) |  |  |  | 1.56 | [12 empty] | No | Connected | 1.56 | 1.56 | 1.642 | 0.15 | 0.158 | 2004-04-25 | [13 empty] | 2024-11-14 | -0.0041505 | 51.7081 | 51.7080536313633, -0.00415048011734569 | EPN-S0000000H7040 | Fossil fuel
1900070732943 |  |  |  |  | Landfill | 1900070732934 | BIFFA WASTE SERVICES | REDHILL LANDFILL SITE 3 | CORMONGERS LANE |  | REDHILL | SURREY | RH1 4ER | England | 529688 | 151200 | Bolney SGT | Leigh Grid 33kV | Nutfield 11kV | 11 | South Eastern Power Networks (SPN) | Biofuel - Landfill gas | Gas turbine (OCGT) |  |  |  | 3.156 | [12 empty] | No | Connected | 3.156 | 3.156 | 3.322 |  |  | 2006-12-11 | [13 empty] | 2023-04-18 | -0.2867 | 50.8981 | 50.8980507742908, -0.286701455266147 | SPN-S000000009114 | Biogas
1030072846525 |  |  |  |  | Landfill |  | Biffa Waste Services | Eye Landfill site | Eyebury Road | Eye | PETERBOROUGH | Cambs | PE6 7TH | England | 523168 | 301835 | Walpole | - | Peterborough East Grid 11kV | 11 | Eastern Power Networks (EPN) | Biofuel - Landfill gas | Engine (combustion / reciprocating) |  |  |  | 1 | [12 empty] | No | Connected | 1 | 1 | 1.053 | 0.1 | 0.105 | 2011-02-01 | [13 empty] | 2021-11-12 | 0.56524 | 52.5565 | 52.5565120827298, 0.565238725203666 | EPN-S0000000H6075 | Solar PV
1030075745217 | [6 empty] | AASHMAN POWER LTD | WILBURTON MINGAY FARM |  | Twenty Pence Road | Wilburton | Cambs | CB6 3RA | England | 547420 | 274000 | Burwell | Histon Grid 33kV | Aldreth Primary 11kV | 11 | Eastern Power Networks (EPN) | Solar | Photovoltaic |  |  |  | 4.75 | [12 empty] | No | Connected | 4.75 | 4.75 | 5 |  |  | 2011-07-14 | [13 empty] | 2020-11-13 | 1.6695 | 52.7078 | 52.707758193591, 1.66949216466649 | EPN-S0000000H5036 | Wind
1428190100006 |  |  |  |  | Landfill | 1427490100000 | Biffa waste services limited | Himley wood generation | Gas Extraction, Himley Wood Landfill Site | Himley Road | Himley | data not available | DY3 4DA | United Kingdom | 389893 | 291025 | Penn 132Kv S Stn | Dudley 132Kv S Stn | Dudley 132/11Kv | 11 | National Grid Electricity Distribution (West Midlands) Plc | data not available | data not available | No | data not available | data not available | 0.526 | Biofuel - Landfill gas | Engine (combustion / reciprocating) | No | data not available | data not available | 0.15 | data not applicable | data not applicable | data not applicable | data not available | data not available | data not applicable | data not available | Connected | 0.676 | 1.8525 | 1.95 | 0.038 | 0.04 | 44440 | data not applicable | data not applicable | data not applicable | data not applicable | data not applicable | data not applicable | data not applicable | data not available | data not available | data not available | data not available | data not available | data not available | 45750
1050000541866 | [6 empty] | THE FARM ENERGY PARTNERSHIP | BLOOD HILLS TEN TURBINE WIND FARM | COLLIS LANE |  | DEREHAM | Norfolk | NR29 4DU | England | 647980 | 318550 | Norwich Main | GT Yarmouth Grid 33kV | Martham Primary 11kV | 11 | Eastern Power Networks (EPN) | Wind onshore | Onshore wind turbines |  |  |  | 1.8 | [12 empty] | No | Connected | 1.8 | 1.8 | 1.895 |  |  | 2001-02-15 | [13 empty] | 2024-03-14 | 0.32179 | 51.515 | 51.5150091702824, 0.321785282302551 | EPN-S0000000H7043 | Biogas
1460002175519 |  |  |  |  | Landfill | 1460002175528 | Biffa waste services limited | Biffa generation 2 import | Generation 2 Poplars Landfill Site | Lichfield Road | Cannock | data not available | WS11 8NQ | United Kingdom | 399156 | 309762 | Rugeley 132Kv S Stn | Cannock 132Kv S Stn | Cannock 132/11Kv | 0.4 | National Grid Electricity Distribution (West Midlands) Plc | data not available | data not available | No | data not available | data not available | 4 | data not applicable | data not applicable | data not applicable | data not available | data not available | data not applicable | data not applicable | data not applicable | data not applicable | data not available | data not available | data not applicable | data not available | Connected | 4 | 3.8 | 4 | 1.71 | 1.8 | 40709 | data not applicable | data not applicable | data not applicable | data not applicable | data not applicable | data not applicable | data not applicable | data not available | data not available | data not available | data not available | data not available | data not available | 45750
2100040609507 |  |  |  |  | Landfill | 2100040609516 | Biffa waste services limited | Trecatti landfill site 33kv generation scheme | Trecatti Landfill Site | Pant-Y-Waun | Merthyr tydfil | Mid Glamorgan | CF48 4AB | United Kingdom | 308915 | 207718 | data not available | data not available | data not available | 33 | National Grid Electricity Distribution (South Wales) Plc | Biofuel - Landfill gas | Gas turbine (OCGT) | No | data not available | data not available | 7.75 | data not applicable | data not applicable | data not applicable | data not available | data not available | data not applicable | data not applicable | data not applicable | data not applicable | data not available | data not available | data not applicable | data not available | Connected | 7.75 | 4.845 | 5.1 | 0.8075 | 0.85 | 39083 | data not applicable | data not applicable | data not applicable | data not applicable | data not applicable | data not applicable | data not applicable | data not available | data not available | data not available | data not available | data not available | data not available | 45750
data not available |  |  |  |  | Landfill | data not available | BIFFA WASTE SERVICES LIMITED | Ravenhead Landfill | Ravenhead Landfill Site | Burtonhead Road | St Helens | Merseyside | WA9 5EA | England | 351240 | 394384 | RAINHILL | BOLD G2B / RAVENHEAD G1A2 / ST HELENS GT2A | PILKINGTONS HO T1 / SOMERFIELD DISTRIBUTION T1 / RAVENHEAD RETAIL PARK T1 | 33 | SP Manweb plc | Biofuel - Landfill gas | Engine (combustion / reciprocating) | No | 0 | 0 | 1.1 | data not applicable | data not applicable | No | 0 | 0 | 0 | data not applicable | data not applicable | No | 0 | 0 | 0 | data not available | Connected | 1.1 | 1.1 | 1.1579 | data not applicable | data not applicable | data not available | data not applicable | data not applicable | data not applicable | data not applicable | data not applicable | data not available | data not applicable | N | N | data not available | N | data not available | data not available | 44914 | data not available | 654
1030024800447 | [6 empty] | GLASS MOOR WINDFARM | GLASSMOOR WINDFARM |  | Oilmills Road | Whittlesey | Cambs | PE7 2LT | England | 528690 | 291200 | Walpole | Peterborough Central 33kV |  | 33 | Eastern Power Networks (EPN) | Wind onshore | Onshore wind turbines |  |  |  | 16.6 | [12 empty] | No | Connected | 16.6 | 16.6 | 17.474 |  |  | 2006-01-20 | [13 empty] | 2023-11-14 | 0.15369 | 52.5818 | 52.5818094252536, 0.153690265141906 | EPN-S0000000D6077 | Wind
1620001393355 |  |  |  |  | Landfill | 1620001393346 | BIFFA WASTE SERVICES LIMITED | SILVER LANE 5 | SILVER LANE | SILVER LANE | WARRINGTON | CHESHIRE | WA3 6BY | ENGLAND | 365779 | 393177 | SPEN - OUT OF AREA | RISLEY | RISLEY | 11 | ELECTRICITY NORTH WEST LIMITED | BIOFUEL - LANDFILL GAS | ENGINE (COMBUSTION / RECIPROCATING) | NO | 0 | 0 | 2 |  |  |  | 0 | 0 | 0 |  |  |  | 0 | 0 | 0 | NO | CONNECTED | 2 | 1.9 | 2 | 0.1425 | 0.15 | 2012-11-01 |  |  |  | 0 | 0 |  |  | NO | NO |  |  |  |  | 2021-12-06 | 53.43425551676181, -2.5165573678134803
1030017556135 | [6 empty] | SCOTTISHPOWER STRATEGIC TRANSACTIONS | COLDHAM WINDFARM |  |  | WISBECH | Cambs | PE14 0LU | England | 546020 | 300400 | Walpole | Walsoken Grid 33kV |  | 33 | Eastern Power Networks (EPN) | Wind onshore | Onshore wind turbines |  |  |  | 8 | [12 empty] | No | Connected | 8 | 8 | 8.421 |  |  | 2005-09-02 | [13 empty] | 2022-10-14 | 0.7234 | 52.4469 | 52.4468745270603, 0.723398289819346 | EPN-S0000000D1056 | Biogas
1023545564903 | [6 empty] | SCROBY SANDS GENERATION | SCROBY SANDS | Admiralty Road |  | Great Yarmouth | Norfolk | NR30 3NS | England | 652800 | 305850 | Norwich Main | GT Yarmouth Grid 33kV |  | 33 | Eastern Power Networks (EPN) | Wind onshore | Onshore wind turbines |  |  |  | 76 | [12 empty] | No | Connected | 76 | 76 | 80 |  |  | 2004-03-25 | [13 empty] | 2020-12-14 | 0.13256 | 52.3986 | 52.3985846264914, 0.132555031758593 | EPN-S0000000D4009 | Biogas
1620001070447 |  |  |  |  | Landfill | 1620000280688 | BIFFA WASTE SERVICES LIMITED | RIXTON OLD HALL | MANCHESTER ROAD | MANCHESTER ROAD | WARRINGTON | CHESHIRE | WA3 6EW | ENGLAND | 368056 | 389225 | CARRINGTON ENWL SGTS 1B 2B 4 7 | CARRINGTON BSP | IRLAM | 6.6 | ELECTRICITY NORTH WEST LIMITED | BIOFUEL - LANDFILL GAS | ENGINE (COMBUSTION / RECIPROCATING) | NO | 0 | 0 | 1.03 |  |  |  | 0 | 0 | 0 |  |  |  | 0 | 0 | 0 | NO | CONNECTED | 1.03 | 1.9 | 2 | 0.076 | 0.08 | 2004-07-01 |  |  |  | 0 | 0 |  |  | NO | NO |  |  |  |  | 2021-12-06 | 53.39887745887029, -2.4818836231386063
1620001116989 |  |  |  |  | Landfill | 1620001116970 | BIFFA WASTE SERVICES LIMITED | CLIFTON HALL LANDFILL | LUMINS LANE | CLIFTON, SWINTON | MANCHESTER | GREATER MANCHESTER | M27 8LN | ENGLAND | 379307 | 402594 | KEARSLEY LOCAL 33 GSP | - | CLIFTON JUNCTION | 11 | ELECTRICITY NORTH WEST LIMITED | BIOFUEL - LANDFILL GAS | ENGINE (COMBUSTION / RECIPROCATING) | NO | 0 | 0 | 1.46 |  |  |  | 0 | 0 | 0 |  |  |  | 0 | 0 | 0 | NO | CONNECTED | 1.46 | 1.387 | 1.46 | 0.057 | 0.06 | 2012-11-01 |  |  |  | 0 | 0 |  |  | NO | NO |  |  |  |  | 2021-12-06 | 53.51960578609033, -2.313563581683708
1030078017157 | [6 empty] | WADLOW ENERGY LIMITED | WADLOW WINDFARM (WEST CONNECTION - BB1) |  |  | CAMBRIDGE | Cambs | CB21 5BF | England | 557890 | 253330 | Burwell | Fulbourn Grid 33kV |  | 33 | Eastern Power Networks (EPN) | Wind onshore | Onshore wind turbines |  |  |  | 14.16 | [12 empty] | No | Connected | 14.16 | 14.16 | 14.905 |  |  | 2012-09-13 | [13 empty] | 2020-12-14 | -0.021955 | 52.5361 | 52.5360518409568, -0.0219550879912207 | EPN-S0000000D6065 | Wind
1030078016924 | [6 empty] | WADLOW ENERGY LIMITED | WADLOW WINDFARM (EAST CONNECTION - BB2) |  | Fulbourn | Cambridge | Cambs | CB21 5BF | England | 557890 | 253330 | Burwell | Burwell Local Grid 33kV |  | 33 | Eastern Power Networks (EPN) | Wind onshore | Onshore wind turbines |  |  |  | 16.6 | [12 empty] | No | Connected | 16.6 | 16.6 | 17.474 |  |  | 2012-09-13 | [13 empty] | 2020-12-14 | 0.15369 | 52.5818 | 52.5818094252536, 0.153690265141906 | EPN-S0000000D6077 | Wind
1030083917802 | [6 empty] | REG BURNTHOUSE LTD | BURNT HOUSE WIND |  |  | PETERBOROUGH | Cambs | PE7 2HS | England | 534260 | 294970 | Walpole | March Grid 33kV |  | 33 | Eastern Power Networks (EPN) | Wind onshore | Onshore wind turbines |  |  |  | 6.316 | [12 empty] | No | Connected | 6.316 | 6.316 | 6.648 |  |  | 2013-05-17 | [13 empty] | 2020-12-14 | 0.025295 | 52.5086 | 52.5086382812422, 0.0252950714048235 | EPN-S0000000D6065 | Wind
1030079196820 | [6 empty] | CO-OPERATIVE GROUP LIMITED | WHITE MILL /COLDHAM WINDFARM 2 | Coldham Estate | Coldham | WISBECH | Cambs | PE14 0LX | England | 546020 | 300400 | Walpole | Walsoken Grid 33kV |  | 33 | Eastern Power Networks (EPN) | Wind onshore | Onshore wind turbines |  |  |  | 14.75 | [12 empty] | No | Connected | 14.75 | 14.75 | 15.526 |  |  | 2012-03-26 | [13 empty] | 2020-12-14 | -0.20124 | 52.5761 | 52.5761350603915, -0.201236473620055 |  | Fossil fuel
1030034117513 | [6 empty] | RANSON MOOR WINDFARM | RANSON MOOR WINDFARM |  |  | March | Cambs | PE15 0TY | England | 537550 | 292010 | Walpole | March Grid 33kV |  | 33 | Eastern Power Networks (EPN) | Wind onshore | Onshore wind turbines |  |  |  | 10 | [12 empty] | No | Connected | 10 | 10 | 10.526 |  |  | 2007-03-22 | [13 empty] | 2020-12-14 | 1.1794 | 51.8259 | 51.8258798015729, 1.17939869762038 |  | Wind
2000000000000 |  |  |  |  | Landfill | 2000000000000 | BIFFA WASTE SERVICES LIMITED | DATA NOT AVAILABLE | WHITEPARISH LANDFILL | SOUTHAMPTON ROAD | SALISBURY | WILTSHIRE | SP5 2QW | ENGLAND | 424455 | 122063 | MANNINGTON GSP | SALISBURY | REDLYNCH | 11 | SOUTHERN ELECTRIC POWER DISTRIBUTION PLC | BIOFUEL - LANDFILL GAS | DATA NOT AVAILABLE | NO | DATA NOT AVAILABLE | DATA NOT AVAILABLE | 1.045 | DATA NOT AVAILABLE | DATA NOT AVAILABLE | DATA NOT AVAILABLE | DATA NOT AVAILABLE | DATA NOT AVAILABLE | DATA NOT AVAILABLE | DATA NOT AVAILABLE | DATA NOT AVAILABLE | DATA NOT AVAILABLE | DATA NOT AVAILABLE | DATA NOT AVAILABLE | DATA NOT AVAILABLE | NO | CONNECTED | 1.045 | 1.045 | 1.1 | DATA NOT AVAILABLE | DATA NOT AVAILABLE | DATA NOT AVAILABLE | DATA NOT AVAILABLE | DATA NOT AVAILABLE | DATA NOT AVAILABLE | DATA NOT AVAILABLE | DATA NOT AVAILABLE | DATA NOT AVAILABLE | DATA NOT AVAILABLE | N | DATA NOT AVAILABLE | DATA NOT AVAILABLE | DATA NOT AVAILABLE | DATA NOT AVAILABLE | DATA NOT AVAILABLE | 44105
1099000000424 | [6 empty] | NATIONAL GRID ELECTRICITY TRANSMISSION PLC | GUNFLEET SANDS OFFSHORE TRANSMISSION | GUNFLEET SANDS OFFSHORE TRANSMISSION | Holland Road | Little Clacton | Essex | CO16 9QG | England | 619190 | 218920 | Bramford | - |  | 132 | Eastern Power Networks (EPN) | Wind offshore | Offshore wind turbines |  |  |  | 172 | [12 empty] | No | Connected | 172 | 172 | 181.053 |  |  | 2009-08-18 | [13 empty] | 2021-12-14 | -0.44052 | 51.7715 | 51.7714849115649, -0.440523227159434 | EPN-S0000000H8052 | Fossil fuel
1050001382531 | [6 empty] | Stratera Energy Ltd | BERDEN PELHAM |  |  | Bishops Stortford | Herts | SG9 0JB | England | 545797 | 228775 | Pelham | - |  | 132 | Eastern Power Networks (EPN) | Stored Energy (all stored energy irrespective of the original energy source) | Storage - Electrochemical (Batteries) |  |  |  | 50 | [12 empty] | No | Connected | 50 | 50 | 52.632 | 50 | 52.632 | 2017-11-12 | [13 empty] | 2020-11-13 | -0.10364 | 51.6663 | 51.666313885888, -0.103639055072669 | EPN-S0000000H7112 | Fossil fuel
1620000296270 |  |  |  |  | Landfill | 1620000223110 | BIFFA WASTE SERVICES LIMITED | BOLTON ROAD | BOLTON ROAD | WITHNELL | CHORLEY | LANCASHIRE | PR6 8BP | ENGLAND | 364025 | 423730 | PENWORTHAM WEST GSP / STANAH GSP GROUP | LEYLAND | HIGHER WALTON | 11 | ELECTRICITY NORTH WEST LIMITED | BIOFUEL - LANDFILL GAS | ENGINE (COMBUSTION / RECIPROCATING) | YES | 0 | 0 | 2.25 |  |  |  | 0 | 0 | 0 |  |  |  | 0 | 0 | 0 | NO | CONNECTED | 2.25 | 2.375 | 2.5 | 0.19 | 0.2 | 1996-09-01 |  |  |  | 0 | 0 |  |  | NO | NO |  |  |  |  | 2021-12-06 | 53.708745397539246, -2.5464879830143983
1900060837435 |  |  |  |  | Landfill | Data not available | BIFFA WASTE SERVICES LIMITED | BIFFA LANDFILL SITE | CORMONGERS LANE |  | NUTFIELD | SURREY | RH1 4ER | England | 529688 | 151200 | Bolney SGT | Leigh Grid 33kV | Reigate 11kV | 11 | South Eastern Power Networks (SPN) | Biofuel landfill gas | Gas turbine (OCGT) |  |  |  | 1.9 | [12 empty] | No | Connected | 1.9 | 1.9 | 2 |  |  | 1998-04-23 | [13 empty] | 2021-01-15 | 0.88126 | 51.1584 | 51.158359072959, 0.881257030329996 | SPN-S000000008102 | Biogas
1900060667534 |  |  |  |  | Landfill | Data not available | Biffa Waste Services Ltd | SHAKESPEARE FARM | RATCLIFFE HIGHWAY |  | ST. MARY HOO | KENT | ME3 8RS | England | 581643 | 177119 | Kingsnorth SGT | - | Kingsnorth Grid 11kV | 11 | South Eastern Power Networks (SPN) | Biofuel landfill gas | Gas turbine (OCGT) |  |  |  | 1.3 | [12 empty] | No | Connected | 1.3 | 1.3 | 1.368 |  |  | 2004-03-04 | [13 empty] | 2020-11-13 | -0.070719 | 51.08 | 51.0799969659448, -0.0707191736784575 | SPN-S000000008512 | Solar PV
1023479931114 | [6 empty] | CLP Envirogas Ltd | BELLHOUSE FARM LANE | OFF CHURCH LANE |  | Colchester | Essex | CO3 8LP | England | 594218 | 223366 | Rayleigh | Abberton Grid 33kV | Shrub End Primary 11kV | 11 | Eastern Power Networks (EPN) | Fossil - Gas | Gas turbine (OCGT) |  |  |  | 3 | [12 empty] | No | Accepted to Connect |  |  |  |  | 0 |  | 3 | 3 | 3.158 | 0.095 | 0.1 | 2016-09-29 | [7 empty] | 2020-11-13 | 0.14067 | 51.8865 | 51.886450275694, 0.140674565770421 | EPN-S0000000D7059 | Storage
Data not available | [6 empty] | Sweco UK Ltd | CLAY TYE FARM |  |  | Upminster | Essex | RM14 3PL | England | 559370 | 186170 | Warley | - |  | 132 | Eastern Power Networks (EPN) | Stored Energy (all stored energy irrespective of the original energy source) | Storage - Electrochemical (Batteries) |  |  |  | 49.5 | [12 empty] | No | Connected | 49.5 | 49.5 | 52.105 | 49.5 | 52.105 | 2023-09-18 | [13 empty] | 2024-02-14 | 0.72277 | 52.2528 | 52.252825829847, 0.722773939541687 | EPN-S0000000H1012 | Fossil fuel
Data not available | [6 empty] | Red Triangle Energy Ltd | WICKHAM HALL |  |  | BISHOP STORTFORD | Herts | CM23 1JG | England | 547423 | 223042 | Pelham | Bishops Stortford Grid 33kV |  | 33 | Eastern Power Networks (EPN) | Stored Energy (all stored energy irrespective of the original energy source) | Storage - Electrochemical (Batteries) |  |  |  | 10 | [12 empty] | No | Accepted to Connect | [6 empty] | 10 | 10 | 10.526 | 10 | 10.526 | 2017-03-17 | 2025-06-06 | [6 empty] | 2023-01-16 | -0.48327 | 51.9877 | 51.9876633380831, -0.483268942694677 | EPN-S0000000D8023 | Storage
1900090713848 |  |  |  |  | Landfill | Data not available | Biffa Waste Services Ltd | PEBSHAM LANDFILL SITE | FRESHFIELDS | BEXHILL RD | PEBSHAM | EAST SUSSEX | TN38 8AY | England | 576990 | 108630 | Ninfield SGT | Ninfield Grid 33kV | Bexhill Town 11kV | 11 | South Eastern Power Networks (SPN) | Biofuel landfill gas | Gas turbine (OCGT) |  |  |  | 1.4 | [12 empty] | No | Connected | 1.4 | 1.4 | 1.4 |  |  | 2013-10-16 | [13 empty] | 2020-11-13 | -0.21148 | 50.8277 | 50.8277457139008, -0.211476848933356 | SPN-S000000008545 | Solar PV
1050001324405 | [6 empty] | Anesco Ltd | CLAYHILL FARM GREENFIELD RD |  |  | BEDFORD | Beds | MK45 5JD | England | 504250 | 233220 | Sundon | Westoning Grid 33kV |  | 33 | Eastern Power Networks (EPN) | Stored Energy (all stored energy irrespective of the original energy source) | Storage - Electrochemical (Batteries) |  |  |  | 1.2 | [12 empty] | No | Connected | 1.2 | 1.2 | 1.263 | 1.2 | 1.263 | 2017-04-28 | [13 empty] | 2020-11-13 | -0.89628 | 51.7465 | 51.7465074676878, -0.896281261579993 |  | Storage
1050001054206 | [6 empty] | MJS Grid Services Ltd | OUTWOOD FARM RD BILLERICAY |  |  | BILLERICAY | Essex | CM11 2TX | England | 624150 | 306010 | Rayleigh | Nevendon Grid 33kV |  | 33 | Eastern Power Networks (EPN) | Solar | Photovoltaic |  |  |  | 18 | [12 empty] | No | Connected | 18 | 17.1 | 18 | 0 | 0 | 2022-07-14 | [13 empty] | 2023-08-14 | 1.0396 | 52.0705 | 52.0705148160138, 1.03956571160977 |  | Storage
1050001658148 | [6 empty] | Sweco UK Ltd | BUMPERS FARM |  |  | ILMER | Bucks | HP27 9RE | England | 476296 | 205888 | Amersham | - |  | 132 | Eastern Power Networks (EPN) | Stored Energy (all stored energy irrespective of the original energy source) | Storage - Electrochemical (Batteries) |  |  |  | 49.5 | [12 empty] | No | Connected | 49.5 | 49.5 | 52.105 | 49.5 | 52.105 | 2023-09-13 | [13 empty] | 2023-11-14 | 0.35602 | 51.4606 | 51.4606459400317, 0.356023510607946 |  | Biogas
Data not available | [6 empty] | Connect2Grid | BROOK FARM | FLOWTON |  | Ipswich | Suffolk | IP8 4LJ | England | 608419 | 245709 | Bramford | - |  | 132 | Eastern Power Networks (EPN) | Stored Energy (all stored energy irrespective of the original energy source) | Storage - Electrochemical (Batteries) |  |  |  | 50 | [12 empty] | No | Connected | 50 | 50 | 52.632 | 50 | 52.632 | 2022-08-11 | [13 empty] | 2023-08-14 | -0.04042 | 51.6163 | 51.6162941027322, -0.0404198539533117 | EPN-S0000000D7021 | Biogas
1574000329344 | Sara | Bosetti |  |  | sara_bosetti@venatorcorp.com | Data Not Available | Billingham Tioxide 6MW gas Gen | Billingham Tioxide 6MW gas Gen | Billingham Tioxide Green Section | Haverton Hill Road | Billingham | County Durham | TS23 1PS | England | 447090 | 521124 | Norton | North Tees | North Tees T3 T4 | 11 | Northern Powergrid (Northeast) plc | Fossil - Oil | Engine (combustion / reciprocating) | No | Data Not Applicable | Data Not Applicable | 6 | Data Not Available | Data Not Available | Data Not Available | Data Not Available | Data Not Available | Data Not Available | Data Not Available | Data Not Available | Data Not Available | Data Not Available | Data Not Available | Data Not Available | No | Connected | 6 | 6 | 6.316 | Data Not Available | Data Not Available | 2017-10-25 00:00:00 | Data Not Applicable | Data Not Applicable | 6.316 | Data Not Applicable | Data Not Applicable | 2017-02-01 00:00:00 | Data Not Available | Data Not Available | Data Not Available | Data Not Available | Data Not Available | Data Not Available | Data Not Available | 2018-02-09 | 54.583132385583646, -1.2729210764930747 | 2017-02-01 | 2017-10-25 | Stockton-on-Tees
Data not available | [6 empty] | North London Waste Authority | EDMONTON ECO PARK | ADVENT WAY |  | Edmonton | London | N18 3AG | England | 535768 | 192648 | Tottenham | Tottenham Grid 33kV |  | 33 | Eastern Power Networks (EPN) | Waste | Steam turbine (thermal power plant) |  |  |  | 10 | [12 empty] | No | Connected | 10 | 10 | 10.526 | 4 | 4.211 | 2021-02-17 | [13 empty] | 2022-12-14 | 1.2998 | 52.5999 | 52.5998913456834, 1.29981667769826 | EPN-S0000000D5084 | Solar PV
1200062074107 |  |  |  |  | Look up later |  | Bio Collectors | Bio Collectors | 43 WILLOW LANE |  | Mitcham | LONDON | CR4 4NA | England | 527587 | 167527 | Wimbledon Grid South 3/4 | Wimbledon Grid C 33kV | Gorringe Park 11kV | 11 | London Power Networks (LPN) | Fossil - Gas | Engine (combustion / reciprocating) |  |  |  | 1.187 | [12 empty] | No | Connected | 1.187 | 1.187 | 1.484 |  |  | 2017-05-24 | [13 empty] | 2020-11-13 | -0.06731 | 51.5069 | 51.5068602626685, -0.0673104891454428 | LPN-S000000000673 | Fossil fuel
1050001541867 | [6 empty] | Island Green Power | WHITE HORSE LANE NORWICH |  |  | Norwich | Norfolk | NR14 8SQ | England | 623565 | 305347 | Norwich Main | Trowse Grid 33kV |  | 33 | Eastern Power Networks (EPN) | Solar | Photovoltaic |  |  |  | 15 | [12 empty] | No | Connected | 15 | 15 | 15.789 | 0.19 | 0.2 | 2022-08-22 | [13 empty] | 2023-08-14 | 0.19685 | 52.3081 | 52.3080551149561, 0.196854754497551 | EPN-S0000000D4009 | Solar PV
1050001658148 | [6 empty] | Anesco | LAND NORTH OF BUMPERS FARM | Bumpers Lane |  | Princes Risborough | Herts | HP27 9RE | England | 476296 | 205888 | Amersham | Ilmer Grid 33kV |  | 33 | Eastern Power Networks (EPN) | Stored Energy (all stored energy irrespective of the original energy source) | Storage - Electrochemical (Batteries) |  |  |  | 13.3 | Solar | Photovoltaic | [10 empty] | No | Connected | 13.3 | 13.3 | 14 | 5.2 | 5.474 | 2020-03-16 | [13 empty] | 2024-11-14 | 0.30977 | 52.2931 | 52.2931226324266, 0.309768667136122 | EPN-S0000000D4033 | Solar PV
Data not available | [6 empty] | The Abbey Group Cambridgeshire Ltd | FDG F-02 LAND AT CHITTERING DROVE | FDG F-02 LAND AT CHITTERING DROVE |  | Cambridge | Cambs | CB25 9PW | England | 549870 | 270043 | Burwell | Histon Grid 33kV |  | 33 | Eastern Power Networks (EPN) | Solar | Photovoltaic |  |  |  | 9.58 | [12 empty] | Yes | Accepted to Connect | [6 empty] | 9.58 | 9.58 | 10.084 | 0.1 | 0.105 | 2018-02-23 | 2025-06-01 | [6 empty] | 2024-07-12 | -0.43002 | 51.7672 | 51.7672358114983, -0.430017802735635 |  | Fossil fuel
Data not available | [6 empty] | Lightsource Renewable Energy Ltd | GOOSEHALL FARM |  |  | Cambridge | Cambs | CB25 0BN | England | 557620 | 268622 | Burwell | Burwell Local Grid 33kV |  | 33 | Eastern Power Networks (EPN) | Solar | Photovoltaic |  |  |  | 35 | [12 empty] | No | Connected | 35 | 35 | 36.842 | 0.2 | 0.211 | 2020-08-18 | [13 empty] | 2021-06-14 | -0.22356 | 52.6034 | 52.6033548891816, -0.223557132943731 | EPN-S0000000F6057 | Fossil fuel
1170000304423 |  |  |  |  | Look up later | 1170000304432 | Bio dynamic (uk) ltd | Colwick sidings, colwick road no4, ad plant | P176 | Private Road No 4, Colwick Industrial Estate, Nottingham | data not available | data not available | NG4 2JT | United Kingdom | 463401 | 339823 | Stoke Bardolph 132Kv | Nottingham East 33Kv S Stn | Colwick 33 11Kv S Stn | 11 | National Grid Electricity Distribution (East Midlands) Plc | Biofuel - Biogas from anaerobic digestion (excluding landfill & sewage) | Gas turbine (OCGT) | Yes | data not available | data not available | 4.052 | data not applicable | data not applicable | Yes | data not available | data not available | 0.785 | data not applicable | data not applicable | data not applicable | data not available | data not available | data not applicable | data not available | Connected | 4.837 | 3.8 | 4 | 0.95 | 1 | 43313 | data not applicable | data not applicable | data not applicable | data not applicable | data not applicable | data not applicable | data not applicable | data not available | data not available | data not available | data not available | data not available | data not available | 45750
1023545939345 | Leanne | Westcar |  |  | leanne.westcar@bpl.co.uk |  | BIO PRODUCTS LABORATORY LIMITED | BIO PRODUCTS LABORATORY | DAGGERS LANE | ELSTREE | Watford | Herts | WD6 3BX | England | 516440 | 195640 | Elstree | Bushey Mill Grid 33kV | Hartspring Primary 11kV | 11 | Eastern Power Networks (EPN) | Fossil - Oil | Engine (combustion / reciprocating) |  |  |  | 2 | [12 empty] | No | Connected | 2 | 2 | 2.105 |  |  | 2005-07-07 | [13 empty] | 2021-12-14 | 0.73109 | 52.257 | 52.2569502839238, 0.731086511965485 | EPN-S0000000D1012 | Biogas
2200043352495 |  |  |  |  | Landfill | 2200043352486 | Biogas technology limited | Gas generator | Export | Marshall Road Gas Generator, Plympton | Plymouth | data not available | PL7 4NW | United Kingdom | 252279 | 56500 | Abham Sgp | Plympton Bsp | Linketty Lane | 11 | National Grid Electricity Distribution (South West) Plc | Fossil - Gas | Engine (combustion / reciprocating) | No | data not available | data not available | 6.849 | data not applicable | data not applicable | data not applicable | data not available | data not available | data not applicable | data not applicable | data not applicable | data not applicable | data not available | data not available | data not applicable | data not available | Connected | 6.849 | 6.65 | 7 | 0.266 | 0.28 | 44774 | data not applicable | data not applicable | data not applicable | data not applicable | data not applicable | data not applicable | data not applicable | data not available | data not available | data not available | data not available | data not available | data not available | 45750
Data not available | [6 empty] | Pretoria Energy Company Ltd | FDG CHATTERIS WAY |  |  | ELY | Cambs | CB6 2AZ | England | 542700 | 282345 | Walpole | March Grid 33kV |  | 33 | Eastern Power Networks (EPN) | Fossil - Gas | Gas turbine (OCGT) |  |  |  | 4.7 | [12 empty] | Yes | Accepted to Connect | [6 empty] | 4.7 | 4.7 | 4.947 | 0 | 0 | 2018-07-25 | [7 empty] | 2024-10-14 | -0.48441 | 52.0101 | 52.0100666903064, -0.484405773540751 | EPN-S0000000H4034 | Fossil fuel
2200043411802 |  |  |  |  | Landfill | 2200043411820 | Biogas technology limited | Langleys lane gas generator | Gas Generator, | Langleys Lane, Old Milss, Radstock | data not available | data not available | BS39 7SS | United Kingdom | 364000 | 154000 | Seabank Sgp | Radstock Bsp 132Kv | Midsomer Norton | 11 | National Grid Electricity Distribution (South West) Plc | Fossil - Gas | Gas turbine (OCGT) | No | data not available | data not available | 6 | data not applicable | data not applicable | data not applicable | data not available | data not available | data not applicable | data not applicable | data not applicable | data not applicable | data not available | data not available | data not applicable | data not available | Connected | 6 | 5.7 | 6 | 0.29925 | 0.315 | 44834 | data not applicable | data not applicable | data not applicable | data not applicable | data not applicable | data not applicable | data not applicable | data not available | data not available | data not available | data not available | data not available | data not available | 45750
2200043463971 |  |  |  |  | Landfill | 2200043463962 | Biogas technology limited | Gas generator | Gas Generator | Prowses Lane | Axbridge | data not available | BS26 2HP | United Kingdom | 342349 | 154314 | Sandford 132Kv Sgp | Churchill Bsp 132Kv | Axbridge | 11 | National Grid Electricity Distribution (South West) Plc | Fossil - Gas | Gas turbine (OCGT) | No | data not available | data not available | 6.9 | data not applicable | data not applicable | data not applicable | data not available | data not available | data not applicable | data not applicable | data not applicable | data not applicable | data not available | data not available | data not applicable | data not available | Connected | 6.9 | 6.65 | 7 | 0.29925 | 0.315 | 44832 | data not applicable | data not applicable | data not applicable | data not applicable | data not applicable | data not applicable | data not applicable | data not available | data not available | data not available | data not available | data not available | data not available | 45750
1640000904930 |  |  |  |  | Landfill | 1640000904921 | BIOGAS TECHNOLOGY LIMITED | ELEVATOR ROAD | TRAFFORD PARK |  | MANCHESTER | GREATER MANCHESTER | M17 1BR | ENGLAND | 380131 | 396802 | SOUTH MANCHESTER GSP | STRETFORD | TRAFFORD | 33 | ELECTRICITY NORTH WEST LIMITED | FOSSIL - GAS | ENGINE (COMBUSTION / RECIPROCATING) | YES | 0 | 0 | 21.053 |  |  |  | 0 | 0 | 0 |  |  |  | 0 | 0 | 0 | NO | CONNECTED | 21.053 | 19 | 20 | 0.19 | 0.2 | 2020-03-03 |  |  |  | 0 | 0 |  |  | NO | NO |  |  |  |  | 2021-12-06 | 53.46757757829489, -2.3007672187123083
2200042209298 |  |  |  |  | Landfill | 2200042209289 | Biogen southern limited | Waste transfer station, aisecombe way, hutton moor, weston-super-mare | Station Landfill Site, Waste Transfer Station | Aisecome Way, Hutton Moor | Weston-super-mare | Somerset | BS22 8NA | United Kingdom | 334353 | 160852 | Sandford 132Kv Sgp | Weston Bsp 132Kv | Weston Locking Rd | 11 | National Grid Electricity Distribution (South West) Plc | Biofuel - Landfill gas | Gas turbine (OCGT) | No | data not available | data not available | 1.099 | data not applicable | data not applicable | data not applicable | data not available | data not available | data not applicable | data not applicable | data not applicable | data not applicable | data not available | data not available | data not applicable | data not available | Connected | 1.099 | 0.95 | 1 | 0.20425 | 0.215 | 41907 | data not applicable | data not applicable | data not applicable | data not applicable | data not applicable | data not applicable | data not applicable | data not available | data not available | data not available | data not available | data not available | data not available | 45750
Data not available | [6 empty] | Belectric Solar Ltd | LAND TO THE WEST OF THE A131 |  |  | Braintree | Essex | CM77 7WW | England | 573721 | 220742 | Braintree | Braintree Local 33kV |  | 33 | Eastern Power Networks (EPN) | Stored Energy (all stored energy irrespective of the original energy source) | Storage - Electrochemical (Batteries) |  |  |  | 10 | [12 empty] | No | Connected | 10 | 10 | 10.526 | 10 | 10.526 | 2020-11-04 | [13 empty] | 2021-07-14 | 0.64021 | 51.8078 | 51.8078149787702, 0.640210088462461 | EPN-S0000000H3054 | Fossil fuel
1160001126650 |  |  |  |  | Landfill | 1160001126660 | Biogen uk ltd | Higham park | Pump At Higham Park Farm | Higham Park Road | Rushden | East Northamptonshire | NN10 0SL | United Kingdom | 497972 | 264483 | Grendon 132Kv S Stn | Wellingborough 33Kv S Stn | Sharnbrook 33 11Kv S Stn | 11 | National Grid Electricity Distribution (East Midlands) Plc | Biofuel - Landfill gas | Gas turbine (OCGT) | No | data not available | data not available | 3.034 | data not applicable | data not applicable | data not applicable | data not available | data not available | data not applicable | data not applicable | data not applicable | data not applicable | data not available | data not available | data not applicable | data not available | Connected | 3.034 | 2.7075 | 2.85 | 0.095 | 0.1 | 42370 | data not applicable | data not applicable | data not applicable | data not applicable | data not applicable | data not applicable | data not applicable | data not available | data not available | data not available | data not available | data not available | data not available | 45750
1170000416346 |  |  |  |  | Landfill | 1170000416355 | Biogen uk ltd | Biogen merevale | Biogen Merevale | Merevale Lane | Atherstone | Warwickshire | CV9 2LA | United Kingdom | 428134 | 297279 | Lea Marston 132Kv S Stn | Tamworth 33Kv S Stn | Wood End 33 11Kv S Stn | 11 | National Grid Electricity Distribution (East Midlands) Plc | Biofuel - Biogas from anaerobic digestion (excluding landfill & sewage) | Engine (combustion / reciprocating) | Yes | data not available | data not available | 2.676 | data not applicable | data not applicable | data not applicable | data not available | data not available | data not applicable | data not applicable | data not applicable | data not applicable | data not available | data not available | data not applicable | data not available | Connected | 2.676 | 2.5175 | 2.65 | 0.095 | 0.1 | 42064 | data not applicable | data not applicable | data not applicable | data not applicable | data not applicable | data not applicable | data not applicable | data not available | data not available | data not available | data not available | data not available | data not available | 45750
2100041286890 |  |  |  |  | Landfill | 2100041286881 | Biogen uk ltd | Bryn pica waste | Bryn Pica | Landfill Site, Llwydcoed | Aberdare | Mid Glamorgan | CF44 0BX | United Kingdom | 300910 | 205370 | Swansea North Grid | Hirwaun Grid | Aberdare | 11 | National Grid Electricity Distribution (South Wales) Plc | Biofuel - Biogas from anaerobic digestion (excluding landfill & sewage) | Engine (combustion / reciprocating) | Yes | data not available | data not available | 1.189 | data not applicable | data not applicable | data not applicable | data not available | data not available | data not applicable | data not applicable | data not applicable | data not applicable | data not available | data not available | data not applicable | data not available | Connected | 1.189 | 1.045 | 1.1 | 0.2375 | 0.25 | 42149 | data not applicable | data not applicable | data not applicable | data not applicable | data not applicable | data not applicable | data not applicable | data not available | data not available | data not available | data not available | data not available | data not available | 45750
Data not available | [6 empty] | MJS Grid Services Ltd | (FDG) F-16 WICKEN FARM |  |  | Ely | Cambs | CB7 5XW | England | 566663 | 270815 | Burwell | Burwell Local Grid 33kV |  | 33 | Eastern Power Networks (EPN) | Solar | Photovoltaic |  |  |  | 20 | [12 empty] | Yes | Connected | 20 | 20 | 21.053 |  |  | 2023-06-23 | [13 empty] | 2023-10-13 | 0.43139 | 52.0736 | 52.0735944864202, 0.431390353864537 | EPN-S0000000H1036 | Fossil fuel
Data not available | [6 empty] | DNO Consulting Limited | HAMLET HILL |  |  | Harlow | Essex | CM19 5JY | England | 540092 | 207903 | Rye House | - |  | 132 | Eastern Power Networks (EPN) | Fossil - Gas | Gas turbine (OCGT) |  |  |  | 99.9 | [12 empty] | No | Accepted to Connect | [6 empty] | 99.9 | 99.9 | 105.158 | 2 | 2.105 | 2019-06-04 | 2031-10-31 | [6 empty] | 2023-01-16 | 0.74933 | 52.3495 | 52.3494945049995, 0.749330982357148 |  | Solar PV
data not available |  |  |  |  | Landfill | data not available | Biogen Waen | Biogen Waen | Biogen Waen | Holywell Road | Holywell | North Wales | LL17 0DS | Wales | 305539 | 375039 | CONNAHS QUAY / PENTIR / ST ASAPH (CONQ) | HOLYWELL GT1 / RHYL GT1 / ST ASAPH GT2 / ST ASAPH GT4 | EGA ELECTRIC T1 | 33 | SP Manweb plc | Biofuel - Biogas from anaerobic digestion (excluding landfill & sewage) | Engine (combustion / reciprocating) | No | 0 | 0 | 1.1 | data not applicable | data not applicable | No | 0 | 0 | 0 | data not applicable | data not applicable | No | 0 | 0 | 0 | data not available | Connected | 1.1 | 1.1 | 1.1579 | data not applicable | data not applicable | data not available | data not applicable | data not applicable | data not applicable | data not applicable | data not applicable | data not available | data not applicable | N | N | data not available | N | data not available | data not available | 44088 | data not available | 124
Data not available | [6 empty] | MJS Grid Services Ltd | BURY ROAD |  |  | Thetford | Norfolk | IP24 2PR | England | 587354 | 275938 | Bramford | - |  | 132 | Eastern Power Networks (EPN) | Solar | Photovoltaic |  |  |  | 49.9 | [12 empty] | No | Accepted to Connect | [6 empty] | 49.9 | 49.9 | 52.526 | 0 | 0 | 2019-08-30 | 2024-12-31 | [6 empty] | 2023-10-13 | -0.32763 | 51.709 | 51.7090124332812, -0.327634902417945 | EPN-S0000000H8143 | Biogas
1050001197846 | [6 empty] | Bouygues Energies & Services | LAND OFF GREAT DROVE |  |  | Ely | Cambs | CB7 5HX | England | 558826 | 272815 | Burwell | Burwell Local Grid 33kV |  | 33 | Eastern Power Networks (EPN) | Solar | Photovoltaic |  |  |  | 29.4 | [12 empty] | No | Connected | 29.4 | 29.4 | 30.947 |  |  | 2024-10-26 | [13 empty] | 2025-04-14 | 1.0159 | 52.1719 | 52.1719326722106, 1.01587823686604 |  | Solar PV
1100050222491 |  |  |  |  | Landfill | 1100039676812 | Biogeneration ltd | Biffa waste services ltd | Export Biffa Waste Services Limited | Northampton Road, Welford | Northampton | data not available | NN6 6JF | United Kingdom | 464426 | 280936 | Coventry 132Kv S Stn | Daventry 33Kv S Stn | West Haddon 33 11Kv S Stn | 0.4 | National Grid Electricity Distribution (East Midlands) Plc | data not available | data not available | No | data not available | data not available | 1.95 | data not applicable | data not applicable | data not applicable | data not available | data not available | data not applicable | data not applicable | data not applicable | data not applicable | data not available | data not available | data not applicable | data not available | Connected | 1.95 | 1.8525 | 1.95 | 0.038 | 0.04 | 35271 | data not applicable | data not applicable | data not applicable | data not applicable | data not applicable | data not applicable | data not applicable | data not available | data not available | data not available | data not available | data not available | data not available | 45750
Data not available | [6 empty] | DNOC | WOODLANDS FARM |  | BADLEY | STOWMARKET | Suffolk | IP14 2AH | England | 606327 | 256918 | Bramford | - |  | 132 | Eastern Power Networks (EPN) | Solar | Photovoltaic |  |  |  | 40 | [12 empty] | No | Accepted to Connect | [6 empty] | 40 | 40 | 42.105 | 0.09 | 0.095 | 2019-11-28 | 2025-06-06 | [6 empty] | 2023-10-13 | 0.59304 | 51.5887 | 51.5887185890255, 0.593035062117662 | EPN-S0000000D7056 | Solar PV
Data not available | [6 empty] | Low Carbon Alliance | WOBURN ROAD |  |  | BEDFORD | BEDS | MK43 9AB | England | 502429 | 245856 | Sundon | Marston Rd Grid 33kV |  | 33 | Eastern Power Networks (EPN) | Stored Energy (all stored energy irrespective of the original energy source) | Storage - Electrochemical (Batteries) |  |  |  | 12 | [12 empty] | No | Accepted to Connect | [6 empty] | 12 | 12 | 12.632 | 12 | 12.632 | 2020-03-13 | 2025-12-22 | [6 empty] | 2024-07-12 | 0.51536 | 51.7114 | 51.7113864471861, 0.515359545640524 | EPN-S0000000H3058 | Fossil fuel
Data not available | [6 empty] | Aura Power | GREAT WHEATLEY SOLAR FARM |  |  | RAYLIEGH | ESSEX | SS6 9TU | England | 579728 | 190948 | Rayleigh | Rayleigh Local 33kV |  | 33 | Eastern Power Networks (EPN) | Solar | Photovoltaic |  |  |  | 20 | [12 empty] | No | Accepted to Connect | [6 empty] | 20 | 20 | 21.053 | 0.4 | 0.421 | 2020-03-18 | 2025-06-01 | [6 empty] | 2023-10-13 | 1.3784 | 52.1414 | 52.1413940749837, 1.37839569385361 | EPN-S0000000D5073 | Solar PV
Data not available | [6 empty] | Conrad Energy (Developments) Ltd | CARDS ROAD |  |  | CHELMSFORD | ESSEX | CM2 7AE | England | 573878 | 204400 | Rayleigh | Chelmsford East Grid 33kV | Chelmsford East Local 11kV | 11 | Eastern Power Networks (EPN) | Fossil - Gas | Gas turbine (OCGT) |  |  |  | 8.545 | [12 empty] | No | Accepted to Connect | [6 empty] | 8.545 | 8.545 | 8.995 | 0.3 | 0.316 | 2020-02-17 | 2025-06-01 | [6 empty] | 2023-10-13 | 0.45197 | 51.5819 | 51.5818858936375, 0.451974821393393 | EPN-S0000000H7116 | Fossil fuel
Data not available | [6 empty] | BSR Applications | (ANM) Park Farm | Loudham |  | Woodbridge | Suffolk | IP13 0NW | England | 631268 | 254616 | Bramford | Wickham Market Grid 33kV |  | 33 | Eastern Power Networks (EPN) | Solar | Photovoltaic |  |  |  | 15 | [12 empty] | Yes | Accepted to Connect | [6 empty] | 15 | 15 | 15.789 | 0.5 | 0.526 | 2020-06-10 | 2028-12-31 | [6 empty] | 2022-12-14 | 1.2209 | 52.5491 | 52.549130734772, 1.22086505334942 | EPN-S0000000D5084 | Solar PV
1700000000000 |  |  |  |  | Landfill | 1700000000000 | BIOMASS ENERGY RENEWABLES LLP | ACHARN BIOMASS | ACHARN BIOMASS | DATA NOT AVAILABLE | ABERFELDY | STIRLING | FK21 8RA | SCOTLAND | 256236 | 731409 | KILLIN | DATA NOT APPLICABLE | KILLIN GRID | 33 | SCOTTISH HYDRO ELECTRIC POWER DISTRIBUTION PLC | BIOMASS | DATA NOT AVAILABLE | NO | DATA NOT AVAILABLE | DATA NOT AVAILABLE | 5.32 | DATA NOT AVAILABLE | DATA NOT AVAILABLE | DATA NOT AVAILABLE | DATA NOT AVAILABLE | DATA NOT AVAILABLE | DATA NOT AVAILABLE | DATA NOT AVAILABLE | DATA NOT AVAILABLE | DATA NOT AVAILABLE | DATA NOT AVAILABLE | DATA NOT AVAILABLE | DATA NOT AVAILABLE | NO | CONNECTED | 5.32 | 5.32 | 5.6 | DATA NOT AVAILABLE | DATA NOT AVAILABLE | 42926 | DATA NOT AVAILABLE | DATA NOT AVAILABLE | DATA NOT AVAILABLE | DATA NOT AVAILABLE | DATA NOT AVAILABLE | DATA NOT AVAILABLE | DATA NOT AVAILABLE | N | DATA NOT AVAILABLE | DATA NOT AVAILABLE | DATA NOT AVAILABLE | DATA NOT AVAILABLE | DATA NOT AVAILABLE | 44034
Data not available | [6 empty] | TNEI Group | (ANM) Bracon Ash |  |  | Norwich | NORFOLK | NR14 8EP | England | 618472 | 299461 | Norwich Main | Trowse Grid 33kV |  | 33 | Eastern Power Networks (EPN) | Solar | Photovoltaic |  |  |  | 25 | [12 empty] | No | Accepted to Connect | [6 empty] | 25 | 25 | 26.316 |  |  | 2020-05-07 | 2030-10-31 | No | To be confirmed |  |  |  |  | 2022-12-14 | -0.24478 | 51.7345 | 51.734537360084, -0.24478206294772 | EPN-S0000000D8119 | Solar PV
1050002866374 | [6 empty] | Intelligent Alternatives Limited | Buntines Farm |  | Pentlow | Sudbury | SUFFOLK | CO10 7JL | England | 582251 | 244945 | Pelham | Belchamp Grid 33kV |  | 33 | Eastern Power Networks (EPN) | Solar | Photovoltaic |  |  |  | 15 | [12 empty] | No | Connected | 15 | 15 | 15.789 |  |  | 2024-05-30 | [7 empty] | No | To be confirmed |  |  |  |  | 2025-04-14 | 0.39854 | 52.7611 | 52.7611088504241, 0.398536035687533 | EPN-S0000000D6046 | Solar PV
Data not available | [6 empty] | RNA Energy | Tollgate Farm | Tollgate Road |  | Colney Heath | Herts | AL4 0NY | England | 521304 | 205438 | Elstree | Hatfield Grid 33kV |  | 33 | Eastern Power Networks (EPN) | Solar | Photovoltaic |  |  |  | 16 | [12 empty] | No | Accepted to Connect | [6 empty] | 16 | 16 | 16.842 |  |  | 2020-06-15 | 2027-11-23 | [6 empty] | 2024-07-12 | 0.61275 | 51.8607 | 51.8606879246875, 0.612745811940153 | EPN-S0000000D3015 | Solar PV
Data not available | [6 empty] | CX Utilities | Estuary Farm |  |  | Kings Lynn | Norfolk | PE30 2HY | England | 561943 | 320864 | Walpole | Kings Lynn Grid 33kV |  | 33 | Eastern Power Networks (EPN) | Solar | Photovoltaic |  |  |  | 49.999 | [12 empty] | Yes | Accepted to Connect | [6 empty] | 49.999 | 49.999 | 52.631 | 0.2 | 0.211 | 2020-07-16 | [7 empty] | 2023-02-14 | 1.2427 | 52.4152 | 52.4152213617244, 1.24268477268931 | EPN-S0000000G5068 | Solar PV
Data not available | [6 empty] | Links Solar Farm Ltd | (ANM) LINKS RD |  |  | BRAINTREE | Essex | CM77 8DS | England | 580010 | 221238 | Braintree | Braintree Local 33kV |  | 33 | Eastern Power Networks (EPN) | Solar | Photovoltaic |  |  |  | 26 | [12 empty] | Yes | Connected | 26 | 26 | 27.368 | 0.5 | 0.526 | 2024-07-12 | [7 empty] | No | To be confirmed |  |  |  |  | 2025-04-14 | 0.51416 | 51.6723 | 51.672327758288, 0.514163432104632 |  | Solar PV
Data not available | [6 empty] | PACE Pathfinder Clean Energy | (ANM) Land West of Station Road |  |  | Harleston | SUFFOLK | IP21 4QS | England | 620620 | 284638 | Bramford | Halesworth Grid 33kV | Harleston Primary 11kV | 33 | Eastern Power Networks (EPN) | Solar | Photovoltaic |  |  |  | 15 | [12 empty] | Yes | Accepted to Connect | [6 empty] | 15 | 15 | 15.789 | 0.1 | 0.105 | 2020-11-02 | 2028-12-31 | [6 empty] | 2022-12-14 | 0.11471 | 51.9375 | 51.937492573221, 0.11470553269062 |  | Storage
Data not available | [6 empty] | Low Carbon UK Solar Investment Company | (ANM) CHURCH ROAD |  |  | Chelmsford | Essex | CM2 8UN | England | 573945 | 200054 | Rayleigh | - |  | 132 | Eastern Power Networks (EPN) | Solar | Photovoltaic |  |  |  | 49.9 | Stored Energy (all stored energy irrespective of the original energy source) | Storage - Electrochemical (Batteries) |  |  |  | 49.9 | [6 empty] | Yes | Accepted to Connect | [6 empty] | 49.9 | 49.9 | 52.526 | 35 | 36.842 | 2020-06-12 | 2025-06-01 | [6 empty] | 2023-10-13 | 1.0044 | 52.3314 | 52.3314461301747, 1.00435197291254 | EPN-S0000000H1073 | Solar PV
Data not available | [6 empty] | ANESCO | Stocking Pelham |  |  | Stocking Pelham | Herts | SG9 0JB | England | 545471 | 228666 | Pelham | - |  | 132 | Eastern Power Networks (EPN) | Stored Energy (all stored energy irrespective of the original energy source) | Storage - Electrochemical (Batteries) |  |  |  | 49.999 | [12 empty] | No | Accepted to Connect | [6 empty] | 49.999 | 49.999 | 52.631 | 49.999 | 52.631 | 2020-07-07 | 2028-12-31 | [6 empty] | 2024-07-12 | 0.12398 | 51.8781 | 51.8781023065257, 0.123976361326312 | EPN-S0000000D7059 | Solar PV
Data not available | [6 empty] | RNA Energy Limited | (ANM) THE COMMON |  |  | DISS | SUFFOLK | IP22 1LL | England | 604803 | 274622 | Bramford | Diss Grid 33kV | Rickinghall Primary 11kV | 11 | Eastern Power Networks (EPN) | Solar | Photovoltaic |  |  |  | 5 | [5 empty] | 5 | [6 empty] | No | Accepted to Connect | [6 empty] | 5 | 5 | 5.263 | 0.1 | 0.105 | 2020-10-20 | 2025-02-28 | [6 empty] | 2024-09-13 | 1.0666 | 52.0733 | 52.0733227623993, 1.06655298020091 |  | Storage
Data not available | [6 empty] | Infraland | Land near Hadham Rd |  |  | LITTLE HADHAM | HERTS | CM23 1JH | England | 546301 | 222080 | Pelham | Bishops Stortford Grid 33kV |  | 33 | Eastern Power Networks (EPN) | Solar | Photovoltaic |  |  |  | 40 | Stored Energy (all stored energy irrespective of the original energy source) | Storage - Electrochemical (Batteries) |  |  |  | 40 | [6 empty] | No | Accepted to Connect | [6 empty] | 40 | 40 | 42.105 | 10 | 10.526 | 2020-10-15 | 2028-12-31 | [6 empty] | 2024-07-11 | 0.029979 | 52.261 | 52.2610119830899, 0.0299792889834682 | EPN-S0000000H4043 | Storage
Data not available | [6 empty] | Anesco Ltd | Bullen Lane |  |  | Ipswich | SUFFOLK | IP8 4JD | England | 610255 | 246099 | Bramford | - |  | 132 | Eastern Power Networks (EPN) | Stored Energy (all stored energy irrespective of the original energy source) | Storage - Electrochemical (Batteries) |  |  |  | 49.99 | [12 empty] | No | Accepted to Connect | [6 empty] | 49.99 | 49.99 | 52.621 | 49.99 | 52.621 | 2020-09-02 | 2028-12-31 | [6 empty] | 2024-11-14 | -0.34 | 52.2689 | 52.2688711276531, -0.340003155208867 |  | Solar PV
Data not available | [6 empty] | DB Symmetry Ltd | (ANM) Bar Hill |  |  | Cambridge | Cambs | CB23 8DS | England | 538641 | 264479 | Burwell | Histon Grid 33kV | Longstanton Primary 11kV | 11 | Eastern Power Networks (EPN) | Stored Energy (all stored energy irrespective of the original energy source) | Storage - Electrochemical (Batteries) |  |  |  | 6 | Solar | Photovoltaic | [10 empty] | Yes | Accepted to Connect | [6 empty] | 6 | 6 | 6.316 | 6 | 6.316 | 2020-10-05 | 2028-10-31 | [6 empty] | 2024-11-14 | 0.57281 | 51.5987 | 51.5986699297524, 0.572807472691426 |  | Storage
Data not available | [6 empty] | DNOC | (ANM) Gaynes Lodge Farm |  |  | St Neots | Cambs | PE19 5DB | England | 513372 | 264710 | Eaton Socon | - |  | 132 | Eastern Power Networks (EPN) | Solar | Photovoltaic |  |  |  | 40 | [12 empty] | Yes | Accepted to Connect | [6 empty] | 40 | 40 | 42.105 |  |  | 2020-11-03 | 2028-10-31 | [6 empty] | 2022-12-14 | 0.85034 | 51.8455 | 51.8454999265566, 0.850343641771872 |  | Solar PV
Data not available | [6 empty] | HVSS | Rayleigh Site |  |  | Wickford | Essex | SS11 8TZ | England | 578288 | 192005 | Rayleigh | - |  | 132 | Eastern Power Networks (EPN) | Stored Energy (all stored energy irrespective of the original energy source) | Storage - Electrochemical (Batteries) |  |  |  | 99.8 | [12 empty] | No | Accepted to Connect | [6 empty] | 99.8 | 99.8 | 105.053 | 99.8 | 105.053 | 2020-09-16 | 2025-06-01 | [6 empty] | 2023-10-13 | 1.5159 | 52.4521 | 52.452141045374, 1.5159481935438 | EPN-S0000000H5086 | Wind
Data not available | [6 empty] | Eclipse Power Networks Limited | BIRCH ROAD |  |  | COLCHESTER | Essex | CO2 0EJ | England | 596434 | 220163 | Rayleigh | - |  | 132 | Eastern Power Networks (EPN) | Solar | Photovoltaic |  |  |  | 70 | Stored Energy (all stored energy irrespective of the original energy source) | Storage - Electrochemical (Batteries) |  |  |  | 70 | [6 empty] | No | Accepted to Connect | [6 empty] | 70 | 70 | 73.684 | 30 | 31.579 | 2020-08-14 | 2025-06-01 | [6 empty] | 2023-10-13 | -0.38539 | 52.3097 | 52.3096729243584, -0.385388781110786 | EPN-S0000000H4049 | Solar PV
Data not available | [6 empty] | NTL World | Laurels Farm |  |  | Beccles | SUFFOLK | NR34 8HD | England | 638998 | 289612 | Bramford | Ilketshall Grid 33kV | Barsham Primary 11kV | 11 | Eastern Power Networks (EPN) | Wind | Onshore wind turbines |  |  |  | 2 | [12 empty] | No | Accepted to Connect | [6 empty] | 2 | 2 | 2.105 | 0 | 0 | 2020-12-15 | 2025-09-28 | [6 empty] | 2024-09-13 | 0.35833 | 51.5789 | 51.5789314386597, 0.358326845848326 | EPN-S0000000H7100 | Solar PV
Data not available | [6 empty] | Anglo Renewables Limited | (ANM) Stow Road |  |  | Kimbolton | Cambs | PE28 0LB | England | 510174 | 269178 | Eaton Socon | Little Barford 33kV | Kimbolton Primary 11kV | 11 | Eastern Power Networks (EPN) | Solar | Photovoltaic |  |  |  | 6 | [12 empty] | Yes | Accepted to Connect | [6 empty] | 6 | 6 | 6.316 | 0.2 | 0.211 | 2021-02-14 | 2028-10-31 | [6 empty] | 2022-12-14 | -0.30885 | 52.219 | 52.2189859199937, -0.308852478817715 |  | Solar PV
Data not available | [6 empty] | Utility Connections | Tilbury Road |  |  | BRENTWOOD | Essex | CM13 3LR | England | 563506 | 189309 | Tilbury | Basildon Grid 33kV | Langdon Primary 11kV | 11 | Eastern Power Networks (EPN) | Solar | Photovoltaic |  |  |  | 2 | [12 empty] | No | Connected | 2 | 2 | 2.105 | 5.5 | 5.789 | 2023-01-19 | [13 empty] | 2023-07-14 | 0.28956 | 51.4754 | 51.475371809397, 0.289558319758423 |  | Storage
Data not available | [6 empty] | Certus Utility Consulting | (ANM) Bushmead Road |  |  | St Neots | Cambs | PE19 8JD | England | 515627 | 259211 | Eaton Socon | - |  | 132 | Eastern Power Networks (EPN) | Solar | Photovoltaic |  |  |  | 50 | Stored Energy (all stored energy irrespective of the original energy source) | Storage - Electrochemical (Batteries) |  |  |  | 49.9 | [6 empty] | No | Accepted to Connect | [6 empty] | 50 | 50 | 52.632 | 50 | 52.632 | 2021-01-05 | 2028-10-31 | [6 empty] | 2021-12-14 | 0.60872 | 51.6784 | 51.6783678351101, 0.608715202087421 | EPN-S0000000D3038 | Solar PV
Data not available | [6 empty] | Renewable Connections Developments Ltd | MANOR ROAD/LONDON ROAD |  |  | Grays | ESSEX | RM20 4BA | England | 559102 | 177642 | West Thurrock | - |  | 33 | Eastern Power Networks (EPN) | Stored Energy (all stored energy irrespective of the original energy source) | Storage - Electrochemical (Batteries) |  |  |  | 49.9 | [12 empty] | No | Accepted to Connect | [6 empty] | 49.9 | 49.9 | 52.526 | 49.9 | 52.526 | 2021-04-06 | 2028-09-30 | [6 empty] | 2023-02-14 | 0.4376 | 52.0756 | 52.0755704767009, 0.437597997221989 | EPN-S0000000H1036 | Fossil fuel
Data not available | [6 empty] | Anglo Renewables Limited | (ANM) CROWS LANE |  |  | CHELMSFORD | ESSEX | CM3 8RS | England | 580458 | 200955 | Rayleigh | Maldon Grid 33kV |  | 33 | Eastern Power Networks (EPN) | Solar | Photovoltaic |  |  |  | 20 | [12 empty] | Yes | Accepted to Connect | [6 empty] | 20 | 20 | 21.053 | 1 | 1.053 | 2021-03-25 | 2028-12-31 | [6 empty] | 2022-12-14 | -0.3148 | 52.2408 | 52.2408300123431, -0.314803444036668 |  | Solar PV
Data not available | [6 empty] | Conrad Energy | (ANM) 25 Rookwood Way |  |  | Haverhill | SUFFOLK | CB9 8PB | England | 567150 | 244715 | Pelham | Belchamp Grid 33kV | Haverhill Primary 11kV | 11 | Eastern Power Networks (EPN) | Fossil - Gas | Engine (combustion / reciprocating) |  |  |  | 5.07 | [12 empty] | Yes | Accepted to Connect | [6 empty] | 5.07 | 5.07 | 5.337 | 0 | 0 | 2021-04-08 | 2028-12-31 | [6 empty] | 2023-01-16 | 0.38245 | 52.7217 | 52.7216631532733, 0.382450220421566 |  | Storage
Data not available | [6 empty] | Intelligent Alternatives Limited | (ANM) Land North of Bassmead Manor | Staploe |  | St Neots | Cambs | PE19 5JB | England | 515164 | 261631 | Eaton Socon | - |  | 132 | Eastern Power Networks (EPN) | Solar | Photovoltaic |  |  |  | 50 | [12 empty] | Yes | Accepted to Connect | [6 empty] | 50 | 50 | 52.632 | 0.2 | 0.211 | 2021-02-17 | 2028-10-31 | [6 empty] | 2021-03-12 | 0.56943 | 51.5999 | 51.5999041785639, 0.569425843922723 |  | Storage
Data not available | [6 empty] | Certus Utility Consulting Ltd | (ANM)HIGH ROAD |  |  | Kings Lynn | Norfolk | PE34 3AW | England | 561003 | 316441 | Walpole | - |  | 132 | Eastern Power Networks (EPN) | Stored Energy (all stored energy irrespective of the original energy source) | Storage - Electrochemical (Batteries) |  |  |  | 49.999 | [12 empty] | Yes | Accepted to Connect | [6 empty] | 49.999 | 49.999 | 52.631 | 49.999 | 52.631 | 2021-02-08 | [7 empty] | 2023-02-14 | 0.49305 | 52.0665 | 52.0665416106262, 0.493048136776966 | EPN-S0000000D1011 | Solar PV
Data not available | [6 empty] | DNO Consulting Limited | DOUBLEGATE LANE |  |  | WICKFORD | ESSEX | SS11 8UA | England | 578049 | 192134 | Rayleigh | - |  | 132 | Eastern Power Networks (EPN) | Stored Energy (all stored energy irrespective of the original energy source) | Storage - Electrochemical (Batteries) |  |  |  | 99.8 | [12 empty] | No | Connected | 99.8 | 99.8 | 105.053 | 99.8 | 105.053 | 2023-04-17 | [13 empty] | 2023-10-13 | 0.2005 | 52.7267 | 52.7267177922967, 0.200500958828627 |  | Solar PV
Data not available | [6 empty] | eSmart Networks | (ANM) Water Hall Farm | Water Hall Road |  | Wixoe | Suffolk | CO10 8UA | England | 570984 | 243840 | Pelham | Belchamp Grid 33kV |  | 33 | Eastern Power Networks (EPN) | Solar | Photovoltaic |  |  |  | 25 | [12 empty] | Yes | Accepted to Connect | [6 empty] | 25 | 25 | 26.316 | 0.25 | 0.263 | 2021-03-17 | 2028-12-31 | [6 empty] | 2023-07-12 | -0.12544 | 52.3425 | 52.3425001820671, -0.12544164211315 | EPN-S0000000D4068 | Solar PV
Data not available | [6 empty] | TAG UK | (ANM) Walpole Substation |  |  | Wisbech | Cambs | PE14 7JE | England | 548699 | 316612 | Walpole | - |  | 132 | Eastern Power Networks (EPN) | Solar | Photovoltaic |  |  |  | 50 | [12 empty] | Yes | Accepted to Connect | [6 empty] | 50 | 50 | 52.632 | 0 | 0 | 2021-04-27 | [7 empty] | 2023-02-14 | 0.15486 | 52.6524 | 52.6523526807504, 0.154864377611264 |  | Fossil fuel
Data not available | [6 empty] | Infraland | (ANM - N/A) Land South of Sawtry Way |  |  | Huntingdon | Cambs | PE28 2DX | England | 527800 | 273256 | Eaton Socon | Huntingdon Grid 33kV |  | 33 | Eastern Power Networks (EPN) | Solar | Photovoltaic |  |  |  | 15 | Stored Energy (all stored energy irrespective of the original energy source) | Storage - Electrochemical (Batteries) |  |  |  | 15 | [6 empty] | Yes | Accepted to Connect | [6 empty] | 15 | 15 | 15.789 | 2.2 | 2.316 | 2021-05-11 | 2032-10-31 | [6 empty] | 2022-12-14 | 1.0112 | 51.9206 | 51.9205979887972, 1.0112405625969 |  | Storage
Data not available | [6 empty] | MVV Umwelt GmbH | (ANM) Algores Way |  |  | Wisbech | Cambs | PE13 2TQ | England | 545865 | 308248 | Walpole | - |  | 132 | Eastern Power Networks (EPN) | Fossil - Gas | Steam turbine (thermal power plant) |  |  |  | 62 | [12 empty] | Yes | Accepted to Connect | [6 empty] | 62 | 62 | 65.263 | 26 | 27.368 | 2021-05-21 | [7 empty] | 2023-02-14 | -0.61098 | 51.9172 | 51.9171996245046, -0.610982785251247 | EPN-S0000000D8086 | Solar PV
Data not available | [6 empty] | C X-Group | (ANM) Little Bromley Road |  |  | Ardleigh | Essex | CO7 7NF | England | 607169 | 228959 | Bramford | - |  | 132 | Eastern Power Networks (EPN) | Stored Energy (all stored energy irrespective of the original energy source) | Storage - Electrochemical (Batteries) |  |  |  | 49.999 | [12 empty] | Yes | Accepted to Connect | [6 empty] | 49.999 | 49.999 | 52.631 | 49.999 | 52.631 | 2021-02-24 | 2028-12-31 | [6 empty] | 2022-12-14 | 0.44901 | 51.5954 | 51.5954376460173, 0.449008340360516 |  | Storage
Data not available | [6 empty] | Econergy Tech | (ANM) Leighton Road | Leighton Road |  | Leighton Buzzard | BEDS | LU7 9PQ | England | 495630 | 225208 | Sundon | Sundon 33kV |  | 33 | Eastern Power Networks (EPN) | Solar | Photovoltaic |  |  |  | 20 | [12 empty] | Yes | Accepted to Connect | [6 empty] | 20 | 20 | 21.053 |  |  | 2021-07-01 | 2031-10-31 | [6 empty] | 2023-01-16 | 0.2268 | 51.8908 | 51.8907955200466, 0.226801796242025 | EPN-S0000000H7035 | Solar PV
Data not available | [6 empty] | Anglo Renewables | (ANM) Barleylands Road |  |  | BASILDON | Essex | SS15 4BG | England | 569727 | 191351 | Tilbury | - |  | 132 | Eastern Power Networks (EPN) | Stored Energy (all stored energy irrespective of the original energy source) | Storage - Electrochemical (Batteries) |  |  |  | 49.9 | [12 empty] | Yes | Accepted to Connect | [6 empty] | 49.9 | 49.9 | 52.526 | 49.9 | 52.526 | 2021-05-17 | 2030-10-30 | [6 empty] | 2023-10-13 | 1.0443 | 52.1983 | 52.1982895364434, 1.04434460414259 | EPN-S0000000D1018 | Solar PV
Data not available | [6 empty] | CX Group | (ANM) Land at Warmans Farm | Burton End |  | Stansted | Essex | CM24 8UQ | England | 553335 | 223703 | Pelham | Bishops Stortford Grid 33kV | Stansted Airport Main Pr 11kV | 11 | Eastern Power Networks (EPN) | Solar | Photovoltaic |  |  |  | 6 | [12 empty] | Yes | Accepted to Connect | [6 empty] | 6 | 6 | 6.316 |  |  | 2021-07-08 | 2028-12-31 | [6 empty] | 2023-01-16 | 0.26405 | 51.7092 | 51.7092424509918, 0.264048263894566 | EPN-S0000000D7064 | Solar PV
Data not available | [6 empty] | Low Carbon | (ANM) Minos Solar Farm |  |  | Stowmarket | SUFFOLK | IP14 5BL | England | 608150 | 259930 | Bramford | Stowmarket Grid 33kV |  | 33 | Eastern Power Networks (EPN) | Solar | Photovoltaic |  |  |  | 20 | [12 empty] | Yes | Accepted to Connect | [6 empty] | 20 | 20 | 21.053 | 0.1 | 0.105 | 2021-06-30 | 2031-10-31 | [6 empty] | 2022-12-14 | -0.9331 | 51.7656 | 51.7655585779615, -0.933102470832482 | EPN-S0000000D8077 | Solar PV
Data not available | [6 empty] | Infinis Energy Services Limited | (ANM) Mill Lane | Mill lane |  | High Ongar | ESSEX | CM5 9RN | England | 556525 | 203593 | Rye House | Epping Grid 33kV |  | 33 | Eastern Power Networks (EPN) | Solar | Photovoltaic |  |  |  | 7.5 | [12 empty] | Yes | Accepted to Connect | [6 empty] | 7.5 | 7.5 | 7.895 |  |  | 2021-07-26 | 2031-10-31 | [6 empty] | 2023-01-16 | 1.0684 | 52.0435 | 52.0435149803037, 1.06837594509697 |  | Solar PV
Data not available | [6 empty] | Stark Energy | (ANM) North West of Kimblewick Road |  |  | Kimblewick | Herts | HP17 8SX | England | 473723 | 207969 | Amersham | Ilmer Grid 33kV |  | 33 | Eastern Power Networks (EPN) | Solar | Photovoltaic |  |  |  | 25 | [12 empty] | Yes | Accepted to Connect | [6 empty] | 25 | 25 | 26.316 | 0 | 0 | 2021-08-16 | 2024-12-31 | [6 empty] | 2024-07-12 | 0.47752 | 52.0663 | 52.0662666325531, 0.477522593692627 | EPN-S0000000D1011 | Solar PV
Data not available | [6 empty] | RNA-Energy Ltd | (ANM - N/A) Coles Green Farm | Chattisham Road |  | washbrook | SUFFOLK | IP8 3HB | England | 610520 | 242790 | Bramford | - |  | 132 | Eastern Power Networks (EPN) | Solar | Photovoltaic |  |  |  | 38 | Stored Energy (all stored energy irrespective of the original energy source) | Storage - Electrochemical (Batteries) |  |  |  | 38 | [6 empty] | Yes | Accepted to Connect | [6 empty] | 38 | 38 | 40 | 20 | 21.053 | 2021-06-30 | 2031-10-31 | [6 empty] | 2022-12-14 | 1.3559 | 52.6002 | 52.6002037072308, 1.35586618887413 | EPN-S0000000D5084 | Storage
Data not available | [6 empty] | Infraland Ltd | (ANM) Rowley Hill Road |  |  | Haverhill | Essex | CB9 7JU | England | 569921 | 243773 | Pelham | Belchamp Grid 33kV |  | 33 | Eastern Power Networks (EPN) | Solar | Photovoltaic |  |  |  | 16 | Stored Energy (all stored energy irrespective of the original energy source) | Storage - Electrochemical (Batteries) | [10 empty] | Yes | Accepted to Connect | [6 empty] | 16 | 16 | 16.842 | 4 | 4.211 | 2020-09-25 | 2024-12-01 | [6 empty] | 2023-02-14 | 0.22014 | 52.7201 | 52.7201295103614, 0.220144915947233 |  | Storage
Data not available | [6 empty] | Eden Renewables | KIRBY ROAD |  |  | Norwich | Norfolk | NR14 7DU | England | 627358 | 305557 | Norwich Main | Trowse Grid 33kV |  | 33 | Eastern Power Networks (EPN) | Stored Energy (all stored energy irrespective of the original energy source) | Storage - Electrochemical (Batteries) |  |  |  | 40 | [12 empty] | No | Accepted to Connect | [6 empty] | 40 | 40 | 42.105 | 40 | 42.105 | 2021-08-20 | 2030-10-31 | [6 empty] | 2024-11-14 | -0.3004 | 52.3235 | 52.323486806578, -0.300395149531866 |  | Solar PV
Data not available | [6 empty] | Peters Energy Storage Facility | (ANM)Walnut Road | Walpole St Peter |  | Wisbech | Cambs | PE14 7PF | England | 550048 | 315920 | Walpole | - |  | 132 | Eastern Power Networks (EPN) | Stored Energy (all stored energy irrespective of the original energy source) | Storage - Electrochemical (Batteries) |  |  |  | 49.9 | [12 empty] | Yes | Accepted to Connect | [6 empty] | 49.9 | 49.9 | 52.526 | 49.9 | 52.526 | 2021-10-29 | [7 empty] | 2023-02-14 | 0.46084 | 51.8663 | 51.8663211146932, 0.460837240007025 |  | Solar PV
Data not available | [6 empty] | Pathfinder Clean Energy (PACE) UKDev Ltd | (ANM - N/A) Land South of A14 | Grafham Road |  | Huntingdon | Cambs | PE28 0AW | England | 515932 | 270847 | Eaton Socon | - |  | 132 | Eastern Power Networks (EPN) | Solar | Photovoltaic |  |  |  | 49.8 | Stored Energy (all stored energy irrespective of the original energy source) | Storage - Electrochemical (Batteries) |  |  |  | 49.8 | [6 empty] | Yes | Accepted to Connect | [6 empty] | 49.8 | 49.8 | 52.421 | 30 | 31.579 | 2021-08-31 | 2032-10-31 | [6 empty] | 2022-12-14 | 0.43698 | 52.7459 | 52.7458753402361, 0.436979169850768 | EPN-S0000000D6046 | Solar PV
Data not available | [6 empty] | Blue Stone Felstead 1 Ltd | (ANM) Land at Bannister Green |  |  | Dunmow | Essex | CM6 3NJ | England | 569530 | 221500 | Braintree | - |  | 132 | Eastern Power Networks (EPN) | Solar | Photovoltaic |  |  |  | 98 | [12 empty] | Yes | Accepted to Connect | [6 empty] | 98 | 98 | 103.158 | 0.98 | 1.032 | 2021-11-10 | 2032-10-30 | [6 empty] | 2024-07-12 | -0.6214 | 51.9513 | 51.9513005977536, -0.621395895178667 | EPN-S0000000H8037 | Wind
Data not available | [6 empty] | Norgen Development Ltd | (ANM) Hardwick Farm |  |  | Kings Lynn | Norfolk | PE30 4BG | England | 564594 | 319257 | Walpole | Kings Lynn Grid 33kV |  | 33 | Eastern Power Networks (EPN) | Solar | Photovoltaic |  |  |  | 25 | [12 empty] | Yes | Accepted to Connect | [6 empty] | 25 | 25 | 26.316 | 0 | 0 | 2019-09-06 | [7 empty] | 2024-01-15 | 0.078613 | 52.6871 | 52.6870904927501, 0.0786126679823325 |  | Solar PV
Data not available | [6 empty] | Certus Utility | (ANM) Checkley Wood | Hockliffe |  | Leighton Buzzard | Beds | LU7 9LG | England | 494842 | 228987 | Sundon | Sundon 33kV | Leighton Buzzard Primary 11kV | 11 | Eastern Power Networks (EPN) | Wind | Onshore wind turbines |  |  |  | 4.1 | [12 empty] | Yes | Accepted to Connect | [6 empty] | 4.1 | 4.1 | 4.316 | 0.9 | 0.947 | 2021-10-22 | [7 empty] | 2024-01-15 | 0.62646 | 51.8712 | 51.8711742055611, 0.626458078154906 |  | Biogas
Data not available | [6 empty] | PACE TITAN ENERGY LIMITED | (ANM) East of Guanockgate Road | Gorefield |  | Wisbech | Cambs | PE13 4PL | England | 540596 | 311960 | Walpole | - |  | 132 | Eastern Power Networks (EPN) | Solar | Photovoltaic |  |  |  | 78 | Stored Energy (all stored energy irrespective of the original energy source) | Storage - Electrochemical (Batteries) |  |  |  | 78 | [6 empty] | Yes | Accepted to Connect | [6 empty] | 78 | 78 | 82.105 | 30 | 31.579 | 2022-01-17 | [7 empty] | 2024-07-12 | 0.72293 | 51.5953 | 51.595263722818, 0.722933043421967 |  | Solar PV
Data not available | [6 empty] | Fichtner Consulting Engineers Ltd | CHURCH ROAD |  |  | Braintree | Essex | CM77 8EP | England | 580912 | 222438 | Braintree | - |  | 132 | Eastern Power Networks (EPN) | Waste | Steam turbine (thermal power plant) |  |  |  | 55 | [12 empty] | No | Connected | 55 | 55 | 57.895 | 24.13 | 25.4 | 2025-07-03 | [13 empty] | 2025-04-14 | 0.19838 | 52.7272 | 52.7271708111929, 0.198376305303469 |  | Storage
Data not available | [6 empty] | Kaveh Solar Ltd | (ANM) LITTLE STAMBRIDGE | Hall Lane |  | Rochford | Essex | SS4 1EX | England | 588698 | 192003 | Rayleigh | - |  | 132 | Eastern Power Networks (EPN) | Solar | Photovoltaic |  |  |  | 49.9 | [12 empty] | Yes | Accepted to Connect | [6 empty] | 49.9 | 49.9 | 52.526 | 0.1 | 0.105 | 2022-04-21 | 2032-10-30 | [6 empty] | 2024-01-15 | 0.42752 | 51.4761 | 51.4761483631227, 0.427519103068089 |  | Solar PV
Data not available | [6 empty] | The Abbey Group Cambridgeshire Ltd | Land East of Walpole Bank | Walpole St Andrews |  | WISBECH | Cambs | PE14 7JE | England | 548554 | 316658 | Walpole | - |  | 132 | Eastern Power Networks (EPN) | Stored Energy (all stored energy irrespective of the original energy source) | Storage - Electrochemical (Batteries) |  |  |  | 99.9 | [12 empty] | No | Accepted to Connect | [6 empty] | 99.9 | 99.9 | 105.158 | 99.9 | 105.158 | 2022-02-23 | [7 empty] | 2024-01-15 | 0.19864 | 52.7204 | 52.720368441733, 0.198641266449664 |  | Storage
Data not available | [6 empty] | GRS Road Stone | (ANM) East Tilbury Quarry | Princess Margaret Road |  | Tilbury | Essex | RM18 8PA | England | 568679 | 178037 | Tilbury | - |  | 132 | Eastern Power Networks (EPN) | Solar | Photovoltaic |  |  |  | 49.9 | [12 empty] | Yes | Accepted to Connect | [6 empty] | 49.9 | 49.9 | 52.526 | 0.5 | 0.526 | 2022-05-26 | 2030-10-30 | [6 empty] | 2023-10-13 | -0.24811 | 52.1968 | 52.1968350937076, -0.248107334026499 | EPN-S0000000D4055 | Solar PV
Data not available | [6 empty] | I Cloud | Bateman Crown | Adj to Walpole Bank Road |  | Walpole | Cambs | PE14 7JA | England | 548595 | 315902 | Walpole | - |  | 132 | Eastern Power Networks (EPN) | Stored Energy (all stored energy irrespective of the original energy source) | Storage - Electrochemical (Batteries) |  |  |  | 99.9 | [12 empty] | No | Accepted to Connect | [6 empty] | 99.9 | 99.9 | 105.158 | 99.9 | 105.158 | 2022-09-15 | [7 empty] | 2024-01-15 | -0.58573 | 52.0499 | 52.0498993377087, -0.585726129684479 | EPN-S0000000D8023 | Solar PV
Data not available | [6 empty] | Low Carbon | (ANM) Eaton Ford Solar Park |  |  | Abbotsley | Cambs | PE19 6XG | England | 519836 | 256846 | Eaton Socon | Little Barford 33kV |  | 33 | Eastern Power Networks (EPN) | Solar | Photovoltaic |  |  |  | 20 | Stored Energy (all stored energy irrespective of the original energy source) | Storage - Electrochemical (Batteries) |  |  |  | 20 | [6 empty] | Yes | Accepted to Connect | [6 empty] | 20 | 20 | 21.053 | 6 | 6.316 | 2022-04-21 | 2032-10-31 | [6 empty] | 2024-01-15 | -0.0023701 | 52.0698 | 52.0698409684368, -0.00237012127825514 |  | Solar PV
[7 empty] | INFINIS LIMITED | Brogborough Solar Farm | Woburn Road |  | BROGBOROUGH | Beds | MK43 0TN | England | 497080 | 240000 | Sundon | Westoning Grid 33kV |  | 33 | Eastern Power Networks (EPN) | Solar | Photovoltaic |  |  |  | 30.5 | Stored Energy (all stored energy irrespective of the original energy source) | Storage - Electrochemical (Batteries) |  |  |  | 41 | [6 empty] | No | Accepted to Connect | [6 empty] | 30.5 | 30.5 | 32.105 | 9 | 9.474 | 2021-06-10 | [7 empty] | 2023-07-14 | -0.09332 | 52.042 | 52.0419713536559, -0.0933202631536342 | EPN-S0000000D8014 | Solar PV
Data not available | [6 empty] | Low Carbon | (ANM) Fallow Solar Farm |  | Melbourn | Royston | Herts | SG8 7SH | England | 537019 | 243157 | Wymondley | - |  | 132 | Eastern Power Networks (EPN) | Solar | Photovoltaic |  |  |  | 70 | [12 empty] | Yes | Accepted to Connect | [6 empty] | 70 | 70 | 73.684 | 0.1 | 0.105 | 2022-08-03 | 2028-12-31 | [6 empty] | 2023-01-16 | 0.33501 | 51.4706 | 51.4706261896177, 0.335010353963502 |  | Biogas
Data not available | [6 empty] | Low Carbon | (ANM) Kestrel Solar Farm |  |  | Royston | Herts | SG8 0NT | England | 530867 | 239890 | Wymondley | Letchworth Grid 33kV |  | 33 | Eastern Power Networks (EPN) | Solar | Photovoltaic |  |  |  | 20 | [12 empty] | Yes | Accepted to Connect | [6 empty] | 20 | 20 | 21.053 | 1 | 1.053 | 2022-07-07 | 2028-12-31 | [6 empty] | 2023-01-16 | 1.261 | 52.0182 | 52.0181546378074, 1.26098472683791 |  | Solar PV
Data not available | [6 empty] | ESB Engineering & Major Projects | Site Office Tilbury Docks |  |  | Tilbury | Essex | RM18 7NU | England | 562275 | 177214 | Tilbury | - |  | 132 | Eastern Power Networks (EPN) | Biomass | Steam turbine (thermal power plant) |  |  |  | 5 | [12 empty] | No | Accepted to Connect | [6 empty] | 5 | 5 | 5.263 |  |  | 2022-08-18 | 2033-10-31 | [6 empty] | 2023-10-13 | -0.23078 | 52.0862 | 52.0861965711718, -0.230783461447339 |  | Solar PV
Data not available | [6 empty] | Innova Renewables Limited | (ANM) The Orwell Park Estate |  |  | Nacton | Essex | IP10 1EU | England | 623852 | 240546 | Bramford | - |  | 132 | Eastern Power Networks (EPN) | Solar | Photovoltaic |  |  |  | 49.9 | [12 empty] | Yes | Accepted to Connect | [6 empty] | 49.9 | 49.9 | 52.526 | 0.2 | 0.211 | 2022-08-24 | 2034-10-31 | [6 empty] | 2024-01-15 | 1.3594 | 52.619 | 52.6190356619004, 1.35939123492002 | EPN-S0000000G5072 | Solar PV
Data not available | [6 empty] | Roadnight Taylor | Land at Dunton Lane |  |  | Biggleswade | Beds | SG18 8SH | England | 521320 | 244570 | Biggleswade | Biggleswade East Grid 33 |  | 33 | Eastern Power Networks (EPN) | Solar | Photovoltaic |  |  |  | 40 | Wind | Onshore wind turbines |  |  |  |  | Stored Energy (all stored energy irrespective of the original energy source) | Storage - Electrochemical (Batteries) |  |  |  |  | No | Accepted to Connect | [6 empty] | 40 | 40 | 42.105 | 20 | 21.053 | 2022-10-06 | [7 empty] | 2024-07-12 | -0.64369 | 51.8794 | 51.8794392691231, -0.643687205878945 |  | Solar PV
Data not available | [6 empty] | Anglian Water Services Ltd | Whitlingham Lane |  |  | Norwich | Norfolk | NR14 8TZ | England | 627499 | 307662 | Norwich Main | - | Thorpe Gd Local 11kV | 11 | Eastern Power Networks (EPN) | Solar | Photovoltaic |  |  |  | 1.2 | [12 empty] | No | Accepted to Connect | [6 empty] | 1.2 | 1.2 | 1.263 | 0 | 0 | 2022-11-18 | 2032-10-31 | [6 empty] | 2024-01-15 | 0.19609 | 52.7199 | 52.7199482187752, 0.196088017714029 |  | Storage
Data not available | [5 empty] | Data not available | Consultus Resilience Ltd | (ANM) New Bury Farm | Mill Road |  | Slapton | Beds | LU7 9BT | England | 493459 | 220966 | Sundon | - |  | 132 | Eastern Power Networks (EPN) | Solar | Photovoltaic |  |  |  | 49.99 | [12 empty] | Yes | Accepted to Connect | [6 empty] | 49.99 | 49.99 | 0 | 0 | 0 | 2022-12-28 | 2034-10-31 | [6 empty] | 2024-01-15 | -0.55174 | 51.7147 | 51.7146680145384, -0.551738624628249 |  | Solar PV
Data not available | [5 empty] | Data not available | Elgin Energy EsCo Ltd | ROSE & CROWN FARM | Walpole Bank | Walpole St Andrew | WISBECH | Cambs | PE14 7JB | England | 548424 | 315850 | Walpole | - |  | 132 | Eastern Power Networks (EPN) | Stored Energy (all stored energy irrespective of the original energy source) | Storage - Electrochemical (Batteries) |  |  |  | 99.9 | [12 empty] | No | Accepted to Connect | [6 empty] | 99.9 | 99.9 | 105.158 | 99.9 | 105.158 | 2022-12-16 | [7 empty] | 2024-07-12 | 1.1838 | 52.6513 | 52.6512822341811, 1.18383280802891 | EPN-S0000000H5005 | Biogas
Data not available | [5 empty] | Data not available | BSR Applications Limited | (ANM) Land at Marchants Farm |  | Bovingdon | HEMEL HEMPSTEAD | Herts | HP3 0NJ | England | 500152 | 202763 | Watford South | - |  | 132 | Eastern Power Networks (EPN) | Solar | Photovoltaic |  |  |  | 38 | Stored Energy (all stored energy irrespective of the original energy source) | Storage - Electrochemical (Batteries) |  |  |  | 38 | [6 empty] | Yes | Accepted to Connect | [6 empty] | 38 | 38 | 40 | 10 | 10.526 | 2023-02-09 | 2027-01-01 | [6 empty] | 2024-01-15 | 1.1838 | 52.6513 | 52.6512822341811, 1.18383280802891 | EPN-S0000000H5005 | Biogas
2100041412127 |  |  |  |  | Landfill | 2100041412118 | Biomass uk no 2 limited | Barry, david davies road, barry docks | Barry Docks Aps | David Davies Road | Barry | South Glamorgan | CF63 4AB | United Kingdom | 312597 | 167687 | Aberthaw Power Station | Barry Grid | data not available | 33 | National Grid Electricity Distribution (South Wales) Plc | Biomass | Steam turbine (thermal power plant) | No | data not available | data not available | 11.705 | data not applicable | data not applicable | data not applicable | data not available | data not available | data not applicable | data not applicable | data not applicable | data not applicable | data not available | data not available | data not applicable | data not available | Connected | 11.705 | 10.7502 | 11.316 | 0.9405 | 0.99 | 42825 | data not applicable | data not applicable | data not applicable | data not applicable | data not applicable | data not applicable | data not applicable | data not available | data not available | data not available | data not available | data not available | data not available | 45750
1170000902638 |  |  |  |  | Landfill | 1170000902629 | Biomass uk no3 limited | Riverside industrial estate | Export Biomass Uk No3 | Nursery Road Industrial Estate | Boston | Lincolnshire | PE21 7TN | United Kingdom | 533408 | 342667 | Walpole 132Kv S Stn | Boston 33Kv S Stn | data not available | 33 | National Grid Electricity Distribution (East Midlands) Plc | Biomass | Steam turbine (thermal power plant) | No | data not available | data not available | 11.705 | data not applicable | data not applicable | data not applicable | data not available | data not available | data not applicable | data not applicable | data not applicable | data not applicable | data not available | data not available | data not applicable | data not available | Connected | 11.705 | 11.4 | 12 | 1.9 | 2 | 43069 | data not applicable | data not applicable | data not applicable | data not applicable | data not applicable | data not applicable | data not applicable | data not available | data not available | data not available | data not available | data not available | data not available | 45750
Data not available | [5 empty] | Data not available | Due South Group | (ANM) West Essex Golf Club |  |  | Chingford | LONDON | E4 7QL | England | 539239 | 196564 | Brimsdown (EPN) | Brimsdown North Grid 33kV |  | 33 | Eastern Power Networks (EPN) | Solar | Photovoltaic |  |  |  | 10 | [12 empty] | Yes | Accepted to Connect | [6 empty] | 10 | 10 | 10.526 | 0.2 | 0.211 | 2023-01-25 | 2033-10-31 | [6 empty] | 2024-07-12 | -0.37139 | 51.7969 | 51.7969025988602, -0.371386167678796 | EPN-S0000000D8098 | Solar PV
Data not available | [6 empty] | Elgin Energy EsCo Ltd | (ANM) Land at Beckerings Park Farm |  |  | BEDFORD | Beds | MK43 0RA | England | 499530 | 236563 | Sundon | - |  | 132 | Eastern Power Networks (EPN) | Solar | Photovoltaic |  |  |  | 99.9 | [12 empty] | Yes | Accepted to Connect | [6 empty] | 99.9 | 99.9 | 105.158 | 0.4 | 0.421 | 2023-07-11 | 2034-10-31 | [6 empty] | 2024-07-12 | 0.43039 | 52.7169 | 52.7168505263926, 0.430385288778603 |  | Solar PV
Data not available | [6 empty] | Greenfield Energy Ltd | (ANM) Redbourn Lane |  |  | Harpenden | Herts | AL5 2AY | England | 512407 | 212171 | Elstree | Piccotts End Grid 33kV |  | 33 | Eastern Power Networks (EPN) | Solar | Photovoltaic |  |  |  | 50 | [12 empty] | Yes | Accepted to Connect | [6 empty] | 50 | 50 | 52.632 | 0.475 | 0.5 | 2023-08-17 | 2033-10-31 | [6 empty] | 2024-01-15 | -0.49379 | 51.9836 | 51.9835903404159, -0.493789225039635 | EPN-S0000000D8023 | Storage
Data not available | [6 empty] | BSR Applications Ltd | (ANM) Land at Grange Farm |  |  | Kings Lynn | Norfolk | PE33 0QT | England | 564258 | 316014 | Walpole | - |  | 132 | Eastern Power Networks (EPN) | Solar | Photovoltaic |  |  |  | 99.9 | Stored Energy (all stored energy irrespective of the original energy source) | Storage - Electrochemical (Batteries) |  |  |  | 99.9 | [6 empty] | Yes | Accepted to Connect | [6 empty] | 99.9 | 99.9 | 105.158 | 99.9 | 105.158 | 2023-08-21 | [7 empty] | 2024-01-15 | -0.36141 | 52.1265 | 52.1265052217282, -0.361412433005402 |  | Solar PV
Data not available | [6 empty] | Cragside Energy Ltd | (ANM) Greenfield Road | Westoning |  | BEDFORD | Beds | MK45 5JD | England | 503537 | 232752 | Sundon | Westoning Grid 33kV |  | 33 | Eastern Power Networks (EPN) | Stored Energy (all stored energy irrespective of the original energy source) | Storage - Electrochemical (Batteries) |  |  |  | 30 | [12 empty] | Yes | Accepted to Connect | [6 empty] | 30 | 30 | 31.579 | 30 | 31.579 | 2023-08-15 | 2034-10-31 | [6 empty] | 2024-07-12 | 0.29923 | 51.5333 | 51.5333318061546, 0.299228610172882 |  | Storage
Data not available | [6 empty] | Quintas Cleantech | Wood Lane |  |  | BEDFORD | Beds | MK44 3QU | England | 512269 | 248843 | Sundon | - |  | 132 | Eastern Power Networks (EPN) | Solar | Photovoltaic |  |  |  | 49.9 | Stored Energy (all stored energy irrespective of the original energy source) | Storage - Electrochemical (Batteries) |  |  |  | 49.9 | [6 empty] | No | Accepted to Connect | [6 empty] | 49.9 | 49.9 | 52.526 | 15 | 15.789 | 2023-11-06 | 2034-10-31 | [6 empty] | 2024-07-12 | -0.24622 | 52.1455 | 52.1454927469427, -0.246220862678102 |  | Solar PV
Data not available | [6 empty] | Lightsource Renewable UK Development Limited | (ANM - N/A) North Road |  |  | South Ockendon | Essex | RM15 6SR | England | 559571 | 184108 | Warley | - |  | 132 | Eastern Power Networks (EPN) | Stored Energy (all stored energy irrespective of the original energy source) | Storage - Electrochemical (Batteries) |  |  |  | 70 | [12 empty] | Yes | Accepted to Connect | [6 empty] | 70 | 70 | 73.684 | 70 | 73.684 | 2023-09-22 | 2036-10-31 | [6 empty] | 2024-07-12 | 0.38785 | 51.8788 | 51.8787967981839, 0.387851596569715 | EPN-S0000000D3051 | Solar PV
Data not available | [6 empty] | Sky UK Development Limited | Waterloo Farm |  |  | Sandy | Beds | SG19 2JX | England | 520103 | 251139 | Eaton Socon | - |  | 132 | Eastern Power Networks (EPN) | Solar | Photovoltaic |  |  |  | 75 | Stored Energy (all stored energy irrespective of the original energy source) | Storage - Electrochemical (Batteries) |  |  |  | 75 | [6 empty] | No | Accepted to Connect | [6 empty] | 75 | 75 | 78.947 | 49.9 | 52.526 | 2023-11-03 | 2034-10-31 | [6 empty] | 2024-07-12 | 0.9083 | 51.6514 | 51.6514336116151, 0.908298214297911 |  | Wind
Data not available | [6 empty] | Sky UK Development Limited | (ANM) Tooleys Farm |  |  | Great Dunmow | Essex | CM6 3AA | England | 564460 | 222720 | Pelham | Thaxted Grid 33kV |  | 33 | Eastern Power Networks (EPN) | Solar | Photovoltaic |  |  |  | 12 | [12 empty] | Yes | Accepted to Connect | [6 empty] | 12 | 12 | 12.632 | 0.8 | 0.842 | 2023-11-03 | 2034-10-31 | [6 empty] | 2024-07-12 | 0.83927 | 52.3265 | 52.3264935869699, 0.839271392438455 | EPN-S0000000G1030 | Solar PV
Data not available | [6 empty] | Blenheim Renewables Limited | (ANM) Land at Middlewick & Steeplewick | The Marshes |  | Southminster | Essex | CM0 7JQ | England | 601286 | 198743 | Rayleigh | - |  | 132 | Eastern Power Networks (EPN) | Wind | Onshore wind turbines |  |  |  | 120 | [12 empty] | Yes | Accepted to Connect | [6 empty] | 120 | 120 | 126.316 | 0.5 | 0.526 | 2023-11-30 | [7 empty] | 2024-01-15 | 0.32316 | 52.2792 | 52.2792457297738, 0.323164890418658 |  | Storage
Data not available | [6 empty] | OPD Energy | (ANM) Bardwell Fields Farm |  |  | Bury St Edmunds | Suffolk | IP31 1AQ | England | 593579 | 273617 | Bramford | Diss Grid 33kV | Stanton Primary 11kV | 33 | Eastern Power Networks (EPN) | Solar | Photovoltaic |  |  |  | 29.63 | [12 empty] | Yes | Accepted to Connect | [6 empty] | 29.63 | 29.63 | 31.189 | 0.6 | 0.632 | 2023-12-04 | 2034-10-31 | [6 empty] | 2024-04-15 | 0.55989 | 52.5027 | 52.5026836015244, 0.559892248565995 | EPN-S0000000H1044 | Biogas
Data not available | [6 empty] | Infraland | Land East of Weirs Drove |  |  | Burwell | Cambs | CB25 0ED | England | 558583 | 267108 | Burwell | - |  | 132 | Eastern Power Networks (EPN) | Stored Energy (all stored energy irrespective of the original energy source) | Storage - Electrochemical (Batteries) |  |  |  | 99.9 | [12 empty] | No | Accepted to Connect | [6 empty] | 99.9 | 99.9 | 105.158 | 99.9 | 105.158 | 2023-09-15 | 2034-10-31 | [6 empty] | 2024-07-12 | 0.55989 | 52.5027 | 52.5026836015244, 0.559892248565995 | EPN-S0000000H1044 | Biogas
1470000405603 |  |  |  |  | Landfill | 1470000405621 | Birmingham bio power ltd | Birmingham bio power ltd | Tyseley Energy Park | Hay Mills, Tyseley | Birmingham | West Midlands | B25 8DW | United Kingdom | 410895 | 284999 | Nechells East 132Kv S Stn | Boughton Rd 132/11Kv | Boughton Road 132/11Kv | 11 | National Grid Electricity Distribution (West Midlands) Plc | Biomass | Steam turbine (thermal power plant) | No | data not available | data not available | 9.5 | data not applicable | data not applicable | No | data not available | data not available | 0.8 | data not applicable | data not applicable | data not applicable | data not available | data not available | data not applicable | data not available | Connected | 10.3 | 9.785 | 10.3 | 1.9475 | 2.05 | 42394 | data not applicable | data not applicable | data not applicable | data not applicable | data not applicable | data not applicable | data not applicable | data not available | data not available | data not available | data not available | data not available | data not available | 45750
2394000099056 |  |  |  |  | Landfill | 2394000099065 | Blackburn Meadows Biomass Power Station | Alsing Road | Alsing Road | Tinsley | Sheffield | South Yorkshire | S9 1HF | England | 439452 | 391621 | West Melton / Thorpe Marsh | Blackburn Meadows B | Alsing Road | 33 | Northern Powergrid (Yorkshire) plc | Biomass | Steam turbine (thermal power plant) | No | Data Not Applicable | Data Not Applicable | 32 | Data Not Available | Data Not Available | Data Not Available | Data Not Available | Data Not Available | Data Not Available | Data Not Available | Data Not Available | Data Not Available | Data Not Available | Data Not Available | Data Not Available | No | Connected | 32 | 32 | 33.684 | Data Not Available | Data Not Available | 2013-07-01 00:00:00 | Data Not Applicable | Data Not Applicable | 33.684 | Data Not Applicable | Data Not Applicable | Data Not Available | Data Not Available | Data Not Available | Data Not Available | Data Not Available | Data Not Available | Data Not Available | Data Not Available | 2017-03-08 | 53.41992074375361, -1.4078370739125363 |  | 2013-07-01 | Sheffield
Data not available | [6 empty] | Stark Energy | (ANM) Claylands Farm | Main Road | Stonely | St Neots | Cambs | PE19 5ES | England | 511734 | 266665 | Eaton Socon | Little Barford 33kV |  | 33 | Eastern Power Networks (EPN) | Solar | Photovoltaic |  |  |  | 20 | [12 empty] | Yes | Accepted to Connect | [6 empty] | 20 | 20 | 21.053 | 0.16 | 0.168 | 2023-09-28 | 2034-10-31 | [6 empty] | 2024-07-12 | 0.13503 | 51.9446 | 51.9445532556099, 0.135030084158858 |  | Storage
Data not available | [6 empty] | OPD Energy | (ANM) Hoys Farm | Radwinter Road |  | Safforn Walden | ESSEX | CB10 2ST | England | 557854 | 238360 | Pelham | Thaxted Grid 33kV |  | 33 | Eastern Power Networks (EPN) | Solar | Photovoltaic |  |  |  | 19.75 | [12 empty] | Yes | Accepted to Connect | [6 empty] | 19.75 | 19.75 | 20.789 | 0.6 | 0.632 | 2023-09-13 | 2034-10-31 | [6 empty] | 2024-07-12 | 1.2903 | 52.5665 | 52.5664580386872, 1.29026414462992 |  | Storage
Data not available | [6 empty] | OPD Energy | (ANM - N/A) The Street |  |  | Bishops Stortford | Herts | CM23 1AY | England | 546845 | 229492 | Pelham | - |  | 132 | Eastern Power Networks (EPN) | Stored Energy (all stored energy irrespective of the original energy source) | Storage - Electrochemical (Batteries) |  |  |  | 100 | [12 empty] | Yes | Accepted to Connect | [6 empty] | 100 | 100 | 105.263 | 100 | 105.263 | 2023-11-30 | [7 empty] | 2024-01-15 | 0.3121 | 52.2742 | 52.274175690397, 0.312096160978859 |  | Storage
Data not available | [6 empty] | Electric Land | (ANM) Land at Wood Farm Dunston | Stoke Lane |  | Stoke Holly Cross | Norfolk | NR14 8QD | England | 623088 | 301600 | Norwich Main | - |  | 132 | Eastern Power Networks (EPN) | Stored Energy (all stored energy irrespective of the original energy source) | Storage - Electrochemical (Batteries) |  |  |  | 70 | [12 empty] | Yes | Accepted to Connect | [6 empty] | 70 | 70 | 73.684 | 70 | 73.684 | 2024-01-26 | 2034-10-31 | [6 empty] | 2024-07-12 | 0.56943 | 51.5999 | 51.5999041785639, 0.569425843922723 | EPN-S0000000C7130 | Storage
Data not available | [6 empty] | GRENERGY RENEWABLES UK LIMITED | (ANM - N/A) Hightown Drove |  |  | Burwell | Cambs | CB25 0FU | England | 557846 | 266520 | Burwell | - |  | 132 | Eastern Power Networks (EPN) | Stored Energy (all stored energy irrespective of the original energy source) | Storage - Electrochemical (Batteries) |  |  |  | 90 | [12 empty] | Yes | Accepted to Connect | [6 empty] | 90 | 90 | 94.737 | 90 | 94.737 | 2023-12-29 | 2034-10-31 | [6 empty] | 2024-07-12 | -0.50157 | 51.9271 | 51.9271061041233, -0.501570979218969 |  | Storage
Data not available | [6 empty] | BSR Applications Ltd | (ANM - N/A) Raymonds Farm | London Road |  | Wickford | Essex | SS11 8UA | England | 578049 | 192134 | Rayleigh | - | Rayleigh Main 132kV | 132 | Eastern Power Networks (EPN) | Stored Energy (all stored energy irrespective of the original energy source) | Storage - Electrochemical (Batteries) |  |  |  | 239.99 | [12 empty] | Yes | Accepted to Connect | [6 empty] | 239.99 | 239.99 | 252.621 | 239.99 | 252.621 | 2024-02-27 | [7 empty] | 2024-04-15 | -0.22108 | 51.7356 | 51.735565687352, -0.221077768681199 | EPN-S0000000C8119 | Storage
Data not available | [6 empty] | BSR Applications Ltd | Manor Farm | Luton Road |  | Luton | Beds | LU4 9UG | England | 503132 | 226459 | Sundon | - |  | 132 | Eastern Power Networks (EPN) | Stored Energy (all stored energy irrespective of the original energy source) | Storage - Electrochemical (Batteries) |  |  |  | 230 | [12 empty] | No | Accepted to Connect | [6 empty] | 230 | 230 | 242.105 | 230 | 242.105 | 2024-02-27 | [7 empty] | 2024-03-14 | -0.060273 | 52.6391 | 52.6391220884545, -0.0602726637399652 |  | Solar PV
Data not available | [6 empty] | BSR Applications Limited | (ANM) Land at Dellsome Lane | Marshmoor | North Mymms | Welham Green | Herts | AL9 7NE | England | 522938 | 205592 | Elstree | HATFIELD GRID 132/33kV |  | 132 | Eastern Power Networks (EPN) | Stored Energy (all stored energy irrespective of the original energy source) | Storage - Electrochemical (Batteries) |  |  |  | 80 | [12 empty] | Yes | Accepted to Connect | [6 empty] | 80 | 80 | 84.211 | 80 | 84.211 |  | 2037-10-31 | [6 empty] | 2024-07-12 | 1.2063 | 52.6285 | 52.6284720755926, 1.20626680997642 |  | Storage
Data not available | [6 empty] | Tyler Hill Renewables Ltd | (ANM) Thorney | New Cut | Cathroy | Peterborough | Cambs | PE6 0TH | England | 531353 | 306363 | Walpole | - |  | 132 | Eastern Power Networks (EPN) | Solar | Photovoltaic |  |  |  | 49.99 | Stored Energy (all stored energy irrespective of the original energy source) | Storage - Electrochemical (Batteries) |  |  |  | 49.99 | [6 empty] | Yes | Accepted to Connect | [6 empty] | 49.99 | 49.99 | 52.621 | 49.99 | 52.621 | 2024-04-11 | [7 empty] | 2024-07-12 | -0.30183 | 52.1617 | 52.1617268523128, -0.30182768052821 | EPN-S0000000G4053 | Storage
Data not available | [6 empty] | Ylem Energy | Land Adjoining 37 Watton Rd |  |  | Norwich | Norfolk | NR4 7TY | England | 617090 | 308239 | Norwich Main | - |  | 132 | Eastern Power Networks (EPN) | Stored Energy (all stored energy irrespective of the original energy source) | Storage - Electrochemical (Batteries) |  |  |  | 50 | [12 empty] | No | Accepted to Connect | [6 empty] | 50 | 50 | 52.632 | 50.5 | 53.158 | 2024-01-18 | 2034-10-31 | [6 empty] | 2024-07-12 | -0.69503 | 51.9226 | 51.9226390322669, -0.695027654534966 | EPN-S0000000D8086 | Solar PV
Data not available | [6 empty] | Kier Property Management Company Ltd | (ANM) Tempsford Road | Church Street |  | Tempsford | Beds | SG19 2AN | England | 516256 | 252854 | Eaton Socon | LITTLE BARFORD 132/33kV | SANDY PRIMARY 33/11kV | 33 | Eastern Power Networks (EPN) | Stored Energy (all stored energy irrespective of the original energy source) | Storage - Electrochemical (Batteries) |  |  |  | 9.4 | Solar | Photovoltaic | [10 empty] | Yes | Accepted to Connect | [6 empty] | 9.4 | 9.4 | 9.895 | 9.4 | 9.895 | 2024-04-04 | [7 empty] | 2024-11-14 | 0.39363 | 51.5553 | 51.5552929494353, 0.393631352029182 |  | Storage
Data not available | [6 empty] | IKAROS SOLAR PROJECTS | (ANM) Valley Farm | Soulbury Road |  | Leighton Buzzard | Beds | LU7 0JJ | England | 489839 | 225706 | SUNDON 132kV | SUNDON 132/33kV |  | 33 | Eastern Power Networks (EPN) | Solar | Photovoltaic |  |  |  | 35 | [12 empty] | Yes | Accepted to Connect | [6 empty] | 35 | 35 | 36.842 | 0 | 0 | 2024-09-17 | [7 empty] | 2024-10-14 | 1.1361 | 52.7771 | 52.7770950013275, 1.136051201297 | EPN-S0000000D5023 | Solar PV
Data not available | [6 empty] | Bluestone Energy Ltd | Lower Dunton Road |  |  | Upminster | ESSEX | RM14 3TD | England | 566038 | 186760 | WARLEY GRID 132KV | - |  | 132 | Eastern Power Networks (EPN) | Stored Energy (all stored energy irrespective of the original energy source) | Storage - Electrochemical (Batteries) |  |  |  | 98 | [12 empty] | No | Accepted to Connect | [6 empty] | 98 | 98 | 103.158 | 98 | 103.158 | 2024-09-24 | [7 empty] | 2024-12-13 | 0.068923 | 52.5449 | 52.5448920398543, 0.0689225367132299 | EPN-S0000000D6065 | Solar PV
Data not available | [6 empty] | Grupotec Renewables Ltd | (ANM) HEYDON ROAD |  |  | Norwich | Norfolk | NR10 4SG | England | 611619 | 324556 | NORWICH MAIN 132kV | SALL GRID 132/33kV |  | 33 | Eastern Power Networks (EPN) | Solar | Photovoltaic |  |  |  | 30 | [12 empty] | Yes | Accepted to Connect | [6 empty] | 30 | 30 | 31.579 | 0 | 0 | 2024-08-14 | [7 empty] | 2024-09-13 | 1.255 | 52.5823 | 52.5823368250833, 1.25497067981194 |  | Storage
Data not available | [6 empty] | Grupotec Renewables Ltd | (ANM) BURROWMOOR ROAD |  |  | MARCH | Cambs | PE15 0YX | England | 540395 | 296126 | WALPOLE GIS 132KV | MARCH GRID 132/33kV |  | 33 | Eastern Power Networks (EPN) | Solar | Photovoltaic |  |  |  | 30 | [12 empty] | Yes | Accepted to Connect | [6 empty] | 30 | 30 | 31.579 | 0 | 0 | 2024-09-09 | [7 empty] | 2024-10-14 | 1.0873 | 51.9006 | 51.9006027981326, 1.08727811948281 |  | Solar PV
Data not available | [6 empty] | IGP International Prospecting Ltd | Land at Keswick | Main Road |  | Norwich | Norfolk | NR14 8DU | England | 620617 | 303257 | NORWICH MAIN 132kV | - |  | 132 | Eastern Power Networks (EPN) | Stored Energy (all stored energy irrespective of the original energy source) | Storage - Electrochemical (Batteries) |  |  |  | 228 | [12 empty] | No | Accepted to Connect | [6 empty] | 228 | 228 | 240 | 228 | 240 | 2024-09-02 | [7 empty] | 2024-10-14 | 1.2998 | 52.5999 | 52.5998913456834, 1.29981667769826 | EPN-S0000000C5084 | Storage
Data not available | [6 empty] | MESPIL Solar ENERGY LIMITED | (ANM) Clacton Road |  |  | Manningtree | Essex | CO11 2NZ | England | 612491 | 226955 | BRAMFORD GRID 132kV | - |  | 132 | Eastern Power Networks (EPN) | Solar | Photovoltaic |  |  |  | 30 | Stored Energy (all stored energy irrespective of the original energy source) | Storage - Electrochemical (Batteries) | [10 empty] | Yes | Accepted to Connect | [6 empty] | 30 | 30 | 31.579 | 30 | 31.579 | 2024-11-04 | [7 empty] | 2024-12-13 | 0.35729 | 51.9675 | 51.9675499641284, 0.357292196835422 | EPN-S0000000D3051 | Storage
Data not available | [6 empty] | Cubico UK Development Ltd | (ANM) Land West Side Old Stoke Road |  |  | Norwich | Norfolk | NR14 8SQ | England | 623565 | 305347 | NORWICH MAIN 132kV | TROWSE GRID 132kV |  | 132 | Eastern Power Networks (EPN) | Stored Energy (all stored energy irrespective of the original energy source) | Storage - Electrochemical (Batteries) |  |  |  | 105 | [12 empty] | Yes | Accepted to Connect | [6 empty] | 105 | 105 | 110.526 | 105 | 110.526 | 2024-11-04 | [7 empty] | 2024-12-13 | 1.0918 | 52.0849 | 52.084929353605, 1.09183145052421 |  | Storage
Data not available | [6 empty] | Voltwise Power Holdings Ltd | (ANM) Land at Sampford Road | Boyton End | Thaxted | Great Dunmow | ESSEX | CM6 2RD | England | 562037 | 232521 | PELHAM GRID 132kV | THAXTED GRID 132/33kV |  | 33 | Eastern Power Networks (EPN) | Stored Energy (all stored energy irrespective of the original energy source) | Storage - Electrochemical (Batteries) |  |  |  | 40 | [12 empty] | Yes | Accepted to Connect | [6 empty] | 40 | 40 | 42.105 | 40 | 42.105 | 2024-11-22 | [7 empty] | 2024-12-13 | -0.13619 | 52.1892 | 52.1891587113659, -0.136185175412325 | EPN-S0000000C4055 | Solar PV
Data not available | [6 empty] | Gridsource Limited | Loraine Way |  |  | Ipswich | Suffolk | IP8 4JS | England | 611932 | 247463 | BRAMFORD GRID 132kV | - |  | 132 | Eastern Power Networks (EPN) | Stored Energy (all stored energy irrespective of the original energy source) | Storage - Electrochemical (Batteries) |  |  |  | 99.8 | [12 empty] | No | Accepted to Connect | [6 empty] | 99.8 | 99.8 | 105.053 | 99.8 | 105.053 | 2024-12-16 | [7 empty] | 2025-02-14 | -0.87979 | 51.7508 | 51.7508472269656, -0.879791327427358 | EPN-S0000000D8077 | Storage
Data not available | [6 empty] | IG RENEWABLE ENERGY UK LTD | (ANM) Caxton Road |  |  | Sandy | Cambs | SG19 3AH | England | 527507 | 256183 | EATON SOCON GRID 132kV | LITTLE BARFORD 132kV |  | 132 | Eastern Power Networks (EPN) | Solar | Photovoltaic |  |  |  | 99.99 | [12 empty] | Yes | Accepted to Connect | [6 empty] | 99.9 | 99.9 | 105.158 | 0.3 | 0.316 | 2025-02-26 | [7 empty] | 2025-03-14 | 0.72695 | 52.2543 | 52.2542940928507, 0.726952195029805 | EPN-S0000000G1022 | Fossil fuel
Data not available | [6 empty] | Lightsource Renewable UK Development Ltd | Hill Ground Farm | Thame Road | Longwick | Princes Risborough | Herts | HP27 9QX | England | 477427 | 206388 | AMERSHAM MAIN 132kV | ILMER GRID 132/33kV |  | 132 | Eastern Power Networks (EPN) | Stored Energy (all stored energy irrespective of the original energy source) | Storage - Electrochemical (Batteries) |  |  |  | 40 | [12 empty] | No | Accepted to Connect | [6 empty] | 40 | 40 | 42.105 | 40 | 42.105 | 2025-03-01 | [7 empty] | 2025-04-14 | 1.4997 | 52.2144 | 52.2143969440808, 1.49970237664622 | EPN-S0000000G5027 | Solar PV
Data not available | [6 empty] | British Sugar | Hollow Road |  |  | Bury St Edmunds | Suffolk | IP32 7BB | England | 586229 | 265294 | BRAMFORD GRID 132kV | BURY GRID 132/33kV | BRITISH SUGAR 33kV | 33 | Eastern Power Networks (EPN) | Fossil - Oil | Engine (combustion / reciprocating) |  |  |  | 63 | [12 empty] | No | Accepted to Connect | [6 empty] | 63 | 63 | 66.316 | 0 | 0 | 2025-02-12 | [7 empty] | 2025-03-14 | 1.1359 | 52.4035 | 52.4035262905137, 1.13588091528555 | EPN-S0000000G1033 | Solar PV
Data not available | [6 empty] | IB Vogt UK Ltd | (ANM) Leiston Road |  |  | Saxmundham | Suffolk | IP17 1EU | England | 639174 | 263126 | BRAMFORD GRID 132kV | WICKHAM MARKET GRID 132/33kV | BENHALL PRIMARY 33/11kV | 33 | Eastern Power Networks (EPN) | Solar | Photovoltaic |  |  |  | 25 | [12 empty] | Yes | Accepted to Connect | [6 empty] | 25 | 25 | 26.316 | 0.1 | 0.105 | 2024-12-23 | [7 empty] | 2025-02-14 | 0.31391 | 51.9927 | 51.9927353997808, 0.313910020227381 | EPN-S0000000D3051 | Solar PV
Data not available | [6 empty] | IG Renewables Ltd | (ANM) The Granary | Diss Road |  | Diss | Norfolk | IP22 5TS | England | 613415 | 283017 | BRAMFORD GRID 132kV | DISS GRID 132/33KV | TIVETSHALL PRIMARY 33kV | 33 | Eastern Power Networks (EPN) | Solar | Photovoltaic |  |  |  | 20 | [12 empty] | Yes | Accepted to Connect | [6 empty] | 20 | 20 | 21.053 | 0.2 | 0.211 | 2025-02-12 | [7 empty] | 2025-03-14 | 0.24185 | 52.1665 | 52.1665469104369, 0.241847274193579 | EPN-S0000000D4084 | Storage
Data not available | [6 empty] | Padero Solaer | (ANM) Land at Mill Road |  |  | SAFFRON WALDEN | Essex | CB10 2XD | England | 558968 | 235226 | PELHAM GRID 132kV | THAXTED GRID 132/33kV |  | 33 | Eastern Power Networks (EPN) | Solar | Photovoltaic |  |  |  | 30 | [12 empty] | Yes | Accepted to Connect | [6 empty] | 30 | 30 | 31.579 | 0 | 0 | 2025-02-27 | [7 empty] | 2025-04-14 | -0.20742 | 52.5701 | 52.5700969351457, -0.207415551593704 |  | Storage
Data not available | [6 empty] | BSR Applications Limited | Land at Shardelowes Farm | Balsham Road | Fulbourn | Cambridge | Cambs | CB21 5DA | England | 553424 | 254400 | BURWELL MAIN GRID 132kV | FULBOURN GRID 132/33kV |  | 33 | Eastern Power Networks (EPN) | Stored Energy (all stored energy irrespective of the original energy source) | Storage - Electrochemical (Batteries) |  |  |  | 30 | [12 empty] | No | Accepted to Connect | [6 empty] | 30 | 30 | 31.579 | 30 | 31.579 | 2025-03-18 | [7 empty] | 2025-04-14 | -0.013109 | 51.4606 | 51.4605773580529, -0.0131091163195803 | LPN-S000000000786 | Fossil fuel
Data not available | [6 empty] | CX Utilities Ltd | (ANM) Third Drove |  |  | Peterborough | Cambs | PE1 5QR | England | 521588 | 298428 | WALPOLE GIS 132KV | - |  | 132 | Eastern Power Networks (EPN) | Stored Energy (all stored energy irrespective of the original energy source) | Storage - Electrochemical (Batteries) |  |  |  | 49.99 | [12 empty] | Yes | Accepted to Connect | [6 empty] | 49.99 | 49.99 | 52.621 | 49.99 | 52.621 | 2021-02-08 | [7 empty] | 2025-04-14 | -0.0038624 | 51.5214 | 51.521363795054, -0.00386238050963023 | LPN-S000000000695 | Solar PV
1900090818026 | [5 empty] | Data not available | BLAISE FARM QUARRY18254 | BLAISE FARM QUARRY | KING HILL |  | WEST MALLING | KENT | ME19 4PN | England | 566480 | 156158 | Northfleet East | Pembury Grid 33kV | Mereworth 11kV | 11 | South Eastern Power Networks (SPN) | Biofuel landfill gas | Engine (combustion / reciprocating) |  |  |  | 2 | [12 empty] | No | Connected | 2 | 2 | 2.105 |  |  | 2014-05-01 | [13 empty] | 2021-07-14 | -0.37182 | 51.411 | 51.4110023841218, -0.37181953171083 | SPN-S000000009152 | Fossil fuel
1200061837995 | [6 empty] | Bywaters | Bywaters | TWELVETREES CRESCENT |  | BOW | LONDON | E3 3JG | England | 538587 | 182160 | West Ham 132kV | - | West Ham Grid 11kV | 11 | London Power Networks (LPN) | Solar | Photovoltaic |  |  |  | 1 | [12 empty] | No | Connected | 1 | 1 | 1 |  |  | 2015-12-22 | [13 empty] | 2020-11-13 | 0.20653 | 51.4564 | 51.4563790303553, 0.20652799717235 | LPN-S000000000716 | Solar PV
Data not available | [6 empty] | Walworth Garage | 301 Camberwell New Road |  |  | Camberwell | LONDON | SE5 0TF | England | 532320 | 176886 | New Cross 66kV | Chadwick Road 33kV | Bengeworth Rd 11kV | 0.4 | London Power Networks (LPN) | Stored Energy (all stored energy irrespective of the original energy source) | Storage - Electrochemical (Batteries) |  |  |  | 1 | [12 empty] | No | Connected | 1 | 1 | 1.053 |  |  | 2020-09-16 | [13 empty] | 2021-07-14 | -0.017051 | 51.4543 | 51.4543312011086, -0.0170507442721162 | LPN-S000000003884 | Fossil fuel
1200061792865 | [6 empty] | SANDPIT RD MAXMOR HSE | SANDPIT RD MAXMOR HSE | SANDPIT ROAD |  | Dartford | KENT | DA1 5BU | England | 553400 | 175353 | Littlebrook 132kV | - | Dartford Grid B 11kV | 0 | London Power Networks (LPN) | Solar | Photovoltaic |  |  |  | 1.08 | [12 empty] | No | Connected | 1.08 | 1.08 | 1.08 |  |  | 2015-12-24 | [13 empty] | 2020-11-13 | 0.026998 | 51.4924 | 51.4924355132949, 0.0269984829023494 | LPN-S000000000734 | Solar PV
1700000000000 | [5 empty] | 1700000000000 | BLARGHOUR POWER COMPANY LTD | BLARGHOUR FARM | BLARGHOUR HYDRO GEN STN | DATA NOT AVAILABLE | DALMALLY | ARGYLL | PA33 1BW | SCOTLAND | 199707 | 713537 | TAYNUILT | DATA NOT APPLICABLE | TAYNUILT GRID | 33 | SCOTTISH HYDRO ELECTRIC POWER DISTRIBUTION PLC | HYDRO (TO BE CONFIRMED) | HYDRO - OTHER | NO | DATA NOT AVAILABLE | DATA NOT AVAILABLE | 1.686 | DATA NOT AVAILABLE | DATA NOT AVAILABLE | DATA NOT AVAILABLE | DATA NOT AVAILABLE | DATA NOT AVAILABLE | DATA NOT AVAILABLE | DATA NOT AVAILABLE | DATA NOT AVAILABLE | DATA NOT AVAILABLE | DATA NOT AVAILABLE | DATA NOT AVAILABLE | DATA NOT AVAILABLE | NO | CONNECTED | 1.686 | 1.686 | 1.775 | DATA NOT AVAILABLE | DATA NOT AVAILABLE | DATA NOT AVAILABLE | DATA NOT AVAILABLE | DATA NOT AVAILABLE | DATA NOT AVAILABLE | DATA NOT AVAILABLE | DATA NOT AVAILABLE | DATA NOT AVAILABLE | DATA NOT AVAILABLE | N | DATA NOT AVAILABLE | DATA NOT AVAILABLE | DATA NOT AVAILABLE | DATA NOT AVAILABLE | DATA NOT AVAILABLE | 44245
1200061707744 | [6 empty] | Sainsburys Distribution Depot | Sainsburys Distribution Depot | 50 LOMBARD WALL |  | Greenwich Peninsula | LONDON | SE7 7SW | England | 540817 | 179002 | Beddington 132kV Hurst 132kV | Eltham Grid 33kV | Farjeon Rd 11kV | 11 | London Power Networks (LPN) | Solar | Photovoltaic |  |  |  | 1.7 | [12 empty] | No | Connected | 1.7 | 1.7 | 1.7 |  |  | 2015-03-30 | [13 empty] | 2024-12-13 | -0.090713 | 51.5127 | 51.512720053459, -0.0907125479362057 |  | Fossil fuel
Data not available | Jonathan | Malsbury |  | Bloomberg | jmalsbury@bloomberg.net |  | Bloomberg Building | Bloomberg Building | 3 QUEEN VICTORIA STREET |  | CITY OF LONDON | LONDON | EC4N 4TQ | England | 532570 | 181040 | City Road 132kV | Finsbury Mkt F 33kV |  | 11 | London Power Networks (LPN) | Fossil - Oil | Engine (combustion / reciprocating) |  |  |  | 2.4 | [12 empty] | No | Connected | 2.4 | 2.4 | 3 |  |  | 2017-07-27 | [13 empty] | 2021-12-14 | -0.13838 | 51.4972 | 51.4972369180922, -0.138384193401002 | LPN-S000000000195 | Fossil fuel
Data not available | [6 empty] | Sweco UK Ltd | Bloomberg Place | QUEEN VICTORIA STREET |  | CITY OF LONDON | LONDON | EC4N 4TQ | England | 532587 | 181038 | Willesden Grid 66kV | - |  |  | London Power Networks (LPN) | Fossil - Gas | Engine (combustion / reciprocating) |  |  |  | 1.5 | [12 empty] | No | Accepted to Connect | [6 empty] | 1.5 | 1.5 | 1.579 | 1.5 | 1.579 | 2021-09-10 | [7 empty] | 2023-08-14 | -0.1751 | 51.5186 | 51.5185956729543, -0.175104314408612 | LPN-S000000000328 | Fossil fuel
1574100217490 |  |  |  |  | Waste | Data Not Available | Bolam Generation | Bolam Generation | Bolam Quarry | Bolam | Darlington | County Durham | DL2 2UP | England | 419711 | 522554 | Spennymoor GSP | Spennymoor 132/66kV | Skerneside | 20 | Northern Powergrid (Northeast) plc | Other | Other | No | Data Not Applicable | Data Not Applicable | 1.188 | Data Not Available | Data Not Available | Data Not Available | Data Not Available | Data Not Available | Data Not Available | Data Not Available | Data Not Available | Data Not Available | Data Not Available | Data Not Available | Data Not Available | No | Connected | 1.188 | 1.188 | 1.251 | Data Not Available | Data Not Available | 2002-05-30 00:00:00 | Data Not Applicable | Data Not Applicable | 1.251 | Data Not Applicable | Data Not Applicable | Data Not Available | Data Not Available | Data Not Available | Data Not Available | Data Not Available | Data Not Available | Data Not Available | Data Not Available | 2017-03-08 | 54.59778568387234, -1.6964321895119139 |  | 2002-05-30 | County Durham
1050000698887 | Stuart | Morgan |  | Boortmalt Group | stuart.morgan@2sfg.com |  | Boortmalt Glenesk Maltings | 24-25 EASTERN WAY |  |  | Bury St. Edmunds | Suffolk | IP32 7AD | England | 585950 | 265120 | Bramford | Bury Grid 33kV | Bury Grid 11kV | 11 | Eastern Power Networks (EPN) | Fossil - Gas | Steam-gas turbine (CCGT) |  |  |  | 2.6 | [12 empty] | No | Connected | 2.6 | 2.6 | 2.737 | 0 | 0 | 2018-02-01 | [13 empty] | 2020-11-13 | 1.3089 | 52.6056 | 52.6056008481787, 1.30888819366112 | EPN-S0000000D7017 | Solar PV
1574000332338 |  |  |  |  | Don't know what this is Gridserve | Data Not Available | Boscar Grange Hybrid Generation | Boscar Grange Hybrid Generation | Boscar Grange Farm | Thirsk Road | Easingwold | North Yorkshire | YO61 3NQ | England | 450422 | 472415 | Knaresborough | Husthwaite | Boscar Grange Generation | 33 | Northern Powergrid (Northeast) plc | Fossil - Gas | Engine (combustion / reciprocating) | No | Data Not Applicable | Data Not Applicable | 27 | Data Not Available | Data Not Available | Data Not Available | Data Not Available | Data Not Available | Data Not Available | Data Not Available | Data Not Available | Data Not Available | Data Not Available | Data Not Available | Data Not Available | No | Connected | 27 | 27 | 28.421 | Data Not Available | Data Not Available | 2019-10-16 00:00:00 | Data Not Applicable | Data Not Applicable | 28.421 | Data Not Applicable | Data Not Applicable | 2018-01-22 00:00:00 | Data Not Available | Data Not Available | Data Not Available | Data Not Available | Data Not Available | Data Not Available | Data Not Available | 2018-07-06 | 54.14509901063816, -1.2296048404570061 | 2018-01-22 | 2019-10-16 | North Yorkshire
Data Not Available |  |  |  |  | Cant find | Data Not Available | BP Intermittent Generation | BP Intermittent Generation | Data Not Available | Data Not Available | Data Not Available | Data Not Available | Data Not Available | England | 539888 | 420308 | Saltend North | Hull East 132/33kV | Easington | 11 | Northern Powergrid (Yorkshire) plc | Other | Other | No | Data Not Applicable | Data Not Applicable | 2.5 | Data Not Available | Data Not Available | Data Not Available | Data Not Available | Data Not Available | Data Not Available | Data Not Available | Data Not Available | Data Not Available | Data Not Available | Data Not Available | Data Not Available | No | Connected | 2.5 | 0 | 0 | Data Not Available | Data Not Available | Data Not Available | Data Not Applicable | Data Not Applicable | 2.632 | Data Not Applicable | Data Not Applicable | Data Not Available | Data Not Available | Data Not Available | Data Not Available | Data Not Available | Data Not Available | Data Not Available | Data Not Available | 2017-03-08 | 53.660552010893774, 0.11550079503804112 |  |  | East Riding of Yorkshire
Data Not Available | Arooj | Humayun | M& S distrobution Centre | Marks and Spencer | arooj.humayun@marksandspencer.com | Data Not Available | Bradford M&S | Bradford M&S | Prologis Park | Rooley Lane | Bradford | West Yorkshire | BD5 8LB | England | 417098 | 430368 | Skelton Grange | Staygate | Dudley Hill | 11 | Northern Powergrid (Yorkshire) plc | Fossil - Oil | Engine (combustion / reciprocating) | No | Data Not Applicable | Data Not Applicable | 2 | Data Not Available | Data Not Available | Data Not Available | Data Not Available | Data Not Available | Data Not Available | Data Not Available | Data Not Available | Data Not Available | Data Not Available | Data Not Available | Data Not Available | No | Connected | 2 | 0 | 0 | Data Not Available | Data Not Available | Data Not Available | Data Not Applicable | Data Not Applicable | 2.105 | Data Not Applicable | Data Not Applicable | Data Not Available | Data Not Available | Data Not Available | Data Not Available | Data Not Available | Data Not Available | Data Not Available | Data Not Available | 2017-03-08 | 53.769378662525675, -1.7420782210231356 |  |  | Bradford
Data Not Available | Shaheed | Rashid |  | Bradfor Royal Infirmary | shaheed.rashid@bthft.nhs.uk | Data Not Available | Bradford Royal Infirmary | Bradford Royal Infirmary | Bradford Royal Infirmary | Duckworth Lane | Bradford | West Yorkshire | BD9 6RJ | England | 413520 | 434489 | Bradford West | Girlington | Four Lane Ends | 11 | Northern Powergrid (Yorkshire) plc | Fossil - Gas | Engine (combustion / reciprocating) | No | Data Not Applicable | Data Not Applicable | 5.094 | Data Not Available | Data Not Available | Data Not Available | Data Not Available | Data Not Available | Data Not Available | Data Not Available | Data Not Available | Data Not Available | Data Not Available | Data Not Available | Data Not Available | No | Connected | 5.094 | 0 | 0 | Data Not Available | Data Not Available | Data Not Available | Data Not Applicable | Data Not Applicable | 5.362 | Data Not Applicable | Data Not Applicable | Data Not Available | Data Not Available | Data Not Available | Data Not Available | Data Not Available | Data Not Available | Data Not Available | Data Not Available | 2017-03-08 | 53.8065222207696, -1.7961820929981513 |  |  | Bradford
Data not available | [6 empty] | BELLS POWER SOLUTIONS | Royal London Hospital | WHITECHAPEL ROAD |  | ALGATE | LONDON | E1 1FR | England | 534629 | 181712 | City Road 132kV | - | Finsbury Mkt E 11kV |  | London Power Networks (LPN) | Fossil - Oil | Engine (combustion / reciprocating) |  |  |  | 2 | [12 empty] | No | Accepted to Connect | [6 empty] | 2 | 2 | 2.105 | 0 | 0 | 2022-09-21 | [7 empty] | 2024-01-15 | -0.14017 | 51.4856 | 51.4856378605776, -0.140167341267918 | LPN-S000000000330 | Fossil fuel
1700000000000 |  |  |  |  | Look at later | 1700000000000 | BRADLEY WIND ENERGY | NORTH CRANNA FARM | DEUCHRIES WIND GENERATING STATION | DATA NOT AVAILABLE | HUNTLY | ABERDEENSHIRE | AB54 7TX | SCOTLAND | 363529 | 852965 | KEITH | DATA NOT APPLICABLE | KEITH GRID | 33 | SCOTTISH HYDRO ELECTRIC POWER DISTRIBUTION PLC | OTHER | OTHER | NO | DATA NOT AVAILABLE | DATA NOT AVAILABLE | 5.7 | DATA NOT AVAILABLE | DATA NOT AVAILABLE | DATA NOT AVAILABLE | DATA NOT AVAILABLE | DATA NOT AVAILABLE | DATA NOT AVAILABLE | DATA NOT AVAILABLE | DATA NOT AVAILABLE | DATA NOT AVAILABLE | DATA NOT AVAILABLE | DATA NOT AVAILABLE | DATA NOT AVAILABLE | DATA NOT AVAILABLE | CONNECTED | 5.7 | 5.7 | 6 | 0.57 | 0.6 | 43111 | DATA NOT AVAILABLE | DATA NOT AVAILABLE | DATA NOT AVAILABLE | DATA NOT AVAILABLE | DATA NOT AVAILABLE | DATA NOT AVAILABLE | DATA NOT AVAILABLE | N | DATA NOT AVAILABLE | DATA NOT AVAILABLE | DATA NOT AVAILABLE | DATA NOT AVAILABLE | DATA NOT AVAILABLE | 45176
2394000135003 |  |  |  |  | Look at later | Data Not Available | Bransfield Generation | Bransfield Generation | 111 Stockbridge Road | Elloughton | Brough | North Yorkshire | HU15 1HW | England | 494112 | 428093 | Creyke Beck | Hull West | Skillings Lane | 11 | Northern Powergrid (Yorkshire) plc | Biomass | Steam turbine (thermal power plant) | No | Data Not Applicable | Data Not Applicable | 3.192 | Data Not Available | Data Not Available | Data Not Available | Data Not Available | Data Not Available | Data Not Available | Data Not Available | Data Not Available | Data Not Available | Data Not Available | Data Not Available | Data Not Available | No | Connected | 3.192 | 3.192 | 3.36 | Data Not Available | Data Not Available | 2017-09-18 00:00:00 | Data Not Applicable | Data Not Applicable | 3.36 | Data Not Applicable | Data Not Applicable | Data Not Available | Data Not Available | Data Not Available | Data Not Available | Data Not Available | Data Not Available | Data Not Available | Data Not Available | 2017-03-08 | 53.74073461613148, -0.5745900735159928 |  | 2017-09-18 | East Riding of Yorkshire
1160001240410 | Andy | Rayson | Glashouse | Branston | arayson@branston.co.uk | 1170002079306 | Branston limited | Mere road branston | Branston Generation Branston Limited | Mere Road, Branston | Lincoln | Lincolnshire | LN4 1NJ | United Kingdom | 502069 | 366062 | data not available | data not available | data not available | 11 | National Grid Electricity Distribution (East Midlands) Plc | Fossil - Gas | Engine (combustion / reciprocating) | Yes | data not available | data not available | 0.8 | Solar | Photovoltaic | No | data not available | data not available | 0.67 | data not applicable | data not applicable | data not applicable | data not available | data not available | data not applicable | data not available | Connected | 1.47 | 1.254 | 1.32 | 3.8 | 4 | 45560 | data not applicable | data not applicable | data not applicable | data not applicable | data not applicable | data not applicable | data not applicable | data not available | data not available | data not available | data not available | data not available | data not available | 45750
DATA NOT AVAILABLE |  |  |  |  | Can't find firm bust | 1600000135729 | BREATHE ENERGY | NORTH MANCHESTER GENERAL HOSPITAL | DELAUNAYS ROAD | CRUMPSALL | MANCHESTER | GREATER MANCHESTER | M8 6RL | ENGLAND | 384936 | 402249 | STALYBRIDGE GSP | STUART ST | QUEENS PARK | 11 | ELECTRICITY NORTH WEST LIMITED | FOSSIL - GAS | GAS TURBINE (OCGT) | YES | 0 | 0 | 1.5 |  |  |  | 0 | 0 | 0 |  |  |  | 0 | 0 | 0 | NO | CONNECTED | 0 | 0 | 0 | 0 | 0 |  | 1.5 | 0 | 0 | 2.85 | 3 | 2019-03-04 |  | NO | NO |  | TO BE CONFIRMED |  |  | 2024-03-14 | 53.5166975068734, -2.228650616933279
2100041495959 |  |  |  |  | STOR | 2100041495940 | Brecon power limited | Ebbw vale rassau ind est former techboard site | Former Techboard Site | Rassau Industrial Estate, Rassau | Ebbw vale | Gwent | NP23 5DW | United Kingdom | 315646 | 212537 | Rassau Gsp | Ebbw Vale | data not available | 33 | National Grid Electricity Distribution (South Wales) Plc | Fossil - Gas | Engine (combustion / reciprocating) | No | data not available | data not available | 20.818 | data not applicable | data not applicable | data not applicable | data not available | data not available | data not applicable | data not applicable | data not applicable | data not applicable | data not available | data not available | data not applicable | data not available | Connected | 20.818 | 20.235 | 21.3 | 0.6365 | 0.67 | 43416 | data not applicable | data not applicable | data not applicable | data not applicable | data not applicable | data not applicable | data not applicable | data not available | data not available | data not available | data not available | data not available | data not available | 45750
1023470552867 | Ian | Wooldridge |  | Briar Chemicals | ian.wooldridge@briarchemicals.com |  | BRIAR CHEMICALS LIMITED | AVENTIS AGRICULTURAL LTD EXPORT | SWEET BRIAR ROAD |  | Norwich | Norfolk | NR6 5AP | England | 620530 | 310470 | Norwich Main | Earlham Grid 33kV | Earlham West Primary 11kV | 11 | Eastern Power Networks (EPN) | Fossil - Gas | Steam-gas turbine (CCGT) |  |  |  | 5.024 | Solar | Photovoltaic | [10 empty] | No | Connected | 5.024 | 5.024 | 5.288 |  |  | 1995-05-01 | [13 empty] | 2020-12-14 | 1.2003 | 52.7007 | 52.7006792726214, 1.20030920686222 | EPN-S0000000H5006
1170000633103 | Andrew | Horsfield | Glashouse I think | AB Produce PLC | andrew.horsfield@abproduce.co.uk | 1160001209926 | Bridgen investments limited | Measham, enterprise house | A B Produce Limited Enterprise House, Westminster Industrial Estate | Repton Road, Measham | Swadlincote | Derbyshire | DE12 7DT | United Kingdom | 431770 | 312055 | Drakelow 132Kv | Gresley 33Kv S Stn | Moira 33 11Kv S Stn | 11 | National Grid Electricity Distribution (East Midlands) Plc | data not available | data not available | Yes | data not available | data not available | 1 | Solar | Photovoltaic | No | data not available | data not available | 0.36 | data not applicable | data not applicable | data not applicable | data not available | data not available | data not applicable | data not available | Connected | 1.36 | 0.817 | 0.86 | 0.57475 | 0.605 | 42628 | data not applicable | data not applicable | data not applicable | data not applicable | data not applicable | data not applicable | data not applicable | data not available | data not available | data not available | data not available | data not available | data not available | 45750
Data not available | [6 empty] | Powerplan Ltd | Guys Hospital | Great Maze Pond |  | LAMBETH | LONDON | SE1 9RT | England | 532730 | 180143 | New Cross 132kV to Wimbledon 1 and 2 132kV | - | Tooley St 11kV | 11 | London Power Networks (LPN) | Fossil - Oil | Engine (combustion / reciprocating) |  |  |  | 3.6 | [12 empty] | No | Accepted to Connect | [6 empty] | 3.6 | 3.6 | 3.789 | 0 | 0 | 2016-12-05 | [7 empty] | 2023-08-14 | 0.13863 | 51.5078 | 51.5077549358812, 0.138626630853123 |  | Fossil fuel
1470000469625 | [5 empty] | 1428882200005 | Bridgnorth aluminium limited | Stourbridge road | Export | Stourbridge Road | Bridgnorth | Shropshire | WV15 6AU | United Kingdom | 372702 | 292293 | Ironbridge 132Kv S Stn | Ironbridge 132 33Kv S Stn | Star Aluminium 33 11Kv S Stn | 11 | National Grid Electricity Distribution (West Midlands) Plc | Biofuel - Biogas from anaerobic digestion (excluding landfill & sewage) | Engine (combustion / reciprocating) | Yes | data not available | data not available | 3.62 | data not applicable | data not applicable | data not applicable | data not available | data not available | data not applicable | data not applicable | data not applicable | data not applicable | data not available | data not available | data not applicable | data not available | Connected | 3.62 | 3.439 | 3.62 | 18.9164 | 19.912 | 42329 | data not applicable | data not applicable | data not applicable | data not applicable | data not applicable | data not applicable | data not applicable | data not available | data not available | data not available | data not available | data not available | data not available | 45750
2394000118693 | [5 empty] | Data Not Available | Brigg Biomass | Brigg Biomass | Former Sugar Beet Factory | Scawby Brook | Brigg | Lincolnshire | DN20 9LT | England | 499019 | 406056 | Keadby | Santon | Brigg Biomass Generation | 33 | Northern Powergrid (Yorkshire) plc | Biomass | Steam turbine (thermal power plant) | No | Data Not Applicable | Data Not Applicable | 40 | Data Not Available | Data Not Available | Data Not Available | Data Not Available | Data Not Available | Data Not Available | Data Not Available | Data Not Available | Data Not Available | Data Not Available | Data Not Available | Data Not Available | No | Connected | 40 | 40 | 42.105 | Data Not Available | Data Not Available | 2015-06-01 00:00:00 | Data Not Applicable | Data Not Applicable | 42.105 | Data Not Applicable | Data Not Applicable | Data Not Available | Data Not Available | Data Not Available | Data Not Available | Data Not Available | Data Not Available | Data Not Available | Data Not Available | 2017-03-08 | 53.54182183296527, -0.5072272910340984 |  | 2015-06-01 | North Lincolnshire
Data Not Available | [5 empty] | Data Not Available | Brigg Power Gas | Brigg Power Gas | Glanford Brigg Power Station | Scawby Brook | Brigg | Lincolnshire | DN20 9LT | England | 499019 | 406056 | Keadby | Scawby Brook | Scawby Brook Direct | 132 | Northern Powergrid (Yorkshire) plc | Fossil - Gas | Engine (combustion / reciprocating) | No | Data Not Applicable | Data Not Applicable | 48 | Data Not Available | Data Not Available | Data Not Available | Data Not Available | Data Not Available | Data Not Available | Data Not Available | Data Not Available | Data Not Available | Data Not Available | Data Not Available | Data Not Available | No | Connected | 48 | 48 | 50.526 | Data Not Available | Data Not Available | 2025-03-11 00:00:00 | Data Not Applicable | Data Not Applicable | 50.526 | Data Not Applicable | Data Not Applicable | 2023-08-08 00:00:00 | Data Not Available | Data Not Available | Data Not Available | Data Not Available | Data Not Available | Data Not Available | Data Not Available | 2025-04-09 | 53.54182183296527, -0.5072272910340984 | 2023-08-08 | 2025-03-11 | North Lincolnshire
1200010257778 | [6 empty] | British American Tobacco | British American Tobacco | GLOBE HOUSE | 4 TEMPLE PLACE | Temple | LONDON | WC2R 2PG | England | 531048 | 180877 | City Road 132kV | Back Hill 33kV | Kingsway 11kV | 11 | London Power Networks (LPN) | Fossil - Gas | Engine (combustion / reciprocating) |  |  |  | 1.6 | [12 empty] | No | Connected | 1.6 | 1.6 | 2 |  |  | 2018-09-23 | [13 empty] | 2020-11-13 | 0.0098966 | 51.4911 | 51.4910752355057, 0.00989662318180983 | LPN-S000000000771 | Fossil fuel
Data not available | [6 empty] | Cory Riverside Energy | Riverside Energy Park | NORMAN ROAD |  | Belvedere | KENT | DA17 6JY | England | 549875 | 180603 | Littlebrook | - |  | 132 | London Power Networks (LPN) | Waste | Steam turbine (thermal power plant) |  |  |  | 88.6 | Waste | Steam turbine (thermal power plant) |  |  |  |  | Solar | Photovoltaic |  |  |  |  | No | Accepted to Connect | [6 empty] | 88.6 | 88.6 | 94 | 48.36 | 52 | 2022-02-14 | 2026-04-14 | [6 empty] | 2024-11-14 | 0.21899 | 51.4605 | 51.4605412848822, 0.218994266894553 |  | Storage
Data Not Available | [5 empty] | Data Not Available | British Gas | British Gas | Data Not Available | Data Not Available | Data Not Available | Data Not Available | Data Not Available | England | 539888 | 420308 | Saltend North | Hull East 132/33kV | Easington | 11 | Northern Powergrid (Yorkshire) plc | Fossil - Gas | Engine (combustion / reciprocating) | No | Data Not Applicable | Data Not Applicable | 12 | Data Not Available | Data Not Available | Data Not Available | Data Not Available | Data Not Available | Data Not Available | Data Not Available | Data Not Available | Data Not Available | Data Not Available | Data Not Available | Data Not Available | No | Connected | 12 | 0 | 0 | Data Not Available | Data Not Available | Data Not Available | Data Not Applicable | Data Not Applicable | 12.632 | Data Not Applicable | Data Not Applicable | Data Not Available | Data Not Available | Data Not Available | Data Not Available | Data Not Available | Data Not Available | Data Not Available | Data Not Available | 2017-03-08 | 53.660552010893774, 0.11550079503804112 |  |  | East Riding of Yorkshire
Data not available | [6 empty] | LONDON LOW CARBON ENERGY CENTRE | Joyce Green | JOYCE GREEN LANE |  | Dartford | KENT | DA1 5PN | England | 554252 | 175842 | Littlebrook 132kV | - |  | 132 | London Power Networks (LPN) | Stored Energy (all stored energy irrespective of the original energy source) | Storage - Electrochemical (Batteries) |  |  |  | 254 | [12 empty] | No | Accepted to Connect | [6 empty] | 254 | 254 | 267.368 | 254 | 267.368 | 2022-10-26 | [7 empty] | 2023-08-14 | 1.2853 | 51.3556 | 51.3556486155005, 1.2852551422547 | SPN-S000000009375 | Fossil fuel
Data not available | [6 empty] | DISCO POWERED LTD | Land Part of Swan Lane Pier |  |  | CITY OF LONDON | LONDON | EC4R 3AF | England | 532722 | 180673 | City Road 132kV | Bankside C 11kV |  | 11 | London Power Networks (LPN) | Stored Energy (all stored energy irrespective of the original energy source) | Storage - Electrochemical (Batteries) |  |  |  | 1.5 | [12 empty] | No | Accepted to Connect | [6 empty] | 1.5 | 1.5 | 1.579 | 1.5 | 1.579 | 2021-05-28 | [7 empty] | 2025-02-14 | 1.3629 | 51.3597 | 51.3596591288698, 1.36289643278365 | SPN-S000000009149 | Solar PV
Data not available | [5 empty] | Data not available | Thanet Earth Limited | Thanet Earth Plot 9, 10 & 11 | Barrow Man Road |  | Brchington | Kent | CT7 0AX | England | 628834 | 166965 | Sellindge SGT2 & 3 & Richborough SGT | Monkton Grid |  | 11 | South Eastern Power Networks (SPN) | Fossil - Gas | Other | No |  |  | 30 | [12 empty] | Yes | Accepted to Connect | [6 empty] | 30 | 30 | 31.5 | 30 | 31.5 | 2024-07-05 |  | No | No |  | Yes |  |  | 2024-07-12 | -0.14335 | 51.2452 | 51.2452412483165, -0.143347667251836 | SPN-S000000008450 | Biogas
Data not available | [5 empty] | Data not available | INDUSTRIA RESOURCES | HENGROVE SOLAR FARM | SHOTTENDANE ROAD |  | MARGATE | KENT | CT9 4HN | England | 634218 | 167656 | Sellindge SGT2 & 3 & Richborough SGT | Thanet Grid | Thanet Grid 33kV | 33 | South Eastern Power Networks (SPN) | Solar | Photovoltaic | No |  |  | 30 | [13 empty] | Accepted to Connect | [6 empty] | 30 | 30 | 31.5 |  |  | 2021-06-03 | 2031-10-31 | No | No |  | Yes |  |  | 2024-04-15 | 0.8055 | 51.404 | 51.4040329757372, 0.805496483227561 | SPN-S000000009144 | Solar PV
1640000428284 | [5 empty] | 1620000396851 | BRITISH GAS | 97 TALBOT ROAD | 97 TALBOT ROAD | OLD TRAFFORD | MANCHESTER | GREATER MANCHESTER | M16 0TW | ENGLAND | 381283 | 395892 | SOUTH MANCHESTER GSP | STRETFORD | CHESTER RD T13 | 6.6 | ELECTRICITY NORTH WEST LIMITED | FOSSIL - OIL | ENGINE (COMBUSTION / RECIPROCATING) | YES | 0 | 0 | 1.232 | SOLAR | PHOTOVOLTAIC |  | 0 | 0 | 0.07885 |  |  |  | 0 | 0 | 0 | NO | CONNECTED | 1.3109 | 0.57 | 0.6 | 0.665 | 0.7 | 2013-09-01 |  |  |  | 0 | 0 |  |  | NO | NO |  |  |  |  | 2021-12-06 | 53.459440633238266, -2.283359616484364
1900091121284 | [5 empty] | Data not available | Solarcentury | SOUTH LEES FARM, | LOWER ROAD | ISLE OF SHEPPEY | SHEERNESS | KENT | ME12 3SW | England | 595231 | 170957 | Kemsley SGT | Sittingbourne Grid 33kV |  | 33 | South Eastern Power Networks (SPN) | Solar | Photovoltaic |  |  |  | 4.2 | [12 empty] | No | Connected | 4.2 | 4.2 | 4.421 |  |  | 2014-06-21 | [13 empty] | 2021-03-12 | 0.78992 | 51.1601 | 51.1600529848094, 0.789918733682084 | SPN-S000000009102 | Solar PV
2100041448727 | [5 empty] | 2100040688340 | British gas plc | 4 callaghan square cardiff cf10 5bt | 4 | Callaghan Square | Cardiff | South Glamorgan | CF10 5BT | United Kingdom | 318374 | 175749 | Cardiff East Grid | Cardiff Central Grid | Taff Bank | 0.4 | National Grid Electricity Distribution (South Wales) Plc | Fossil - Oil | Engine (combustion / reciprocating) | No | data not available | data not available | 1.65 | data not applicable | data not applicable | data not applicable | data not available | data not available | data not applicable | data not applicable | data not applicable | data not applicable | data not available | data not available | data not applicable | data not available | Connected | 1.65 | 0.6175 | 0.65 | 0.8835 | 0.93 | 42916 | data not applicable | data not applicable | data not applicable | data not applicable | data not applicable | data not applicable | data not applicable | data not available | data not available | data not available | data not available | data not available | data not available | 45750
1900091197423 | [5 empty] | Data not available | Inazin Power Ltd | OAKLANDS FARM 8572 | HOTHFIELD |  | ASHFORD | KENT | TN26 1ER | England | 595179 | 143789 | Sellindge SGT2 & 3 & Richborough SGT | Ashford Grid 33kV |  | 33 | South Eastern Power Networks (SPN) | Solar | Photovoltaic |  |  |  | 5.5 | [12 empty] | No | Connected | 5.5 | 5.5 | 5.789 |  |  | 2015-03-26 | [13 empty] | 2020-11-13 | -0.12963 | 51.3819 | 51.3818572420957, -0.129633086099427 | SPN-S000000009303 | Biogas
1430000033051, 1430000033060 | [5 empty] | 1422664500000, 1425861000001 | British rail | Kidsgrove | Rail Infrastructure Services 60M From Ea | Third Avenue | Kidsgrove | Staffordshire | ST7 1BX | United Kingdom | 383764 | 354476 | Cellarhead 132Kv | Whitfield 132 33Kv S Stn | Goldenhill Bank 33 11Kv S Stn | 11 | National Grid Electricity Distribution (West Midlands) Plc | Fossil - Oil | Engine (combustion / reciprocating) | No | data not available | data not available | 1 | data not applicable | data not applicable | data not applicable | data not available | data not available | data not applicable | data not applicable | data not applicable | data not applicable | data not available | data not available | data not applicable | data not available | Connected | 1 | 1.9 | 2 | 19 | 20 | 38464 | data not applicable | data not applicable | data not applicable | data not applicable | data not applicable | data not applicable | data not applicable | data not available | data not available | data not available | data not available | data not available | data not available | 45750
1430000033070, 1430000044090 | [5 empty] | 1423124100000, 1428564500005 | British rail | Washwood heath | Electricity Sub Station 203M From Unit 6 | M6 Junction 5 To Junction 6, Nechells | Solihull | West Midlands | B7 5SA | United Kingdom | 409928 | 289795 | Nechells East 132Kv S Stn | Nechells West 132 25Kv S Stn | Nechells West 132/25/11Kv | 11 | National Grid Electricity Distribution (West Midlands) Plc | Fossil - Oil | Engine (combustion / reciprocating) | No | data not available | data not available | 24 | data not applicable | data not applicable | data not applicable | data not available | data not available | data not applicable | data not applicable | data not applicable | data not applicable | data not available | data not available | data not applicable | data not available | Connected | 24 | 22.8 | 24 | 22.8 | 24 | 40878 | data not applicable | data not applicable | data not applicable | data not applicable | data not applicable | data not applicable | data not applicable | data not available | data not available | data not available | data not available | data not available | data not available | 45750
Data not available | [5 empty] | Data not available | Ratherforde Limited | FRIDD LANE/ASHFORD | FRIDD LANE | BETHERSDEN | ASHFORD | KENT | TN26 3DY | England | 594072 | 142279 | Sellindge SGT2 & 3 & Richborough SGT | Ashford Grid |  | 33 | South Eastern Power Networks (SPN) | Solar | Photovoltaic | No |  |  | 17.1 | [12 empty] | Yes | Accepted to Connect | [6 empty] | 17.1 | 17.1 | 17.95 | 0.2 | 0.21 | 2023-04-12 | 2036-10-31 | No | No |  | Yes |  |  | 2024-04-15 | 0.46358 | 50.8855 | 50.8854612875529, 0.463575829791339 |  | Storage
Data not available | [5 empty] | Data not available | Bluestone Energy Limited | SOLOMONS FARM | SHARNAL STREET | HIGH HALSTOW | ROCHESTER | KENT | ME3 8QQ | England | 578298 | 174529 | Kingsnorth SGT | - |  | 132 | South Eastern Power Networks (SPN) | Stored Energy (all stored energy irrespective of the original energy source) | Storage - Electrochemical (Batteries) | No |  |  | 240 | [12 empty] | No | Accepted to Connect | [6 empty] | 240 | 240 | 252 | 240 | 252 | 2022-11-24 | 2027-10-30 | No | No |  | No |  |  | 2023-09-14 | -0.51819 | 51.3499 | 51.3499172059294, -0.518190688342757 |  | Storage
Data not available | [5 empty] | Data not available | Bluestone Energy Limited | HENLEY DOWN FARM | WATERMILL LANE |  | CATSFIELD | EAST SUSSEX | TN33 9BN | England | 573384 | 112443 | Ninfield SGT | - |  | 132 | South Eastern Power Networks (SPN) | Stored Energy (all stored energy irrespective of the original energy source) | Storage - Electrochemical (Batteries) | No |  |  | 240 | [12 empty] | No | Accepted to Connect | [6 empty] | 240 | 240 | 252 | 240 | 252 | 2023-01-05 | 2037-10-31 | No | No |  | No |  |  | 2024-07-12 | 1.1271 | 51.3273 | 51.3273129248668, 1.12706807694528 |  | Storage
Data not available | [5 empty] | Data not available | Bluestone Energy Limited | GROVERS FARM | WOODHAM LANE |  | ADDLESTONE | SURREY | KT15 3PS | England | 503291 | 162246 | West Weybridge SGT | - |  | 132 | South Eastern Power Networks (SPN) | Stored Energy (all stored energy irrespective of the original energy source) | Storage - Electrochemical (Batteries) | No |  |  | 240 | [12 empty] | No | Accepted to Connect | [6 empty] | 240 | 240 | 252 | 240 | 252 | 2022-10-21 | 2038-10-31 | No | No |  | No |  |  | 2024-07-12 | 0.35001 | 51.1711 | 51.1710532996331, 0.35001421170767 | SPN-S000000009139 | Solar PV
Data not available | [5 empty] | Data not available | Sky UK Development Limited | WOODLANDS FARM | CALCOTT | STURRY | CANTERBURY | KENT | CT3 4NB | England | 617957 | 163333 | Canterbury North | - |  | 132 | South Eastern Power Networks (SPN) | Stored Energy (all stored energy irrespective of the original energy source) | Storage - Electrochemical (Batteries) | No |  |  | 232 | [12 empty] | No | Accepted to Connect | [6 empty] | 232 | 232 | 244 | 232 | 244 | 2023-04-17 | 2030-10-30 | No | No |  | No |  |  | 2023-09-14 | 0.46323 | 51.3308 | 51.3307887039417, 0.463229963323454 |  | Storage
Data not available | [5 empty] | Data not available | Low Carbon UK Solar Investment Company Limited | NAPOLEON SOLAR FARM |  |  | TONBRIDGE | KENT | TN12 6SS | England | 564384 | 143937 | Northfleet East | Pembury Grid 33kV |  | 33 | South Eastern Power Networks (SPN) | Solar | Photovoltaic | No |  |  | 20 | Stored Energy (all stored energy irrespective of the original energy source) | Storage - Electrochemical (Batteries) | No |  |  | 20 | [6 empty] | Yes | Accepted to Connect | [6 empty] | 20 | 20 | 21 | 20 | 21 | 2021-02-11 | 2027-10-01 | No | No |  | Yes |  |  | 2024-06-14 | 0.10609 | 50.8871 | 50.8871183852861, 0.106093799620884 | SPN-S000000009130 | Solar PV
Data not available | [5 empty] | Data not available | GRENERGY RENEWABLES UK LIMITED | NEW COURT ROAD | NEW COURT ROAD | BURHAM | ROCHESTER | KENT | ME1 3XY | England | 571702 | 161957 | Northfleet East | - |  | 132 | South Eastern Power Networks (SPN) | Stored Energy (all stored energy irrespective of the original energy source) | Storage - Electrochemical (Batteries) | No |  |  | 42.857 | [12 empty] | Yes | Accepted to Connect | [6 empty] | 42.857 | 42.857 | 45 | 42.857 | 45 | 2023-04-21 | 2037-10-31 | No | No |  | Yes |  |  | 2024-07-12 | 1.3219 | 51.153 | 51.1530429350623, 1.32189490085578 | SPN-S000000009104 | Solar PV
Data not available | [5 empty] | Data not available | GREENTECH PROJECTS HOLDING UK LIMITED | LAUGHTON PLACE FARM | LAUGHTON PLACE FARM | COW LANE | LEWES | EAST SUSSEX | BN8 6DA | England | 548236 | 111849 | Ninfield SGT | Lewes Grid | Lewes Grid 33kV | 33 | South Eastern Power Networks (SPN) | Solar | Photovoltaic | No |  |  | 35.7 | [12 empty] | Yes | Accepted to Connect | [6 empty] | 35.7 | 35.7 | 37.48 |  |  | 2023-03-16 | 2037-10-31 | No | No |  | Yes |  |  | 2024-04-15 | -0.13254 | 51.3783 | 51.3783424279648, -0.13253532735138 |  | Fossil fuel
Data not available | [5 empty] | Data not available | GREENTECH PROJECTS HOLDING UK LIMITED | DOVER ROAD | DOVER ROAD |  | DOVER | KENT | CT15 5EW | England | 632404 | 144556 | Sellindge SGT2 & 3 & Richborough SGT | Betteshanger Grid | Betteshanger Grid 33kV | 33 | South Eastern Power Networks (SPN) | Solar | Photovoltaic | No |  |  | 17 | [12 empty] | Yes | Accepted to Connect | [6 empty] | 17 | 17 | 17.85 |  |  | 2020-10-06 | 2025-10-31 | No | No |  | Yes |  |  | 2024-06-14 | 0.74921 | 51.4365 | 51.4365134962449, 0.749207852174833 | SPN-S000000009946 | Fossil fuel
1430000033089 | [5 empty] | 1423566000006 | British rail | Smethwick supply point | Smethwick Supply Point | Colliery Road | West bromwich | West Midlands | B71 4JT | United Kingdom | 402148 | 289919 | Bustleholm 132Kv S Stn | Smethwick 132 25Kv S Stn | Smethwick 132/11Kv | 11 | National Grid Electricity Distribution (West Midlands) Plc | Fossil - Oil | Engine (combustion / reciprocating) | No | data not available | data not available | 1 | data not applicable | data not applicable | data not applicable | data not available | data not available | data not applicable | data not applicable | data not applicable | data not applicable | data not available | data not available | data not applicable | data not available | Connected | 1 | 0.95 | 1 | 12.35 | 13 | 40892 | data not applicable | data not applicable | data not applicable | data not applicable | data not applicable | data not applicable | data not applicable | data not available | data not available | data not available | data not available | data not available | data not available | 45750
1430000033098, 1430000033103 | [5 empty] | 1421664500008, 1426342000002 | British rail | Stafford | Network Rail Infrastructure Ltd, Network Rail - Stafford - Export | Victoria Road | Stafford | Staffordshire | ST16 2AF | United Kingdom | 391874 | 323044 | Bushbury D 132Kv | Stafford 132 25Kv S Stn | Stafford 132/25/11Kv | 11 | National Grid Electricity Distribution (West Midlands) Plc | Fossil - Oil | Engine (combustion / reciprocating) | No | data not available | data not available | 36 | data not applicable | data not applicable | data not applicable | data not available | data not available | data not applicable | data not applicable | data not applicable | data not applicable | data not available | data not available | data not applicable | data not available | Connected | 36 | 34.2 | 36 | 34.2 | 36 | 40350 | data not applicable | data not applicable | data not applicable | data not applicable | data not applicable | data not applicable | data not applicable | data not available | data not available | data not available | data not available | data not available | data not available | 45750
1430000033112 | [5 empty] | 1424136000004 | British rail | Willenhall | Willenhall - West Coast Main Line | Off Bilston Road | Willenhall | West Midlands | WV13 2JL | United Kingdom | 396408 | 297725 | Willenhall 132 25Kv S Stn | Willenhall 132/25/11Kv | Willenhall 132/25/11Kv | 11 | National Grid Electricity Distribution (West Midlands) Plc | Fossil - Oil | Engine (combustion / reciprocating) | No | data not available | data not available | 11.5 | data not applicable | data not applicable | data not applicable | data not available | data not available | data not applicable | data not applicable | data not applicable | data not applicable | data not available | data not available | data not applicable | data not available | Connected | 11.5 | 10.925 | 11.5 | 10.925 | 11.5 | 40343 | data not applicable | data not applicable | data not applicable | data not applicable | data not applicable | data not applicable | data not applicable | data not available | data not available | data not available | data not available | data not available | data not available | 45750
1900091482597 | [5 empty] | Data not available | Viridor Waste Manatement Ltd | BEDDINGTON LANE ERF | BEDDINGTON LANE |  | CROYDON | LONDON | CR0 4TT | England | 530179 | 166043 | Beddington SGT | Croydon B 33kV |  | 33 | South Eastern Power Networks (SPN) | Waste | Steam turbine (thermal power plant) |  |  |  | 27 | [12 empty] | No | Connected | 27 | 27 | 28.421 |  |  | 2017-09-02 | [13 empty] | 2022-12-14 | 1.3132 | 51.121 | 51.1210159850465, 1.31316327039127 | SPN-S000000008391 | Fossil fuel
1430000033121 | [5 empty] | 1420286500000 | British rail | Winson green supply point | Network Rail Infrastructure Ltd, Network Rail - Winson Green - Export | Dudley Road, Winson Green | Birmingham | West Midlands | B18 4EJ | United Kingdom | 404283 | 287669 | data not available | data not available | data not available | 132 | National Grid Electricity Distribution (West Midlands) Plc | Fossil - Oil | Engine (combustion / reciprocating) | No | data not available | data not available | 1 | data not applicable | data not applicable | data not applicable | data not available | data not available | data not applicable | data not applicable | data not applicable | data not applicable | data not available | data not available | data not applicable | data not available | Connected | 1 | 0.95 | 1 | 12.35 | 13 | 40554 | data not applicable | data not applicable | data not applicable | data not applicable | data not applicable | data not applicable | data not applicable | data not available | data not available | data not available | data not available | data not available | data not available | 45750
1023470411641 | [6 empty] | BRITISH SUGAR | CANTLEY SUGAR FACTORY/REFINERY |  |  | Great Yarmouth | Norfolk | NR31 3ST | England | 638510 | 303730 | Norwich Main | Thorpe Grid 33kV | Beighton Primary 11kV | 11 | Eastern Power Networks (EPN) | Fossil - Gas | Steam-gas turbine (CCGT) |  |  |  | 5 | [12 empty] | No | Connected | 5 | 5 | 5.263 |  |  | 2001-01-24 | [13 empty] | 2021-01-15 | 0.37489 | 52.774 | 52.7740471616555, 0.37488741662256 | EPN-S0000000H6002 | Biogas
1900091183411 | [5 empty] | Data not available | GW Finn & Sons | MOLEHILL ROAD |  | CHESTFIELD | WHITSTABLE | KENT | CT6 7PA | England | 615185 | 166291 | Canterbury North | Herne Bay Grid 33kV |  | 33 | South Eastern Power Networks (SPN) | Solar | Photovoltaic |  |  |  | 15 | [12 empty] | No | Connected | 15 | 15 | 15.789 |  |  | 2015-03-24 | [13 empty] | 2020-11-13 | 0.32931 | 51.1876 | 51.1876380134224, 0.329305386126687 | SPN-S000000009139 | Solar PV
1900091363019 | [5 empty] | Data not available | GW Finn & Sons | TONGE SOLAR FARM | TONGE CORNER |  | SITTINGBOURNE | KENT | ME9 9BA | England | 593852 | 165165 | Kemsley SGT | Sittingbourne Grid 33kV |  | 33 | South Eastern Power Networks (SPN) | Solar | Photovoltaic |  |  |  | 7 | [12 empty] | No | Connected | 7 | 7 | 7.368 |  |  | 2016-03-27 | [13 empty] | 2020-11-13 | 1.0914 | 51.348 | 51.3479757749681, 1.09143312297891 |  | Solar PV
1900091217052 | [5 empty] | Data not available | British Solar Ltd | HADLOW SOLAR PARK LILLEY FARM | SHERENDEN ROAD | TUDELEY | TONBRIDGE | KENT | TN11 0PD | England | 562878 | 145735 | Northfleet East | Pembury Grid 33kV |  | 33 | South Eastern Power Networks (SPN) | Solar | Photovoltaic |  |  |  | 16.5 | [12 empty] | No | Connected | 16.5 | 16.5 | 17.368 |  |  | 2015-03-10 | [13 empty] | 2020-11-13 | 0.11056 | 50.9385 | 50.9384631610158, 0.110562364102113 | SPN-S000000009130 | Solar PV
1900091217080 | [5 empty] | Data not available | British Solar Ltd | OWLS HATCH PV |  |  | HERNE BAY | KENT | CT6 7NU | England | 615378 | 165525 | Canterbury North | - |  | 132 | South Eastern Power Networks (SPN) | Solar | Photovoltaic |  |  |  | 39 | [12 empty] | No | Connected | 39 | 39 | 41.053 |  |  | 2015-03-29 | [13 empty] | 2022-08-12 | 0.40909 | 51.1703 | 51.1702649802846, 0.409085731924231 | SPN-S000000009139 | Solar PV
1900091343787 | [5 empty] | Data not available | Lightsource |  | BENTLEY ESTATE | LITTLE HORSTED | UCKFIELD | EAST SUSSEX | TN22 5QP | England | 548387 | 117567 | Ninfield SGT | Lewes Grid 33kV |  | 33 | South Eastern Power Networks (SPN) | Solar | Photovoltaic |  |  |  | 8.4 | [12 empty] | No | Connected | 8.4 | 8.4 | 8.842 |  |  | 2015-12-18 | [13 empty] | 2022-08-12 | 1.2926 | 51.363 | 51.3629876146874, 1.29264877098368 |  | Fossil fuel
1900091216643 | [5 empty] | Data not available | Luminous Energy Limited | PADDOCK WOOD SOLAR FARM | KNELLS FARM | QUEEN STREET | PADDOCK WOOD | KENT | TN12 6NY | England | 568516 | 143983 | Northfleet East | Pembury Grid 33kV |  | 33 | South Eastern Power Networks (SPN) | Solar | Photovoltaic |  |  |  | 7.92 | [12 empty] | No | Connected | 7.92 | 7.92 | 8.337 |  |  | 2015-03-27 | [13 empty] | 2020-11-13 | 0.97881 | 51.3258 | 51.3258374659659, 0.978813953711646 | SPN-S000000008516 | Fossil fuel
1023485782546 | [6 empty] | British Sugar | SUGAR BEET FACTORY |  |  | Bury St Edmunds | Suffolk | IP32 7BZ | England | 586500 | 265600 | Bramford | Bury Grid 33kV |  | 33 | Eastern Power Networks (EPN) | Biofuel biogas from anaerobic digestion (excluding landfill & sewage) | Steam-gas turbine (CCGT) |  |  |  | 58 | [12 empty] | No | Connected | 58 | 58 | 61.053 |  |  | 1999-08-13 | [13 empty] | 2020-11-13 | 1.1286 | 52.3349 | 52.3349457615912, 1.12860140039169 | EPN-S0000000D1014 | Biogas
1100051050600 | [5 empty] | 1100039601091 | British sugar plc | Newark sugar factory, muskham road, | Newark Sugar Factory | Great North Road | Newark | Nottinghamshire | NG24 1DL | United Kingdom | 479342 | 355241 | Staythorpe C 132Kv S Stn | Hawton 33Kv S Stn | Newark Junction 33 11Kv S Stn | 11 | National Grid Electricity Distribution (East Midlands) Plc | Fossil - Gas | Engine (combustion / reciprocating) | Yes | data not available | data not available | 10 | data not applicable | data not applicable | data not applicable | data not available | data not available | data not applicable | data not applicable | data not applicable | data not applicable | data not available | data not available | data not applicable | data not available | Connected | 10 | 3.23 | 3.4 | 3.23 | 3.4 | 41507 | data not applicable | data not applicable | data not applicable | data not applicable | data not applicable | data not applicable | data not applicable | data not available | data not available | data not available | data not available | data not available | data not available | 45750
1900091199528 | [5 empty] | Data not available | Xero Energy Ltd | KENTISH FLATS PHASE 2 |  |  | HERNE BAY | KENT | CT6 7NU | England | 615618 | 166189 | Canterbury North | Herne Bay Grid 33kV |  | 33 | South Eastern Power Networks (SPN) | Wind | Offshore wind turbines |  |  |  | 49.5 | [12 empty] | No | Connected | 49.5 | 49.5 | 52.105 |  |  | 2015-08-21 | [13 empty] | 2020-11-13 | -0.14335 | 51.2452 | 51.2452412483165, -0.143347667251836 | SPN-S000000008369 | Biogas
1900091364893 | [5 empty] | Data not available | WROTHAM HEATH | WROTHAM SOLAR FARM | FORD LANE | WROTHAM HEATH | SEVENOAKS | KENT | TN15 7SE | England | 563535 | 158684 | Kingsnorth SGT | Medway Grid 33kV | Wrotham Heath 11kV | 11 | South Eastern Power Networks (SPN) | Solar | Photovoltaic |  |  |  | 5 | [12 empty] | No | Connected | 5 | 5 | 5.263 |  |  | 2016-10-07 | [13 empty] | 2021-01-15 | 0.3329 | 51.4323 | 51.4322763319662, 0.332895767923868 | SPN-S000000008627 | Fossil fuel
1023470427970 | [6 empty] | BRITISH SUGAR PLC | WISSINGTON SUGAR FACTORY |  |  | Kings Lynn | Norfolk | PE33 9QG | England | 565960 | 297640 | Walpole | Swaffham Grid 33kV |  | 33 | Eastern Power Networks (EPN) | Biofuel biogas from anaerobic digestion (excluding landfill & sewage) | Steam-gas turbine (CCGT) |  |  |  | 54 | [12 empty] | No | Connected | 54 | 54 | 56.842 |  |  | 2001-02-23 | [13 empty] | 2020-12-14 | -0.040296 | 51.6151 | 51.6151410001993, -0.0402961882689559 | EPN-S0000000D7021 | Biogas
DATA NOT AVAILABLE | [5 empty] | 1600000133624 | BRITISH TELECOM | MOOR LANE |  |  | PRESTON | LANCASHIRE | PR1 7AT | ENGLAND | 353614 | 429801 | PENWORTHAM EAST GSP / ROCHDALE SGT 1 GROUP | PRESTON EAST | CRAGGS ROW & BUSHELL ST | 6.6 | ELECTRICITY NORTH WEST LIMITED | FOSSIL - OIL | ENGINE (COMBUSTION / RECIPROCATING) | YES | 0 | 0 | 2 |  |  |  | 0 | 0 | 0 |  |  |  | 0 | 0 | 0 | NO | CONNECTED | 2 | 0 | 0 | 1.9 | 2 | 2000-07-26 |  |  |  | 0 | 0 |  |  | NO | NO |  |  |  |  | 2021-12-06 | 53.762484199963104, -2.705112789272104
1014573085660 | [6 empty] | British Telecomminications PLC | BT COLINDALE TELEPHONE EXCHANGE |  |  | Colindale | London | NW9 6LB | England | 521660 | 188690 | Mill Hill | - | Colindale Grid 11kV | 11 | Eastern Power Networks (EPN) | Fossil - Oil | Engine (combustion / reciprocating) |  |  |  | 1.15 | [12 empty] | No | Connected | 1.15 | 1.15 | 1.211 |  |  | 2001-09-11 | [13 empty] | 2021-12-14 | -0.20003 | 52.5696 | 52.569553320323, -0.20003022869921 | EPN-S0000000F6057 | Fossil fuel
DATA NOT AVAILABLE | [5 empty] | 1600000131645 | BRITISH TELECOMMUNICATIONS PLC | TURRET HOUSE ATE | ST. STEPHEN STREET | ST. STEPHEN STREET | SALFORD | GREATER MANCHESTER | M3 6AY | ENGLAND | 382957 | 398619 | KEARSLEY 132 GSP | FREDERICK RD | BLACKFRIARS | 6.6 | ELECTRICITY NORTH WEST LIMITED | FOSSIL - OIL | ENGINE (COMBUSTION / RECIPROCATING) | NO | 0 | 0 | 1.035 |  |  |  | 0 | 0 | 0 |  |  |  | 0 | 0 | 0 | NO | CONNECTED | 1.035 | 0 | 0 | 0.97375 | 1.025 | 2000-06-29 |  |  |  | 0 | 0 |  |  | NO | NO |  |  |  |  | 2021-12-06 | 53.48400906419974, -2.2582971222128174
1900090585005 | [5 empty] | Data not available | Veolia | NEWHAVEN ERF 8150 | NEWHAVEN GRID |  | BRIGHTON | EAST SUSSEX | BN9 0AB | England | 544709 | 101870 | Ninfield SGT | Newhaven Grid 33kV |  | 33 | South Eastern Power Networks (SPN) | Waste | Steam turbine (thermal power plant) |  |  |  | 21 | [12 empty] | No | Connected | 21 | 21 | 22.105 |  |  | 2011-03-27 | [13 empty] | 2022-12-14 | -0.5622 | 51.2615 | 51.2615399191203, -0.562197026853734 | SPN-S000000008621 | Fossil fuel
1620001110374 | [5 empty] | 1620001110374 | BRITISH TELECOMMUNICATIONS PLC | DIAL HOUSE | 21, CHAPEL STREET |  | SALFORD | GREATER MANCHESTER | M3 7BA | ENGLAND | 383618 | 398704 | KEARSLEY 132 GSP | FREDERICK RD | BLACKFRIARS | 6.6 | ELECTRICITY NORTH WEST LIMITED | FOSSIL - OIL | ENGINE (COMBUSTION / RECIPROCATING) | NO | 0 | 0 | 4.14 |  |  |  | 0 | 0 | 0 |  |  |  | 0 | 0 | 0 | NO | CONNECTED | 4.14 | 0 | 0 | 7.125 | 7.5 | 2002-07-22 |  |  |  | 0 | 0 |  |  | NO | NO |  |  |  |  | 2021-12-06 | 53.48479420655439, -2.2483407790360435
Data not available | [5 empty] | Data not available | THAMES WATER | GUILDFORD STW | WESTFIELD ROAD |  | GUILFORD | SURREY | GU1 1SF | England | 500419 | 152357 | West Weybridge SGT | Guildford Grid 132kV | Guildford 'B' 11kV | 11 | South Eastern Power Networks (SPN) | Fossil - Oil | Engine (combustion / reciprocating) | No |  |  | 4 | [12 empty] | No | Accepted to Connect | [6 empty] | 4 | 4 | 4.2 |  |  | 2022-02-11 | 2025-04-30 | No | No |  | No |  |  | 2024-04-15 | -0.21032 | 51.3626 | 51.362551300679, -0.210315601071993 | SPN-S000000008348 | Fossil fuel
1900090188516 | [5 empty] | Data not available | Blossence Aylesford Limited | SCA PACKAGING EAST MILL 394942 | NEW HYTHE |  | LARKFIELD | KENT | ME20 7PA | England | 570321 | 158394 | Kingsnorth SGT | Medway Grid 33kV | Townsend Hook 6.6kV | 6.6 | South Eastern Power Networks (SPN) | Solar | Photovoltaic |  |  |  | 4.5 | [12 empty] | No | Connected | 4.5 | 4.5 | 4.737 |  |  | 2011-07-29 | [13 empty] | 2024-01-15 | 0.12838 | 51.2088 | 51.2087517958762, 0.128380577168849 | SPN-S000000008408 | Fossil fuel
DATA NOT AVAILABLE | [5 empty] | 1600000145470 | BRITISH TELECOMMUNICATIONS PLC | PITT STREET | PITT STREET |  | ROCHDALE | GREATER MANCHESTER | OL12 0HR | ENGLAND | 389965 | 413843 | ROCHDALE SGTS 2 3 4 | BELFIELD | WARDLEWORTH | 6.6 | ELECTRICITY NORTH WEST LIMITED | FOSSIL - OIL | ENGINE (COMBUSTION / RECIPROCATING) | YES | 0 | 0 | 2.5 |  |  |  | 0 | 0 | 0 |  |  |  | 0 | 0 | 0 | NO | CONNECTED | 2.5 | 0 | 0 | 3.325 | 3.5 | 2000-08-22 |  |  |  | 0 | 0 |  |  | NO | NO |  |  |  |  | 2021-12-06 | 53.6210286477409, -2.153185122564441
1700000000000 | [5 empty] | 1700000000000 | BROADLAND ENERGY (DONICH) LIMITED | DONICH HYDRO SCHEME | DATA NOT AVAILABLE | DATA NOT AVAILABLE | LOCHGILPHEAD | ARGYLL | PA24 8AL | SCOTLAND | 220344 | 702168 | CLACHAN | DATA NOT APPLICABLE | LOCHGOILHEAD | 11 | SCOTTISH HYDRO ELECTRIC POWER DISTRIBUTION PLC | HYDRO (TO BE CONFIRMED) | HYDRO POWER SYSTEM | NO | DATA NOT AVAILABLE | DATA NOT AVAILABLE | 1.283 | DATA NOT AVAILABLE | DATA NOT AVAILABLE | DATA NOT AVAILABLE | DATA NOT AVAILABLE | DATA NOT AVAILABLE | DATA NOT AVAILABLE | DATA NOT AVAILABLE | DATA NOT AVAILABLE | DATA NOT AVAILABLE | DATA NOT AVAILABLE | DATA NOT AVAILABLE | DATA NOT AVAILABLE | NO | CONNECTED | 1.283 | 1.283 | 1.35 | 0.01 | 0.01 | 42594 | DATA NOT AVAILABLE | DATA NOT AVAILABLE | DATA NOT AVAILABLE | DATA NOT AVAILABLE | DATA NOT AVAILABLE | DATA NOT AVAILABLE | DATA NOT AVAILABLE | N | DATA NOT AVAILABLE | DATA NOT AVAILABLE | DATA NOT AVAILABLE | DATA NOT AVAILABLE | DATA NOT AVAILABLE | 44245
1900090761363 | [5 empty] | Data not available | Rutland Group Ltd | DUNSFOLD PARK AERODROME 173617 | STOVOLDS HILL |  | CRANLEIGH | SURREY | GU6 8TB | England | 502789 | 136638 | Bolney SGT | Leigh Grid 33kV | Cranleigh 11kV | 11 | South Eastern Power Networks (SPN) | Solar | Photovoltaic |  |  |  | 1.2 | [12 empty] | No | Connected | 1.2 | 1.2 | 1.263 |  |  | 2011-09-11 | [13 empty] | 2020-11-13 | 0.24372 | 51.4631 | 51.4631371472689, 0.243724642156387 | SPN-S000000009377 | Storage
1900091646750 | [5 empty] | Data not available | Grid Battery Storage Limited | MILTON COURT FARM | WESTCOTT RD |  | DORKING | SURREY | RH4 3LY | England | 515092 | 149229 | West Weybridge SGT | Leatherhead Grid 33kV | Dorking Town 11kV | 11 | South Eastern Power Networks (SPN) | Stored Energy (all stored energy irrespective of the original energy source) | Storage - Electrochemical (Batteries) |  |  |  | 6 | [12 empty] | No | Connected | 6 | 6 | 6 |  |  | 2018-08-14 | [13 empty] | 2022-12-14 | 0.7594 | 51.3669 | 51.3668677834186, 0.759400745308075 |  | Biogas
1900091609075 | [5 empty] | Data not available | Hazel Capital | LITTLEBROOK SUBSTATION | ALBION ROAD |  | DARTFORD | KENT | DA1 5PZ | England | 555961 | 176183 | Littlebrook SGT | - | Littlebrook Park 11kV | 11 | South Eastern Power Networks (SPN) | Stored Energy (all stored energy irrespective of the original energy source) | Storage - Electrochemical (Batteries) |  |  |  | 8 | [12 empty] | No | Connected | 8 | 8 | 8 |  |  | 2017-12-12 | [13 empty] | 2022-12-14 | 1.3462 | 51.2865 | 51.2865226569877, 1.34617128252715 | SPN-S000000009157 | Biogas
1900091669739 | [5 empty] | Data not available | London Power Associates Ltd | KEMSLEY (K3) CHP FACILITY | KEMSLEY MARSH |  | SITTINGBOURNE | KENT | ME10 2FP | England | 592181 | 166703 | Kemsley SGT | - |  | 132 | South Eastern Power Networks (SPN) | Waste | Steam turbine (thermal power plant) | Yes |  |  | 65 | [12 empty] | No | Connected | 65 | 65 | 68.421 |  |  | 2020-05-22 | [13 empty] | 2022-12-14 | 0.76304 | 51.3529 | 51.3529311379839, 0.763044378192501 | SPN-S000000008344 | Fossil fuel
1700000000000 | [5 empty] | 1700000000000 | BROADLAND ENERGY (KIACHNISH) LTD | KIACHNISH HYDRO GENERATING STATION | DATA NOT AVAILABLE | DATA NOT AVAILABLE | FORT WILLIAM | INVERNESS | DATA NOT AVAILABLE | SCOTLAND | DATA NOT AVAILABLE | DATA NOT AVAILABLE | FORT WILLIAM | DATA NOT APPLICABLE | FORT WILLIAM GRID | 33 | SCOTTISH HYDRO ELECTRIC POWER DISTRIBUTION PLC | HYDRO (TO BE CONFIRMED) | HYDRO POWER SYSTEM | NO | DATA NOT AVAILABLE | DATA NOT AVAILABLE | 1.9 | DATA NOT AVAILABLE | DATA NOT AVAILABLE | DATA NOT AVAILABLE | DATA NOT AVAILABLE | DATA NOT AVAILABLE | DATA NOT AVAILABLE | DATA NOT AVAILABLE | DATA NOT AVAILABLE | DATA NOT AVAILABLE | DATA NOT AVAILABLE | DATA NOT AVAILABLE | DATA NOT AVAILABLE | NO | CONNECTED | 1.9 | 1.9 | 2 | 0.01 | 0.01 | 42965 | DATA NOT AVAILABLE | DATA NOT AVAILABLE | DATA NOT AVAILABLE | DATA NOT AVAILABLE | DATA NOT AVAILABLE | DATA NOT AVAILABLE | DATA NOT AVAILABLE | N | DATA NOT AVAILABLE | DATA NOT AVAILABLE | DATA NOT AVAILABLE | DATA NOT AVAILABLE | DATA NOT AVAILABLE | 44245
2000000000000 | [5 empty] | 2000000000000 | BROADLEY ENERGY LTD | FUNTINGTON | BROADLEY COPSE CHP | DATA NOT AVAILABLE | CHICHESTER | WEST SUSSEX | PO18 9DA | ENGLAND | 480780 | 108253 | LOVEDEAN GSP | HUNSTON | ASHLING ROAD | 11 | SOUTHERN ELECTRIC POWER DISTRIBUTION PLC | OTHER | OTHER | NO | DATA NOT AVAILABLE | DATA NOT AVAILABLE | 1.8 | DATA NOT AVAILABLE | DATA NOT AVAILABLE | DATA NOT AVAILABLE | DATA NOT AVAILABLE | DATA NOT AVAILABLE | DATA NOT AVAILABLE | DATA NOT AVAILABLE | DATA NOT AVAILABLE | DATA NOT AVAILABLE | DATA NOT AVAILABLE | DATA NOT AVAILABLE | DATA NOT AVAILABLE | NO | CONNECTED | 1.8 | 1.8 | 1.895 | 0.238 | 0.25 | DATA NOT AVAILABLE | DATA NOT AVAILABLE | DATA NOT AVAILABLE | DATA NOT AVAILABLE | DATA NOT AVAILABLE | DATA NOT AVAILABLE | DATA NOT AVAILABLE | DATA NOT AVAILABLE | N | DATA NOT AVAILABLE | DATA NOT AVAILABLE | DATA NOT AVAILABLE | DATA NOT AVAILABLE | DATA NOT AVAILABLE | 44084
2394000132795 | [5 empty] | Data Not Available | Brocklesby Biogas | Brocklesby Biogas | Crosslands Lane | North Cave | Brough | North Yorkshire | HU15 2PG | England | 488012 | 432206 | Creyke Beck | Hull West | Newport 1 | 11 | Northern Powergrid (Yorkshire) plc | Biomass | Steam turbine (thermal power plant) | No | Data Not Applicable | Data Not Applicable | 3.56 | Data Not Available | Data Not Available | Data Not Available | Data Not Available | Data Not Available | Data Not Available | Data Not Available | Data Not Available | Data Not Available | Data Not Available | Data Not Available | Data Not Available | Yes | Connected | 3.56 | 3.56 | 3.747 | Data Not Available | Data Not Available | 2016-12-23 00:00:00 | Data Not Applicable | Data Not Applicable | 3.747 | Data Not Applicable | Data Not Applicable | Data Not Available | Data Not Available | Data Not Available | Data Not Available | Data Not Available | Data Not Available | Data Not Available | Data Not Available | 2017-03-08 | 53.77875617385358, -0.665876566045404 |  | 2016-12-23 | East Riding of Yorkshire
data not available | [5 empty] | data not applicable | Brockwell Energy | Westfield ERF | Westfield Open Cast Coal Site | Kinglassie | Westfield | Fife | KY5 0XA | Scotland | 319923 | 698223 | Westfield | data not applicable | data not available | 33 | SP Distribution Ltd | Biofuel - Landfill gas | Steam-gas turbine (CCGT) | No | data not available | data not available | 25.1 | data not applicable | data not applicable | No | 0 | 0 | 0 | data not applicable | data not applicable | No | 0 | 0 | 0 | No | Connected | 25.1 | 25.1 | 26.4211 | 0 | 0 | 45133 | data not applicable | data not applicable | data not applicable | data not applicable | data not applicable | 43889 | data not available | N | N | data not available | Y | 614494411 | data not available | 45240 | data not available | 796
1999000014784 | [5 empty] | 1999000014775 | Eclipse Power Networks Limited | COWSTEAD BATTERY STORAGE | LAND OFF QUEENBOROUGH ROAD |  | SHEERNESS | KENT | ME12 3RL | England | 591799 | 171860 | Kemsley SGT | - |  | 132 | South Eastern Power Networks (SPN) | Stored Energy (all stored energy irrespective of the original energy source) | Storage - Electrochemical (Batteries) |  |  |  | 49 | [12 empty] | No | Connected | 49 | 49 | 51.579 | 49 | 51.579 | 2022-04-28 | [13 empty] | 2023-03-14 |  |  |  |  | Fossil fuel
Data not available | [5 empty] | Data not available | Balanced Grid Solutions Ltd | TWINEHAM GRANGE MANOR,COOMBES SOLAR |  |  | HAYWARDS HEATH | WEST SUSSEX | RH17 5NH | England | 524599 | 120616 | Bolney SGT | - |  | 132 | South Eastern Power Networks (SPN) | Stored Energy (all stored energy irrespective of the original energy source) | Storage - Electrochemical (Batteries) |  |  |  | 49 | [12 empty] | No | Accepted to Connect | [6 empty] | 49 | 49 | 51.579 | 49 | 51.57 | 2017-10-05 | 2026-10-31 | No | No |  |  |  |  | 2024-06-14 | 0.93382 | 51.0968 | 51.0968061797692, 0.933821737205951 |  | Storage
Data not available | [5 empty] | Data not available | DS Smith Paper Limited | PAPER MILL (K4) |  |  | KEMSLEY | KENT | ME10 2SG | England | 0 | 0 | Kemsley SGT | Grovehurst Energy 33kV |  |  | South Eastern Power Networks (SPN) | Fossil - Gas | Gas turbine (OCGT) | [16 empty] | No | Accepted to Connect | [11 empty] | 2019-04-26 |  |  | No |  | No |  |  | 2024-01-15 | -0.22677 | 50.9715 | 50.9714937369044, -0.226770480489826 |  | Storage
Data not available | [5 empty] | Data not available | Skyfall Energy Ltd | BANK FARM SOLAR | BANK ROAD | ALDINGTON | ASHFORD | KENT | TN25 7DF | England | 605520 | 137149 | Sellindge SGT2 & 3 & Richborough SGT | - |  | 132 | South Eastern Power Networks (SPN) | Stored Energy (all stored energy irrespective of the original energy source) | Storage - Electrochemical (Batteries) |  |  |  | 99.9 | [12 empty] | Yes | Accepted to Connect | [6 empty] | 99.9 | 99.9 | 105.158 |  |  | 2020-04-15 | 2025-01-31 | No | No |  |  |  |  | 2024-06-14 | -0.29436 | 50.9858 | 50.9858280456533, -0.294357259329592 | SPN-S000000009105 | Solar PV
Data not available | [5 empty] | Data not available | Envirotech Energy Solutions Limited | ENVIRTOTECH 3 | BOB LANE |  | TWINEHAM | WEST SUSSEX | RH17 5NH | England | 524599 | 120616 | Bolney SGT | - |  | 132 | South Eastern Power Networks (SPN) | Stored Energy (all stored energy irrespective of the original energy source) | Storage - Electrochemical (Batteries) |  |  |  | 99.9 | [12 empty] | No | Accepted to Connect | [6 empty] | 99.9 | 99.9 | 104.89 | 99.9 | 104.89 | 2020-04-21 | 2026-10-31 | No | No |  |  |  |  | 2024-06-14 | 0.26049 | 51.3679 | 51.3678745097594, 0.260485507130782 |  | Solar PV
Data not available | [5 empty] | Data not available | Low Carbon Solar Park | BROOMFIELD SOLAR FARM |  |  | HORSHAM | WEST SUSSEX | RH13 8DL | England | 519817 | 122098 | Bolney SGT | Bolney Grid 33kV |  | 33 | South Eastern Power Networks (SPN) | Solar | Photovoltaic |  |  |  | 14 | [12 empty] | No | Accepted to Connect | [6 empty] | 14 | 14 | 14.737 |  |  | 2021-12-22 | 2030-12-31 | No | No |  | Yes |  |  | 2024-04-15 | 0.31654 | 51.3637 | 51.3637395605514, 0.316538650416118 |  | Solar PV
Data not available | [5 empty] | Data not available | Renewable Energy Systems Limited | SPEEDGATE FARM | SPEEDGATE FARM |  | LONGFIELD | KENT | DA3 8NJ | England | 557452 | 165626 | Northfleet East | - |  | 132 | South Eastern Power Networks (SPN) | Solar | Photovoltaic | No |  |  | 49.9 | [12 empty] | No | Accepted to Connect | [6 empty] | 49.9 | 49.9 | 52.395 | 0.2 | 0.211 | 2022-05-27 | 2037-10-31 | No | No |  |  |  |  | 2024-01-15 | 1.3887 | 51.3682 | 51.3681901525314, 1.38865551241202 | SPN-S000000008349 | Fossil fuel
Data not available | [5 empty] | Data not available | Evolution Power Limited | RIDLEY COURT FARM | HARLEY BOTTOM ROAD |  | SEVENOAKS | KENT | DA3 8QH | England | 561368 | 165288 | Northfleet East | - |  | 132 | South Eastern Power Networks (SPN) | Solar | Photovoltaic | No |  |  | 49.9 | [12 empty] | Yes | Accepted to Connect | [6 empty] | 49.9 | 49.9 | 52.395 | 0.135 | 0.142 | 2022-03-24 | 2026-01-31 | No | No |  |  |  |  | 2024-06-14 | 0.25531 | 51.4569 | 51.4569433886693, 0.255311174679019 | SPN-S000000008626 | Solar PV
Data Not Available | [5 empty] | Data Not Available | Broom Energy Ltd | Broom Energy Ltd | Data Not Available | Data Not Available | Data Not Available | Data Not Available | Data Not Available | England | 430075 | 428441 | Kirkstall B | Beeston Royds 132/33kV | Middleton Town Street | 11 | Northern Powergrid (Yorkshire) plc | Other | Other | No | Data Not Applicable | Data Not Applicable | 1 | Data Not Available | Data Not Available | Data Not Available | Data Not Available | Data Not Available | Data Not Available | Data Not Available | Data Not Available | Data Not Available | Data Not Available | Data Not Available | Data Not Available | No | Connected | 1 | 1 | 1.053 | Data Not Available | Data Not Available | Data Not Available | Data Not Applicable | Data Not Applicable | 1.053 | Data Not Applicable | Data Not Applicable | Data Not Available | Data Not Available | Data Not Available | Data Not Available | Data Not Available | Data Not Available | Data Not Available | Data Not Available | 2017-03-08 | 53.751474573426066, -1.5453904002197332 |  |  | Leeds
Data not available | [5 empty] | Data not available | Syzygy Renewables Limited | UNIT 1 CROSSWAYS | CLIPPER BOULEVARD WEST | DARTFORD DEPOT | DARTFORD | KENT | DA2 6QS | England | 556787 | 175519 | Northfleet East | Northfleet East 33kV | Crossways 11kV | 11 | South Eastern Power Networks (SPN) | Solar | Photovoltaic | No |  |  | 2.7 | [12 empty] | No | Connected | 2.7 | 2.7 | 2.835 |  |  | 2024-06-04 | [7 empty] | No | No |  | Yes |  |  | 2024-06-14 | 0.30896 | 51.1937 | 51.1936983985947, 0.30895748579058 | SPN-S000000009139 | Solar PV
Data not available | [5 empty] | Data not available | DNO Consulting Ltd | ST.MARYS ROAD | ST. MARYS ROAD | ROMNEY MARSH | ROMNEY MARSH | KENT | TN29 0BT | England | 607173 | 128575 | Sellindge SGT2 & 3 & Richborough SGT | Ruckinge Grid | Ruckinge Grid 33kV | 33 | South Eastern Power Networks (SPN) | Solar | Photovoltaic | No |  |  | 16 | [12 empty] | Yes | Accepted to Connect | [6 empty] | 16 | 16 | 16.8 |  |  | 2023-01-23 | 2036-10-31 | No | No |  | Yes |  |  | 2024-04-15 | 0.47601 | 51.248 | 51.2479577547607, 0.476010703865008 |  | Solar PV
Data not available | [5 empty] | Data not available | DNO Consulting Ltd | POSTERN PARK | POSTERN LANE |  | TONBRIDGE | KENT | TN11 0QT | England | 561435 | 146364 | Northfleet East | Pembury Grid 33kV |  | 33 | South Eastern Power Networks (SPN) | Solar | Photovoltaic | No |  |  | 8 | [12 empty] | No | Accepted to Connect | [6 empty] | 8 | 8 | 8.4 |  |  | 2022-12-11 | 2037-10-31 | No | No |  | Yes |  |  | 2024-01-15 | 0.88776 | 50.9917 | 50.9916650328183, 0.887761845989561 | SPN-S000000009143 | Storage
Data not available | [5 empty] | Data not available | Infinis Solar Limited | GALLANTS FARM | GALLANTS LANE | EAST FARLEIGH | MAIDSTONE | KENT | ME15 0LF | England | 572903 | 152777 | Northfleet East | - |  | 132 | South Eastern Power Networks (SPN) | Solar | Photovoltaic | No |  |  | 49.9 | [12 empty] | No | Accepted to Connect | [6 empty] | 49.9 | 49.9 | 52.395 |  |  | 2023-01-19 | 2037-10-31 | No | No |  | Yes |  |  | 2024-01-15 | 0.25294 | 50.829 | 50.8289916295821, 0.252938856184475 | SPN-S000000009940 | Solar PV
Data not available | [5 empty] | Data not available | GRIDSOURCE LTD | (BESS) SYCAMORE FARM | SACAMORE FARM | OLD ROMNEY | ROMNEY MARSH | KENT | TN29 9SL | England | 602754 | 125332 | Sellindge SGT2 & 3 & Richborough SGT | Ruckinge Grid | Ruckinge Grid 33kV | 33 | South Eastern Power Networks (SPN) | Stored Energy (all stored energy irrespective of the original energy source) | Storage - Electrochemical (Batteries) | No |  |  | 10 | [12 empty] | Yes | Accepted to Connect | [6 empty] | 10 | 10 | 10.5 | 10.5 | 10.5 | 2023-07-28 | 2036-10-31 | No | No |  | Yes |  |  | 2024-04-15 | 0.05668 | 50.916 | 50.9160415975494, 0.0566800592262741 | SPN-S000000009130 | Solar PV
Data not available | [5 empty] | Data not available | INDUSTRIA BRAND ENERGY LTD | LAND AT OTHAM COURT LANE | LAND AT OTHAM COURT LANE |  | POLEGATE | EAST SUSSEX | BN26 6QS | England | 558761 | 105691 | Ninfield SGT | Polegate Grid | Polegate Grid 33kV | 33 | South Eastern Power Networks (SPN) | Solar | Photovoltaic | No |  |  | 20.4 | [12 empty] | Yes | Accepted to Connect | [6 empty] | 20.4 | 20.4 | 21.42 | 0.1 | 0.1 | 2022-12-16 | 2037-10-31 | No | No |  | Yes |  |  | 2024-04-15 | 0.53509 | 51.0695 | 51.0695223958362, 0.535092883862886 | SPN-S000000008467 | Solar PV
Data not available | [5 empty] | Data not available | COMMUNITIES FOR RENEWABLES CIC | OUSE VALLEY SOLAR | OUSE VALLEY SOLAR, UCKFIELD ROAD |  | LEWES | EAST SUSSEX | BN8 5RR | England | 544671 | 114967 | Ninfield SGT | Lewes Grid | Lewes Grid 33kV | 33 | South Eastern Power Networks (SPN) | Solar | Photovoltaic | No |  |  | 13.32 | [12 empty] | Yes | Accepted to Connect | [6 empty] | 13.32 | 13.32 | 13.98 | 0.2 | 0.21 | 2021-10-14 | 2030-12-31 | No | No |  | Yes |  |  | 2024-04-15 | 0.98158 | 51.0987 | 51.098682278182, 0.98158135905153 | SPN-S000000009962 | Storage
Data not available | [5 empty] | Data not available | RNA ENERGY LTD | LAND AT NETTERS HALL FARM | ATTWATERS LANE | HAWHURST | CRANBROOK | KENT | TN18 5AT | England | 577710 | 133078 | Ninfield SGT | Lewes Grid | Ripe 33kV | 33 | South Eastern Power Networks (SPN) | Solar | Photovoltaic | No |  |  | 10 | [12 empty] | No | Accepted to Connect | [6 empty] | 10 | 10 | 10.5 |  |  | 2020-05-14 | 2026-10-31 | No | No |  | No |  |  | 2024-06-14 | 0.45581 | 51.3069 | 51.3069497605087, 0.455811741572678 | SPN-S000000009965 | Storage
Data not available | [5 empty] | Data not available | RENESOLA POWER UK LTD | CHURCH LANE FARM/ ASHFORD |  | SELLINDGE | ASHFORD | KENT | TN25 6EE | England | 608855 | 137492 | Sellindge SGT2 & 3 & Richborough SGT | - | Sellindge 132kV | 132 | South Eastern Power Networks (SPN) | Stored Energy (all stored energy irrespective of the original energy source) | Storage - Electrical | No |  |  | 49.9 | [12 empty] | Yes | Accepted to Connect | [6 empty] | 49.9 | 49.9 | 52.39 | 49.9 | 52.39 | 2024-02-14 |  | No | No |  | Yes |  |  | 2024-04-15 | -0.33421 | 50.9048 | 50.9048357801241, -0.334213090242173 | SPN-S000000009114 | Solar PV
Data not available | [5 empty] | Data not available | PANATTONI DEVELOPMENTS LTD | BELLINGHAM WAY | BELLINGHAM WAY | AYLESFORD | MAIDSTONE | KENT | ME20 7DL | England | 571274 | 159289 | Northfleet East | Burham Grid | Burham 33kV | 132 | South Eastern Power Networks (SPN) | Stored Energy (all stored energy irrespective of the original energy source) | Storage - Electrochemical (Batteries) | No |  |  | 28.57 | [12 empty] | No | Accepted to Connect | [6 empty] | 28.57 | 28.57 | 30 | 28.57 | 30 | 2019-10-18 |  | No | No |  | Yes |  |  | 2024-05-15 | 0.0053928 | 51.1892 | 51.1892152348349, 0.00539282711098404 | SPN-S000000009950 | Storage
Data not available | [5 empty] | Data not available | ENSO GREEN HOLDINGS LTD | BOLNEY SOLAR | HORSHAM ROAD |  | STEYNING | WEST SUSSEX | BN44 3AB | England | 517223 | 113028 | Bolney SGT | Steyning Grid | Steyning Grid 33kV | 33 | South Eastern Power Networks (SPN) | Solar | Photovoltaic | No |  |  | 15 | [12 empty] | Yes | Accepted to Connect | [6 empty] | 15 | 15 | 15.75 |  |  | 2021-12-20 | 2030-12-31 | No | No |  | Yes |  |  | 2024-04-15 | -0.47035 | 51.3899 | 51.3898758481282, -0.470347328341753 | SPN-S000000008327 | Fossil fuel
Data not available | [5 empty] | Data not available | BPUWL 26 LTD | WATER LANE | DORMANSLANE |  | TANDRIDGE | SURREY | RH7 6DE | England | 540239 | 145243 | Bolney SGT | Three Bridges |  | 132 | South Eastern Power Networks (SPN) | Stored Energy (all stored energy irrespective of the original energy source) | Storage - Electrochemical (Batteries) | No |  |  | 49.9 | [12 empty] | Yes | Accepted to Connect | [6 empty] | 49.9 | 49.9 | 50.92 | 49.9 | 50.92 | 2023-11-03 |  | No | No |  | Yes |  |  | 2024-04-15 | 0.90041 | 51.402 | 51.4020448445768, 0.900407561272995 |  | Solar PV
Data not available | [5 empty] | Data not available | CONRAD ENERGY DEVELOPMENTS LTD | LAND 1A PRIORY STABLES | CHERTSEY ROAD |  | SHEPPERTON | SURREY | TW17 9NU | England | 506530 | 166758 | West Weybridge SGT | W. Weybridge 132/33 | Chertsey 11kV | 11 | South Eastern Power Networks (SPN) | Fossil - Gas | Engine (combustion / reciprocating) | No |  |  | 18 | [12 empty] | No | Accepted to Connect | [6 empty] | 18 | 18 | 18.9 |  |  | 2022-03-10 | 2026-10-01 | No | No |  | No |  |  | 2024-07-12 | -0.28576 | 51.4009 | 51.4008816835621, -0.285762731359532 | SPN-S000000008325 | Fossil fuel
Data not available | [5 empty] | Data not available | BSR APPLICATIONS LTD | MUSTARD FARM | MUSTARDS ROAD | LEYSDOWN-ON-SEA | SHEERNESS | KENT | ME12 4AP | England | 601840 | 170993 | Kemsley SGT | - | Kemsley 132kV | 132 | South Eastern Power Networks (SPN) | Solar | Photovoltaic | No |  |  | 35 | Stored Energy (all stored energy irrespective of the original energy source) | Storage - Electrochemical (Batteries) |  |  |  | 35 | [6 empty] | Yes | Accepted to Connect | [6 empty] | 35 | 35 | 36.75 | 35 | 36.75 | 2023-09-14 |  | No | No |  | Yes |  |  | 2024-06-14 | -0.28132 | 51.0112 | 51.0111863443569, -0.281324264780002 |  | Storage
1700000000000 | [5 empty] | 1700000000000 | BRUACH CAORAINN HYDRO LIMITED | PORT OF MENTEITH | DATA NOT AVAILABLE | DATA NOT AVAILABLE | STIRLING | STIRLING | FK8 3TG | SCOTLAND | 250166 | 701052 | STRATHLEVEN | DATA NOT APPLICABLE | ABERFOYLE | 11 | SCOTTISH HYDRO ELECTRIC POWER DISTRIBUTION PLC | HYDRO (TO BE CONFIRMED) | HYDRO POWER SYSTEM | NO | DATA NOT AVAILABLE | DATA NOT AVAILABLE | 1.5 | DATA NOT AVAILABLE | DATA NOT AVAILABLE | DATA NOT AVAILABLE | DATA NOT AVAILABLE | DATA NOT AVAILABLE | DATA NOT AVAILABLE | DATA NOT AVAILABLE | DATA NOT AVAILABLE | DATA NOT AVAILABLE | DATA NOT AVAILABLE | DATA NOT AVAILABLE | DATA NOT AVAILABLE | NO | CONNECTED | 1.5 | 1.5 | 1.579 | DATA NOT AVAILABLE | DATA NOT AVAILABLE | 42852 | DATA NOT AVAILABLE | DATA NOT AVAILABLE | DATA NOT AVAILABLE | DATA NOT AVAILABLE | DATA NOT AVAILABLE | DATA NOT AVAILABLE | DATA NOT AVAILABLE | N | DATA NOT AVAILABLE | DATA NOT AVAILABLE | DATA NOT AVAILABLE | DATA NOT AVAILABLE | DATA NOT AVAILABLE | 44084
Data not available | [5 empty] | Data not available | RENSEOLA POWER UK LTD | COLTWOOD FARM |  | CRABTREE | HORSHAM | WEST SUSSEX | RH13 6NN | England | 520666 | 124939 | Bolney SGT | - |  | 132 | South Eastern Power Networks (SPN) | Stored Energy (all stored energy irrespective of the original energy source) | Storage - Electrochemical (Batteries) | No |  |  | 49.9 | [12 empty] | Yes | Accepted to Connect | [6 empty] | 49.9 | 49.9 | 50.92 | 49.9 | 50.92 | 2024-03-06 |  | No | No |  | Yes |  |  | 2024-04-15 | 0.39051 | 51.1856 | 51.1856475404521, 0.390511339465856 | SPN-S000000008612 | Solar PV
Data not available | [5 empty] | Data not available | UNIVERSAL ENERGY DEVELOPMENTS LTD | PINDENS SOLAR PV FARM | GREEN STREET |  | DARTFORD | KENT | DA2 8EB | England | 559477 | 169475 | Northfleet East | Northfleet East 33KV | Longfield | 11 | South Eastern Power Networks (SPN) | Solar | Photovoltaic | No |  |  | 6.7 | [12 empty] | Yes | Accepted to Connect | [6 empty] | 6.7 | 6.7 | 7.03 | 0.5 | 0.525 | 2024-02-28 |  | No | No |  | Yes |  |  | 2024-05-15 | 0.31605 | 50.98 | 50.9800040965222, 0.316047343287517 |  | Storage
Data not available | [5 empty] | Data not available | ZLC ENERGY LTD | THE FRESH PRODUCE CENTRE | TRANSFESA ROAD | PADDOCK WOOD | TONBRIDGE | KENT | TN12 6UT | England | 567162 | 145651 | Northfleet East | PEMBURY GRID | PADDOCK WOOD 11KV | 11 | South Eastern Power Networks (SPN) | Solar | Photovoltaic | No |  |  | 2 | [12 empty] | No | Accepted to Connect | [6 empty] | 2 | 0.2 | 0.21 |  |  | 2023-01-16 | 2024-12-31 | No | No |  | No |  |  | 2024-05-15 | 1.1019 | 51.2994 | 51.2993974738374, 1.10191138730438 | SPN-S000000009110 | Solar PV
Data not available | [5 empty] | Data not available | BRS APPLICATIONS LTD | LAND AT HOBLANS FARM BESS | BROAD OAK |  | HEATHFIELD | EAST SUSSEX | TN21 8XE | England | 562678 | 122619 | Ninfield SGT | - |  | 132 | South Eastern Power Networks (SPN) | Stored Energy (all stored energy irrespective of the original energy source) | Storage - Electrochemical (Batteries) | No |  |  | 49.9 | [12 empty] | Yes | Accepted to Connect | [6 empty] | 49.9 | 49.9 | 50.92 | 49.9 | 50.92 | 2024-02-22 |  | No | No |  | Yes |  |  | 2024-05-15 | 1.1109 | 51.2954 | 51.2953539182587, 1.11090655976093 |  | Storage
Data not available | [5 empty] | Data not available | VALENCIA ENERGY LTD | SHELFORD FARM ESTATE | SHALLOAK ROAD |  | CANTERBURY | KENT | CT2 0PU | England | 616336 | 160155 | Canterbury North | - | Canterbury South 33KV | 33 | South Eastern Power Networks (SPN) | Solar | Photovoltaic | No |  |  | 20 | Stored Energy (all stored energy irrespective of the original energy source) | Storage - Electrochemical (Batteries) |  |  |  | 20 | [6 empty] | No | Accepted to Connect | [6 empty] | 20 | 20 | 21 | 20 | 21 | 2024-03-21 |  | No | No |  | Yes |  |  | 2024-05-15 | 1.3453 | 51.3187 | 51.3186683958021, 1.3453252341136 | SPN-S000000008342 | Solar PV
Data not available | [5 empty] | Data not available | RENESOLAR POWER UK LTD | STURRY ROAD |  |  | CANTERBURY | KENT | CT2 0AA | England | 616982 | 159732 | Canterbury North | - |  | 132 | South Eastern Power Networks (SPN) | Stored Energy (all stored energy irrespective of the original energy source) | Storage - Electrochemical (Batteries) | No |  |  | 99.9 | [12 empty] | Yes | Accepted to Connect | [6 empty] | 99.9 | 99.9 | 101.94 | 99.9 | 101.94 | 2024-05-30 |  | No | No |  | Yes |  |  | 2024-06-14 | 1.0473 | 51.3133 | 51.3132987191066, 1.04730679255132 |  | Storage
Data not available | [5 empty] | 1900070638717 | Downing Renewable Developments LLP | Jutes Lane | Weatherless Hill |  | Ramsgate | Kent | CT12 5FH | England | 633203 | 163043 | Sellindge SGT2 & 3 & Richborough SGT | Richborough | Richborough | 11 | South Eastern Power Networks (SPN) | Solar | Photovoltaic | No |  |  | 1.2 | [12 empty] | To Be Confirmed | Accepted to Connect | [6 empty] | 1.2 | 0.2 | 0.21 |  |  | 2024-07-01 | 2025-07-01 | No | No |  | No |  |  | 2024-07-12 | 0.33319 | 51.4364 | 51.4363983192609, 0.333192151472793 |  | Storage
Data not available | [5 empty] | Data not available | Renewable Connections Developments Ltd | Chapel Lane |  |  | Canterbury | Kent | CT2 9HF | England | 612466 | 161541 | Canterbury North | - |  | 132 | South Eastern Power Networks (SPN) | Stored Energy (all stored energy irrespective of the original energy source) | Storage - Electrical | No |  |  | 30 | [12 empty] | Yes | Accepted to Connect | [6 empty] | 30 | 30 | 31.5 | 30 | 31.5 | 2024-07-19 |  | No | No |  | Yes |  |  | 2024-08-14 | 0.81254 | 51.0612 | 51.0611666155259, 0.812541880598371 | SPN-S000000009143 | Solar PV
Data not available | [5 empty] | Data not available | Esm Power LTD | Springhead lane |  |  | Northfleet | Kent | DA11 8HN | England | 562270 | 173404 | Northfleet East | - |  | 132 | South Eastern Power Networks (SPN) | Stored Energy (all stored energy irrespective of the original energy source) | Storage - Electrochemical (Batteries) | No |  |  | 50 | [12 empty] | To Be Confirmed | Accepted to Connect | [6 empty] | 50 | 50 | 51.02 | 50 | 51.02 | 2024-08-29 |  | No | No |  | Yes |  |  | 2024-09-13 | 0.316 | 50.98 | 50.9800049433969, 0.316004644284815 |  | Storage
Data not available | [5 empty] | Data not available | Qc Cronan Ltd | Appledore Road |  | Kenardington | Ashford | Kent | TN26 2LZ | England | 597181 | 132855 | Sellindge | Ruckinge Grid |  | 33 | South Eastern Power Networks (SPN) | Solar | Photovoltaic | No |  |  | 35 | [12 empty] | Yes | Accepted to Connect | [6 empty] | 35 | 35 | 35.71 | 0.5 | 0.525 | 2024-12-20 |  | No | No |  | Yes |  |  | 2025-01-15 | 1.1439 | 51.3202 | 51.3201798329611, 1.14386536391686 |  | Solar PV
Data not available | [5 empty] | Data not available | BSR Applications Limited | Land At Hoblans Farm | Broad Oak |  | Heathfield | East Sussex | TN21 8XE | England | 562675 | 122619 | Ninfield | - |  | 132 | South Eastern Power Networks (SPN) | Stored Energy (all stored energy irrespective of the original energy source) | Storage - Electrochemical (Batteries) | No |  |  | 10 | [12 empty] | Yes | Accepted to Connect | [6 empty] | 10 | 10 | 10.2 | 10 | 10.2 | 2025-01-14 |  | No | No |  | Yes |  |  | 2025-02-14 | 0.27215 | 50.8478 | 50.8478480706698, 0.272145418107537 |  | Storage
Data not available | [5 empty] | Data not available | Cannon Power Solutions Limited | Buckwell PV Farm | Hoath Road |  | Canterbury | Kent | CT3 4JN | England | 619161 | 162590 | Canterbury North | - |  | 132 | South Eastern Power Networks (SPN) | Solar | Photovoltaic | No |  |  | 70 | [12 empty] | Yes | Accepted to Connect | [6 empty] | 70 | 70 | 71.42 | 0.95 | 1 | 2025-01-24 |  | No | No |  | Yes |  |  | 2025-02-14 | -0.95771 | 51.8443 | 51.8442826619673, -0.957706064788173 | EPN-S0000000H8022 | Biogas
Data not available | [5 empty] | Data not available | Greentech Projects Holding UK Limited | Meadowswell |  |  | Hailsham | East Sussex | BN27 2RL | England | 560049 | 107829 | Ninfield | - |  | 132 | South Eastern Power Networks (SPN) | Stored Energy (all stored energy irrespective of the original energy source) | Storage - Electrochemical (Batteries) | No |  |  | 99.9 | [12 empty] | Yes | Accepted to Connect | [6 empty] | 99.9 | 99.9 | 101.9 | 99.9 | 101.9 | 2025-01-24 |  | No | No |  | Yes |  |  | 2025-02-14 | 0.18105 | 52.2998 | 52.2998328432742, 0.181047401460443 | EPN-S0000000H4020 | Solar PV
1030082301361 | [6 empty] | SHANKS WASTE MANAGEMENT LIMITED | WESTCOTT VENTURE PARK |  |  | AYLESBURY | Bucks | HP18 0NX | England | 471900 | 216700 | Sundon | Aylesbury East Grid 33kV | Waddesdon Primary 11kV | 11 | Eastern Power Networks (EPN) | Waste | Steam turbine (thermal power plant) |  |  |  | 3 | [12 empty] | No | Connected | 3 | 3 | 3.158 |  |  | 2015-10-05 | [13 empty] | 2021-06-14 | 1.5938 | 52.4383 | 52.4382862516389, 1.59377376031824 | EPN-S0000000H5018 | Solar PV
1030081316507 | [6 empty] | AMEYCESPA (EAST) LTD | WASTE SITE DONARBON | ELY RD |  | WATERBEACH | Cambs | CB25 9PG | England | 548820 | 269096 | Burwell | Histon Grid 33kV | Landbeach Primary 11kV | 11 | Eastern Power Networks (EPN) | Solar | Photovoltaic |  |  |  | 4.75 | [12 empty] | No | Connected | 4.75 | 4.75 | 5 |  |  | 2014-04-01 | [13 empty] | 2024-11-14 | 0.061026 | 52.5684 | 52.5683713606357, 0.0610263227114793 | EPN-S0000000H6029 | Biogas
1030076624736 | [6 empty] | RPC GROUP PLC | PROMENS ELLOUGH BECCLES |  |  | BECCLES | Suffolk | NR34 7TD | England | 644361 | 288332 | Bramford | Ilketshall Grid 33kV | Henstead Primary 11kV | 11 | Eastern Power Networks (EPN) | Solar | Photovoltaic |  |  |  | 2 | [12 empty] | No | Connected | 2 | 2 | 2.105 | 4.4 | 4.632 | 2014-02-14 | [13 empty] | 2020-12-14 | 0.38795 | 52.7698 | 52.7697655716232, 0.387952427517688 | EPN-S0000000H6002 | Solar PV
1900092189975 | [5 empty] | 1900092189966 | Brunswick Power | BRUNSWICK POWER | BRIDGE ROAD |  | ASHFORD | KENT | TN23 1BB | England | 599990 | 142922 | Sellindge SGT2 & 3 & Richborough SGT | Ashford Grid 33kV | Ashford Central 6.6kV | 11 | South Eastern Power Networks (SPN) | Fossil - Gas | Engine (combustion / reciprocating) | No |  |  | 4.053 | [12 empty] | Yes | Connected | 4.053 | 4.053 | 4.256 | 0.269 | 0.282 | 2022-05-25 | [7 empty] | No | No |  |  |  |  | 2023-03-14 | 0.035989 | 51.2142 | 51.2142002417415, 0.0359890974804275 | SPN-S000000009917 | Solar PV
1050000640655 | [6 empty] | Freedom Group | PIL MEMBRANES | ESTUARY RD |  | KINGS LYNN | Norfolk | PE30 2HS | England | 561197 | 321803 | Walpole | Kings Lynn Grid 33kV | Austin Street Primary 11kV | 11 | Eastern Power Networks (EPN) | Solar | Photovoltaic |  |  |  | 1.33 | [12 empty] | No | Connected | 1.33 | 1.33 | 1.4 |  |  | 2012-06-13 | [13 empty] | 2021-07-14 | -0.18285 | 52.6004 | 52.6003547006552, -0.182849653574565 | EPN-S0000000F6057 | Biogas
2100041339708 | [5 empty] | 2100041255011 | Bryn recycling limited | Bryn recycling gelliargwellt farm bryn quarry gelligaer hengoed | Gelliargwellt Uchaf Farm | Gelligaer | Hengoed | Mid Glamorgan | CF82 8FY | United Kingdom | 312485 | 196441 | Rassau Gsp | Pengam Grid Bsp | Pengam Grid | 11 | National Grid Electricity Distribution (South Wales) Plc | Fossil - Gas | Engine (combustion / reciprocating) | Yes | data not available | data not available | 1.1 | Solar | Photovoltaic | No | data not available | data not available | 0.25 | data not applicable | data not applicable | data not applicable | data not available | data not available | data not applicable | data not available | Connected | 1.35 | 0.95 | 1 | 0.2375 | 0.25 | 42354 | data not applicable | data not applicable | data not applicable | data not applicable | data not applicable | data not applicable | data not applicable | data not available | data not available | data not available | data not available | data not available | data not available | 45750
Data not available | [6 empty] | Bunhill Energy | Central Street/ Mitchel St |  |  | CITY OF LONDON | LONDON | EC1V 3QB | England | 532249 | 182424 | City Road 132kV | - | City Rd B 11kV | 11 | London Power Networks (LPN) | Fossil - Gas | Engine (combustion / reciprocating) |  |  |  | 2 | [12 empty] | No | Connected | 2 | 2 | 2.105 |  |  | 2014-05-07 | [13 empty] | 2021-07-14 | -0.090957 | 51.5127 | 51.5127420117977, -0.090956633278849 |  | Fossil fuel
data not available | [5 empty] | data not available | Burmeister & Wain Scandinavian (Bwsc)/ Bioenergy Infrastructure Group | Stobart Park | Stobart Park Widnes 20Mw Generation | Stobart Park Widnes 20Mw Generation | Widnes | Merseyside | WA8 0PE | England | 350033 | 384426 | RAINHILL | BOLD G2A / PRESCOT GT1B / WIDNES GT1 / WIDNES GT2 | data not available | 33 | SP Manweb plc | Biofuel - Other | Engine (combustion / reciprocating) | Yes | 0 | 0 | 20 | data not applicable | data not applicable | No | 0 | 0 | 0 | data not applicable | data not applicable | No | 0 | 0 | 0 | data not available | Connected | 20 | 20 | 21.0526 | data not applicable | data not applicable | data not available | data not applicable | data not applicable | data not applicable | data not applicable | data not applicable | data not available | data not applicable | N | N | data not available | N | data not available | data not available | 44088 | data not available | 726
1050000595462 | [6 empty] | Solar Inc Ltd | HOLMBRINK FM | REACHES DROVE TRACK |  | Walpole | Suffolk | IP26 5LA | England | 574000 | 298499 | Walpole | Swaffham Grid 33kV | Northwold Primary 11kV | 11 | Eastern Power Networks (EPN) | Solar | Photovoltaic |  |  |  | 5.2 | [12 empty] | No | Connected | 5.2 | 5.2 | 5.474 |  |  | 2014-03-21 | [13 empty] | 2020-11-13 | -0.14384 | 52.0037 | 52.003690776984, -0.143841829867551 | EPN-S0000000H8054 | Biogas
1030083946097 | [6 empty] | UK Solar Parks Ltd | SKYLARK MEADOW | CAXTON RD |  | BOURN | Cambs | CB23 2SX | England | 541586 | 257501 | Eaton Socon | Little Barford 33kV | Bourn Primary 11kV | 11 | Eastern Power Networks (EPN) | Solar | Photovoltaic |  |  |  | 5 | [12 empty] | No | Connected | 5 | 5 | 5.263 |  |  | 2013-03-21 | [13 empty] | 2020-11-13 | -0.084504 | 52.1345 | 52.1345336500549, -0.0845044354452339 | EPN-S0000000D4055 | Solar PV
BP_BESS | [5 empty] | Data Not Available | Burn Park Farm Gas Units | Burn Park Farm Gas Units | Burn Park Cottages | Creyke Beck | Hull | North Yorkshire | HU16 5SB | England | 504286 | 435232 | Creyke Beck | Burn Park Farm | Burn Park Farm Direct | 132 | Northern Powergrid (Yorkshire) plc | Fossil - Gas | Engine (combustion / reciprocating) | No | Data Not Applicable | Data Not Applicable | 49.9 | Data Not Available | Data Not Available | Data Not Available | Data Not Available | Data Not Available | Data Not Available | Data Not Available | Data Not Available | Data Not Available | Data Not Available | Data Not Available | Data Not Available | No | Connected | 49.9 | 49.9 | 52.526 | Data Not Available | Data Not Available | 2018-04-01 00:00:00 | Data Not Applicable | Data Not Applicable | 52.526 | Data Not Applicable | Data Not Applicable | 2016-11-08 00:00:00 | Data Not Available | Data Not Available | Data Not Available | Data Not Available | Data Not Available | Data Not Available | Data Not Available | 2018-11-27 | 53.802942442731016, -0.41798738160531773 | 2016-11-08 | 2018-04-01 | East Riding of Yorkshire
1050000808868 | [6 empty] | Energy & System Technical Ltd | CROYDON SOLAR FARM | CHURCH FARM | CLOPTON WAY | CROYDON | CAMBS | SG8 0DZ | England | 531200 | 250200 | Eaton Socon | Little Barford 33kV |  | 33 | Eastern Power Networks (EPN) | Solar | Photovoltaic |  |  |  | 14 | [12 empty] | No | Connected | 14 | 14 | 14.737 |  |  | 2015-03-04 | [13 empty] | 2020-11-13 | 1.3083 | 52.6062 | 52.6061925443077, 1.30831237312382 | EPN-S0000000D5084 | Solar PV
1050000774118 | [6 empty] | PUSH ENERGY (LANGENHOE) LIMITED | LANGENHOE HALL | HALL LANE |  | LANGENHOE | Essex | CO5 7NA | England | 602400 | 216800 | Rayleigh | Abberton Grid 33kV |  | 33 | Eastern Power Networks (EPN) | Solar | Photovoltaic |  |  |  | 18 | [12 empty] | No | Connected | 18 | 18 | 18.947 |  |  | 2015-03-04 | [13 empty] | 2020-12-14 | 0.21309 | 52.3335 | 52.3335317270582, 0.213088946946161 | EPN-S0000000D4009 | Solar PV
1050001042229 | [6 empty] | Dragon Infrastructure Solutions Ltd | TROWSE SOLAR FARM | WHITE HORSE LANE |  | NORWICH | NORFOLK | NR14 8SL | England | 624108 | 306074 | Norwich Main | Trowse Grid 33kV |  | 33 | Eastern Power Networks (EPN) | Solar | Photovoltaic |  |  |  | 5 | [12 empty] | No | Connected | 5 | 5 | 5.263 |  |  | 2016-03-07 | [13 empty] | 2024-02-14 | 0.50601 | 52.4354 | 52.4354249286669, 0.506011196972494 | EPN-S0000000D1056 | Solar PV
1050000774172 | [6 empty] | Strategic Energy Ltd | FENLAND FARM | STRETHAM |  | ELY | CAMBS | CB6 3LF | England | 550890 | 272910 | Burwell | Histon Grid 33kV |  | 33 | Eastern Power Networks (EPN) | Solar | Photovoltaic |  |  |  | 20.4 | [12 empty] | No | Connected | 20.4 | 20.4 | 21.474 |  |  | 2016-04-01 | [13 empty] | 2020-11-13 | -0.1471 | 52.5511 | 52.551114233935, -0.147095497273455 | EPN-S0000000H6070 | Solar PV
1050001059384 | [6 empty] | Solar Power Generation Ltd | TOGGAM FM SOLAR PK | TOGGAM FM |  | LAKENHEATH | Suffolk | IP27 9LN | England | 570453 | 284892 | Bramford | Thetford Grid 33kV |  | 33 | Eastern Power Networks (EPN) | Solar | Photovoltaic |  |  |  | 9.54 | [12 empty] | No | Connected | 9.54 | 9.54 | 10.042 | 0.09 | 0.095 | 2016-03-20 | [13 empty] | 2020-11-13 | -0.25285 | 52.0555 | 52.0555047530037, -0.252853986453421 | EPN-S0000000D8014 | Wind
1030081411490 | [6 empty] | Senergy Econnect Ltd | BLACK BUSH FARM | REACH DROVE |  | WHITTLESEY | Cambs | PE7 2LH | England | 525730 | 296420 | Walpole | Peterborough Central 33kV | Whittlesey Primary 11kV | 11 | Eastern Power Networks (EPN) | Solar | Photovoltaic |  |  |  | 2.9 | [12 empty] | No | Connected | 2.9 | 2.9 | 3.053 |  |  | 2016-10-01 | [13 empty] | 2020-11-13 | 1.4074 | 52.1982 | 52.1982482232722, 1.4074169125141 | EPN-S0000000D5073 | Solar PV
1030083931142 | [6 empty] | Co-Operative Group Plc | BIGGLESWADE WIND FARM |  |  | Wymondley | Beds | SG18 9QP | England | 519890 | 241120 | Wymondley | Letchworth Grid 33kV |  | 33 | Eastern Power Networks (EPN) | Wind onshore | Onshore wind turbines |  |  |  | 20.5 | [12 empty] | No | Connected | 20.5 | 20.5 | 21.579 |  |  | 2013-07-30 | [13 empty] | 2020-11-13 | 0.36339 | 51.4513 | 51.4513066077186, 0.363387043887577 | EPN-S0000000G7105 | Wind
1030085040202 | [6 empty] | GG RENEWABLES LIMITED | PARHAM AIRFIELD / GT GLENHAM | NEW RD |  | SUFFOLK | Suffolk | IP13 9AF | England | 632956 | 261030 | Bramford | Wickham Market Grid 33kV |  | 33 | Eastern Power Networks (EPN) | Solar | Photovoltaic |  |  |  | 15 | [12 empty] | No | Connected | 15 | 15 | 15.789 | 0.05 | 0.053 | 2014-05-15 | [13 empty] | 2020-12-14 | 1.0855 | 52.698 | 52.6979868216303, 1.08553497142654 | EPN-S0000000D5023 | Solar PV
1030084129409 | [6 empty] | Port of Tilbury London | PORT OF TILBURY WINDFARM |  |  | Tilbury | Essex | RM18 7EH | England | 564315 | 175129 | Tilbury | Tilbury Compact Grid 33kV |  | 33 | Eastern Power Networks (EPN) | Wind onshore | Onshore wind turbines |  |  |  | 9.2 | [12 empty] | No | Connected | 9.2 | 9.2 | 9.684 | 28 | 29.474 | 2013-02-01 | [13 empty] | 2020-11-13 | 0.15485 | 52.6383 | 52.6382903742578, 0.154852965771371 | EPN-S0000000H6049 | Solar PV
1050000811601 | [6 empty] | Lumicity Ltd | OLD AIRFIELD | AIRFIELD LANE |  | WESTON LONGVILLE | NORWICH | NR9 5JF | England | 608590 | 315612 | Norwich Main | Sall Grid 33kV |  | 33 | Eastern Power Networks (EPN) | Solar | Photovoltaic |  |  |  | 5.5 | [12 empty] | No | Connected | 5.5 | 5.5 | 5.789 |  |  | 2014-02-11 | [13 empty] | 2024-02-14 | -0.50227 | 52.0991 | 52.0991297105959, -0.502266371309368 | EPN-S0000000H4092 | Solar PV
1050001000238 | [6 empty] | Belectric Solar Ltd | BEGDALE FARM |  |  | WISBECH | Cambs | PE14 0BE | England | 545911 | 306684 | Walpole | Walsoken Grid 33kV | Wisbech Railway Primary 11kV | 11 | Eastern Power Networks (EPN) | Solar | Photovoltaic |  |  |  | 2.64 | [12 empty] | No | Connected | 2.64 | 2.64 | 2.779 |  |  | 2015-11-23 | [13 empty] | 2020-11-13 | 1.531 | 52.3634 | 52.3634398769553, 1.53096255531267 | EPN-S0000000D5053 | Wind
1050000630105 | [6 empty] | Kingspan Insulated Panels | SAINSBURYS PLOT 1 | SAINSBURYS PLOT 1 | MARSH LEYS BUSINESS PARK | WOBURN ROAD | BEDFORD | MK43 9AA | England | 502690 | 245590 | Sundon | Marston Rd Grid 33kV | West Bedford Primary 11kV | 11 | Eastern Power Networks (EPN) | Solar | Photovoltaic |  |  |  | 1.394 | [12 empty] | No | Connected | 1.394 | 1.394 | 1.467 |  |  | 2014-03-28 | [13 empty] | 2020-11-13 | 0.77069 | 51.8432 | 51.843222284653, 0.770690523435123 | EPN-S0000000D3031 | Solar PV
1050000769127 | [6 empty] | Ventus VCT plc | FORMER AIRFIELD | UPPER HOLTON |  | HALESWORTH | SUFFOLK | IP19 8NH | England | 640500 | 279800 | Bramford | Halesworth Grid 33kV |  | 33 | Eastern Power Networks (EPN) | Wind onshore | Onshore wind turbines |  |  |  | 10 | [12 empty] | No | Connected | 10 | 10 | 10.526 | 0.25 | 0.263 | 2015-08-12 | [13 empty] | 2020-11-13 | -0.73236 | 51.8123 | 51.8122997088365, -0.732364737267251 | EPN-S0000000H8049 | Fossil fuel
1050000890765 | [6 empty] | TH Companies | THE OLD AIRFIELD | BLIND LANE |  | BIRCH | Essex | CO5 9XE | England | 590958 | 219698 | Rayleigh | Abberton Grid 33kV |  | 33 | Eastern Power Networks (EPN) | Solar | Photovoltaic |  |  |  | 5.6 | [12 empty] | No | Connected | 5.6 | 5.6 | 5.895 |  |  | 2015-09-15 | [13 empty] | 2020-11-13 | -0.29774 | 52.3436 | 52.3436158589611, -0.297744228379356 | EPN-S0000000D4055 | Wind
2300000542819 | [5 empty] | Data Not Available | Burstwick Nursery | Burstwick Nursery | Main Street | Burstwick | Hull | North Yorkshire | HU12 9EB | England | 522808 | 428518 | Saltend North | Saltend 132/33kV | Ellifoot Lane | 11 | Northern Powergrid (Yorkshire) plc | Fossil - Gas | Steam turbine (thermal power plant) | Yes | Data Not Applicable | Data Not Applicable | 10.05 | Data Not Available | Data Not Available | Data Not Available | Data Not Available | Data Not Available | Data Not Available | Data Not Available | Data Not Available | Data Not Available | Data Not Available | Data Not Available | Data Not Available | No | Connected | 10.05 | 10.05 | 10.579 | Data Not Available | Data Not Available | 2010-04-01 00:00:00 | Data Not Applicable | Data Not Applicable | 10.579 | Data Not Applicable | Data Not Applicable | Data Not Available | Data Not Available | Data Not Available | Data Not Available | Data Not Available | Data Not Available | Data Not Available | Data Not Available | 2017-03-08 | 53.738591276424465, -0.13956692215343003 |  | 2010-04-01 | East Riding of Yorkshire
1050000555910 | [6 empty] | RES | WOOLLEY HILL WIND FARM | Grove Lane | Ellington | Cambridge | Cambs | PE28 0AA | England | 516060 | 273090 | Eaton Socon | Little Barford 33kV |  | 33 | Eastern Power Networks (EPN) | Wind onshore | Onshore wind turbines |  |  |  | 11.5 | [12 empty] | No | Connected | 11.5 | 11.5 | 12.105 |  |  | 2015-01-13 | [13 empty] | 2023-11-14 | 0.91317 | 51.7232 | 51.723245721289, 0.913167578584311 | EPN-S0000000D3038 | Wind
1097000000156 | [6 empty] | GUNFLET SANDS DEMO LTD | GUNFLEET SANDS |  |  | Clacton on Sea | Essex | CO15 1HQ | England | 616925 | 214928 | Bramford | Clacton Grid 33kV |  | 33 | Eastern Power Networks (EPN) | Wind offshore | Offshore wind turbines |  |  |  | 12 | [12 empty] | No | Connected | 12 | 12 | 12.632 |  |  | 2015-12-11 | [13 empty] | 2021-12-14 | -0.0027238 | 52.0812 | 52.0812037450029, -0.00272384951449046 | EPN-S0000000D4071 | Solar PV
1030082700647 | [6 empty] | Npower Renewables | BRADWELL WIND FARM | TILLINGHAM |  | Rayleigh | Essex | CM0 7PZ | England | 601304 | 206741 | Rayleigh | Maldon Grid 33kV |  | 33 | Eastern Power Networks (EPN) | Wind onshore | Onshore wind turbines |  |  |  | 25.3 | [12 empty] | No | Connected | 25.3 | 25.3 | 26.632 |  |  | 2013-02-27 | [13 empty] | 2020-11-13 | 0.61483 | 52.291 | 52.2909859710888, 0.614831047782606 | EPN-S0000000D1012 | Solar PV
1050000729667 | [6 empty] | EW Pepper Ltd | BURY LANE FARM | WEST OF MELBOURN |  | NR ROYSTON | HERTFORDSHIRE | SG8 6DF | England | 536960 | 244420 | Wymondley | Melbourn Grid 33kV |  | 33 | Eastern Power Networks (EPN) | Solar | Photovoltaic |  |  |  | 25 | [12 empty] | No | Connected | 25 | 25 | 26.316 |  |  | 2014-12-16 | [13 empty] | 2020-11-13 | 1.1075 | 51.8044 | 51.8043639536725, 1.10751924841018 | EPN-S0000000D3027 | Wind
1050000578699 | [6 empty] | Inazin Power Ltd | LACKFORD ESTATE | LACKFORD |  | BURY ST EDMUNDS | SUFFOLK | IP28 6HS | England | 578430 | 269092 | Bramford | Bury Grid 33kV |  | 33 | Eastern Power Networks (EPN) | Solar | Photovoltaic |  |  |  | 25 | [12 empty] | No | Connected | 25 | 25 | 26.316 | 0.05 | 0.053 | 2014-03-23 | [13 empty] | 2020-11-13 | -0.12644 | 52.4982 | 52.4981820262169, -0.126442812416992 | EPN-S0000000D6060 | Wind
1030081316960 | [6 empty] | Npower Renewables | EARLS HALL FARM |  |  | ST OSYTH | Essex | CO16 8BP | England | 614340 | 216314 | Bramford | Clacton Grid 33kV |  | 33 | Eastern Power Networks (EPN) | Wind onshore | Onshore wind turbines |  |  |  | 15 | [12 empty] | No | Connected | 15 | 15 | 15.789 | 0.15 | 0.158 | 2012-11-01 | [13 empty] | 2020-11-13 | 0.95144 | 52.4808 | 52.4807895743132, 0.951436582878464 | EPN-S0000000D1014 | Biogas
1030083962656 | [6 empty] | EDF Energy Renewables | GLASSMOOR 2 EXT RAMSEY |  |  | Huntingdon | Cambs | PE26 2TS | England | 527283 | 290569 | Walpole | Peterborough Central 33kV |  | 33 | Eastern Power Networks (EPN) | Wind onshore | Onshore wind turbines |  |  |  | 12.3 | [12 empty] | No | Connected | 12.3 | 12.3 | 12.947 |  |  | 2013-03-13 | [13 empty] | 2020-11-13 | -0.063693 | 52.109 | 52.1090167829379, -0.0636928549918674 |  | Solar PV
1640000639312 | [5 empty] | 1640000639298 | BURY POWER LIMITED | LONGLEY LANE | PEEL INDUSTRIAL ESTATE, CHAMBERHALL STREET |  | BURY | GREATER MANCHESTER | BL9 0LU | ENGLAND | 380238 | 411472 | KEARSLEY 132 GSP | BURY | - | 33 | ELECTRICITY NORTH WEST LIMITED | FOSSIL - GAS | ENGINE (COMBUSTION / RECIPROCATING) | YES | 0 | 0 | 19.8 |  |  |  | 0 | 0 | 0 |  |  |  | 0 | 0 | 0 | NO | CONNECTED | 19.8 | 19 | 20 | 0.16625 | 0.175 | 2017-10-14 |  |  |  | 0 | 0 |  |  | NO | YES |  |  |  |  | 2021-12-06 | 53.59943898353829, -2.3000870280177534
1050000996150 | [6 empty] | Emotion Energy Ltd | VINE SOLAR FARM | WENDY |  | ROYSTON | Herts | SG8 0HJ | England | 532700 | 247400 | Wymondley | - |  | 33 | Eastern Power Networks (EPN) | Solar | Photovoltaic |  |  |  | 45 | [12 empty] | No | Connected | 45 | 45 | 47.368 |  |  | 2016-03-05 | [13 empty] | 2020-11-13 | -0.20684 | 52.2108 | 52.2107633363644, -0.206840235405141 | EPN-S0000000F4055 | Solar PV
1050000774980 | [6 empty] | Solar Inc Ltd | AVENUE FARM | BACK ROAD | YELVERDON | Norwich | Norfolk | NR14 7PL | England | 640050 | 278860 | Norwich Main | Trowse Grid 33kV |  | 33 | Eastern Power Networks (EPN) | Solar | Photovoltaic |  |  |  | 6.5 | [12 empty] | No | Connected | 6.5 | 6.5 | 6.842 |  |  | 2015-06-16 | [13 empty] | 2024-06-14 | -0.84729 | 51.8477 | 51.8477483769952, -0.847292803778427 | EPN-S0000000D8002 | Wind
1050000714182 | [6 empty] | Inazin | CALDECOTE MANOR FARM |  |  | St Neots | Cambs | PE19 6XQ | England | 522618 | 258464 | Eaton Socon | Little Barford 33kV |  | 11 | Eastern Power Networks (EPN) | Solar | Photovoltaic |  |  |  | 22 | [12 empty] | No | Connected | 22 | 22 | 23.158 |  |  | 2016-02-18 | [13 empty] | 2020-11-13 | 1.5884 | 52.4307 | 52.4307052050321, 1.58840339640378 | EPN-S0000000D5089 | Solar PV
1050000768693 | [6 empty] | Farm Wind Ltd | QUARRENDON FIELDS | BICESTER ROAD |  | AYLESBURY | Bucks | HP22 4DR | England | 479500 | 217200 | Sundon | Aylesbury East Grid 33kV |  | 33 | Eastern Power Networks (EPN) | Wind onshore | Onshore wind turbines |  |  |  | 3 | [12 empty] | No | Connected | 3 | 3 | 3.158 |  |  | 2014-12-11 | [13 empty] | 2020-11-13 | -0.47132 | 52.1033 | 52.1033180589355, -0.471318006117182 | EPN-S0000000H4074 | Biogas
1050000903174 | [6 empty] | Eco Energy World | PLAYTERS OLD FARM | ELLOUGH |  | Norwich | Norfolk | NR34 7TN | England | 644038 | 287471 | Bramford | Ilketshall Grid 33kV |  | 33 | Eastern Power Networks (EPN) | Solar | Photovoltaic |  |  |  | 10 | [12 empty] | No | Connected | 10 | 10 | 10.526 | 0.1 | 0.105 | 2015-10-21 | [13 empty] | 2023-11-14 | -0.47174 | 52.1289 | 52.128858872892, -0.471744299167495 | EPN-S0000000H4077 | Fossil fuel
1640000565487 | [5 empty] | 1640000565478 | BUXTON POWER LTD | TUNSTEAD STOR 1 | WATERSWALLOWS ROAD | WATERSWALLOWS ROAD | HIGH PEAK | DERBYSHIRE | SK17 8TG | ENGLAND | 408087 | 375044 | STALYBRIDGE GSP | BUXTON | - | 33 | ELECTRICITY NORTH WEST LIMITED | FOSSIL - OIL | ENGINE (COMBUSTION / RECIPROCATING) | NO | 0 | 0 | 16 |  |  |  | 0 | 0 | 0 |  |  |  | 0 | 0 | 0 | NO | CONNECTED | 16 | 15.2 | 16 | 0.475 | 0.5 | 2017-01-14 |  |  |  | 0 | 0 |  |  | NO | NO |  |  |  |  | 2021-12-06 | 53.27232281628528, -1.8801958878904155
1023470428663 | [6 empty] | Buyinfo Ltd | EDGEFIELD HALL | HOLT ROAD |  | EDGEFIELD | Norfolk | NR24 2RS | England | 608300 | 335922 | Norwich Main | Sall Grid 33kV | Stody Primary 11kV | 11 | Eastern Power Networks (EPN) | Biofuel - Landfill gas | Engine (combustion / reciprocating) |  |  |  | 1.4 | [12 empty] | No | Connected | 1.4 | 1.4 | 1.474 |  |  | 2013-05-23 | [13 empty] | 2020-11-13 | 1.7271 | 52.6402 | 52.6402158818338, 1.72712888191561 | EPN-S0000000H5029 | Solar PV
1050000698380 | [6 empty] | CASTLE RENEWABLES LIMITED | LODGE FARM BRIDGE RD | Bridge Road |  | Huntingdon | Cambs | PE28 3AZ | England | 543780 | 276899 | Eaton Socon | - | Huntingdon Grid 11kV | 11 | Eastern Power Networks (EPN) | Solar | Photovoltaic |  |  |  | 2 | [12 empty] | No | Connected | 2 | 2 | 2.105 | 0.02 | 0.021 | 2015-01-01 | [13 empty] | 2020-12-14 | -0.49137 | 51.9849 | 51.9848901387287, -0.491371951016482 | EPN-S0000000D8023 | Solar PV
1050000784393 | [6 empty] | Daisy no 6 Ltd trading as Bellis Energy | EXNING SOLAR FARM | EXNING SOLAR FARM | HEATH ROAD | Exning | Cambs | CB8 0XG | England | 560180 | 264080 | Burwell | Burwell Local Grid 33kV |  | 33 | Eastern Power Networks (EPN) | Solar | Photovoltaic |  |  |  | 24 | [12 empty] | No | Connected | 24 | 24 | 25.263 |  |  | 2015-03-06 | [13 empty] | 2023-11-14 | -0.73424 | 51.8376 | 51.837576953082, -0.734238667875415 | EPN-S0000000D8002 | Solar PV
1050001129999 | [6 empty] | Evans Energy Ltd | HERMITAGE SOLAR PARK | HERMITAGE SOLAR PARK |  | WESTONING | Beds | MK45 5JD | England | 503700 | 232900 | Sundon | Westoning Grid 33kV |  | 33 | Eastern Power Networks (EPN) | Solar | Photovoltaic |  |  |  | 4.1 | [12 empty] | No | Connected | 4.1 | 4.1 | 4.316 | 0 | 0 | 2017-03-30 | [13 empty] | 2023-11-14 | 0.42613 | 51.4713 | 51.4713477875138, 0.426126600347619 | EPN-S0000000H7024 | Solar PV
1050000822472 | [6 empty] | Hive Energy Ltd | FOLLY FARM |  |  | LONG MARSTON | Bucks | HP23 4QY | England | 487307 | 216198 | Sundon | Aylesbury East Grid 33kV |  | 33 | Eastern Power Networks (EPN) | Solar | Photovoltaic |  |  |  | 15 | [12 empty] | No | Connected | 15 | 15 | 15.789 |  |  | 2015-03-25 | [13 empty] | 2023-11-14 | -0.46456 | 51.8549 | 51.8548580473168, -0.46456360715221 | EPN-S0000000H8007 | Solar PV
1050001287905 | [6 empty] | BE Renewables Ltd | BARVILLS FARM | PRINCESS MARGARET RD EAST |  | Tilbury | Essex | RM1 8PA | England | 568600 | 177500 | Tilbury | Tilbury Compact Grid 33kV | Bata Primary 11kV | 11 | Eastern Power Networks (EPN) | Solar | Photovoltaic |  |  |  | 2.5 | [12 empty] | No | Connected | 2.5 | 2.5 | 2.632 |  |  | 2017-03-24 | [13 empty] | 2020-11-13 | 0.83438 | 51.629 | 51.6290219446824, 0.834376933242287 | EPN-S0000000H3071 | Solar PV
1050000735935 | [6 empty] | G2 Energy Renewable Developments Ltd | CADDINGTON SOLAR | COTSWOLD BUSINESS PARK | MILIFIELD LANE | CADDINGTON | beds | LU1 4AJ | England | 505846 | 218477 | Sundon | Houghton Regis Grid 33kV | Caddington Primary 11kV | 11 | Eastern Power Networks (EPN) | Solar | Photovoltaic |  |  |  | 5 | [12 empty] | No | Connected | 5 | 5 | 5.263 |  |  | 2014-11-19 | [13 empty] | 2020-11-13 | 0.38461 | 51.8834 | 51.8833590077415, 0.384605895698373 | EPN-S0000000D3051 | Solar PV
1050000993099 | [6 empty] | Countryside Renewables Ltd | BURNHAM WICK FARM | WICK ROAD |  | BURNHAM ON CROUCH | Essex | CM0 8LU | England | 596270 | 196050 | Rayleigh | Fleethall Grid 33kV | Burnham Primary 11kV | 11 | Eastern Power Networks (EPN) | Solar | Photovoltaic |  |  |  | 5 | [12 empty] | No | Connected | 5 | 5 | 5.263 | 0 | 0 | 2015-10-19 | [13 empty] | 2020-11-13 | 0.049396 | 51.7533 | 51.7533348189668, 0.0493961922756904 | EPN-S0000000H7148 | Fossil fuel
1050000903226 | [6 empty] | Lightsource Renewable Energy Ltd | TOOLEYS SOLAR FM | TOOLEYS SOLAR FM | Stebbing | Dunmow | Essex | CM6 3BD | England | 564220 | 223220 | Pelham | Thaxted Grid 33kV |  | 33 | Eastern Power Networks (EPN) | Solar | Photovoltaic |  |  |  | 5 | [12 empty] | No | Connected | 5 | 5 | 5.263 |  |  | 2015-11-11 | [13 empty] | 2020-11-13 | 0.5652 | 52.8709 | 52.8708910797047, 0.56519554927145 | EPN-S0000000H6009 | Biogas
Data not available | [6 empty] | BWSC East Anglia Limited | CHALK LANE SNETTERTON NORWICH | CHALK LANE | SNETTERTON | Norwich | Norfolk | NR16 2JZ | England | 600564 | 291089 | Bramford | Diss Grid 33kV |  | 33 | Eastern Power Networks (EPN) | Biomass | Steam-gas turbine (CCGT) |  |  |  | 3 | [12 empty] | No | Connected | 3 | 3 | 3.158 | 0 | 0 | 2018-02-01 | [13 empty] | 2024-03-14 | -0.27466 | 51.5568 | 51.5568268530297, -0.274655112226625 | EPN-S0000000H8050 | Fossil fuel
2100041322192 | [5 empty] | 2100041322183 | Cadoxton reserve power limited | Barry sully moors | Former Ineos Chlor Chemical Works Site | Sully Moors Road | Barry | South Glamorgan | CF64 5RP | United Kingdom | 314500 | 168700 | Aberthaw Power Station | Barry Grid | data not available | 33 | National Grid Electricity Distribution (South Wales) Plc | Fossil - Gas | Engine (combustion / reciprocating) | No | data not available | data not available | 16 | data not applicable | data not applicable | data not applicable | data not available | data not available | data not applicable | data not applicable | data not applicable | data not applicable | data not available | data not available | data not applicable | data not available | Connected | 16 | 15.2 | 16 | 0.16625 | 0.175 | 42401 | data not applicable | data not applicable | data not applicable | data not applicable | data not applicable | data not applicable | data not applicable | data not available | data not available | data not available | data not available | data not available | data not available | 45750
1050001008636 | [6 empty] | Solar Inc Ltd | LAWRENCE END PARK | LAWRENCE END PETERS GREEN |  | Luton | Beds | LU2 8PF | England | 514077 | 219305 | Sundon | Luton South Grid 33kV |  | 33 | Eastern Power Networks (EPN) | Solar | Photovoltaic |  |  |  | 10 | [12 empty] | No | Connected | 10 | 10 | 10.526 | 0.1 | 0.105 | 2015-12-18 | [13 empty] | 2023-11-14 | 0.90067 | 52.3221 | 52.3220691918792, 0.900672345345925 | EPN-S0000000H1030 | Solar PV
1030082063545 | [6 empty] | Alan Bartlett & Sons Ltd | WHITEBRIDGE FM | ELY ROAD | LITTLEPORT | Walpole | Cambs | CB6 1RT | England | 556647 | 284654 | Walpole | March Grid 33kV | Littleport Primary 11kV | 11 | Eastern Power Networks (EPN) | Solar | Photovoltaic |  |  |  | 1 | [12 empty] | No | Connected | 1 | 1 | 1.053 |  |  | 2012-07-23 | [13 empty] | 2020-11-13 | -0.12021 | 52.461 | 52.4610033666658, -0.120205530358042 | EPN-S0000000D6060 | Wind
1050000529502 | [6 empty] | York Green Renewables Ltd | STANTON HATCHERY | GROVE LANE |  | Bury St Edmunds | Suffolk | IP31 2BB | England | 597782 | 273291 | Bramford | Thetford Grid 33kV | Stanton Primary 11kV | 11 | Eastern Power Networks (EPN) | Solar | Photovoltaic |  |  |  | 1 | [12 empty] | No | Connected | 1 | 1 | 1.053 |  |  | 2013-11-18 | [13 empty] | 2020-11-13 | 1.2726 | 52.6394 | 52.6393825575088, 1.27260173881043 | EPN-S0000000H5071 | Solar PV
1050000811220 | [6 empty] | Abbey Group cambridgeshire Ltd | FDG A-01 RAMSEY WINDFARM NO 2 | Ramsey |  | Huntingdon | Cambs | PE26 2SE | England | 527814 | 286445 | Walpole | Peterborough Central 33kV |  | 33 | Eastern Power Networks (EPN) | Wind onshore | Onshore wind turbines |  |  |  | 8 | [12 empty] | Yes | Connected | 8 | 8 | 8.421 |  |  | 2015-02-06 | [13 empty] | 2023-11-14 | 0.012704 | 52.0673 | 52.0672735441618, 0.0127036341283127 |  | Solar PV
1050001385106 | [6 empty] | Anglian Water Services Ltd | HEIGHAM Water Treatment Works |  |  | Norwich | Norfolk | NR2 4DA | England | 621523 | 309654 | Norwich Main | Trowse Grid 33kV | St Stephens Primary 11kV | 11 | Eastern Power Networks (EPN) | Solar | Photovoltaic |  |  |  | 1 | [12 empty] | No | Connected | 1 | 1 | 1.053 |  |  | 2013-10-14 | [13 empty] | 2022-06-16 | 0.8667 | 51.6343 | 51.6342535524824, 0.866701611592741 | EPN-S0000000D7125 | Wind
1050000810937 | [6 empty] | Lightsource Renewable Energy Ltd | LIGHT SOURCE GRID (MUNCEY PV SOLAR PARK) |  |  | Whaddon | Herts | SG8 9NW | England | 538060 | 242900 | Wymondley | - |  | 132 | Eastern Power Networks (EPN) | Solar | Photovoltaic |  |  |  | 45 | [12 empty] | No | Connected | 45 | 45 | 47.368 |  |  | 2015-03-16 | [13 empty] | 2023-11-14 | 0.033365 | 52.4568 | 52.4567992423764, 0.0333654946231978 | EPN-S0000000D6065 | Solar PV
1050001078651 | [6 empty] | RES UK & Ireland Limited | TURNCOLE WIND FARM |  |  | SOUTHMINSTER | Essex | CM0 8NE | England | 598484 | 196719 | Rayleigh | Fleethall Grid 33kV |  | 33 | Eastern Power Networks (EPN) | Wind onshore | Onshore wind turbines |  |  |  | 18.4 | [12 empty] | No | Connected | 18.4 | 18.4 | 19.368 |  |  | 2016-12-01 | [13 empty] | 2023-11-14 | 1.3953 | 52.6859 | 52.6858958682064, 1.39532399687708 | EPN-S0000000D5014 | Solar PV
1050001036689 | [6 empty] | The Abbey Group | FDG A-14 HONEYSOME ROAD |  |  | CHATTERIS | Cambs | PE16 6TG | England | 538260 | 286260 | Walpole | March Grid 33kV |  | 33 | Eastern Power Networks (EPN) | Solar | Photovoltaic |  |  |  | 5 | [12 empty] | Yes | Connected | 5 | 5 | 5.263 |  |  | 2016-03-24 | [13 empty] | 2023-11-14 | -0.44491 | 51.7703 | 51.7702842029488, -0.444912595097616 | EPN-S0000000D8098 | Fossil fuel
1050000946034 | [6 empty] | Island Green Power | FDG B-02 STONEHOUSE ROAD |  |  | Norwich | Norfolk | NR13 6EZ | England | 629580 | 315210 | Norwich Main | Thorpe Grid 33kV |  | 33 | Eastern Power Networks (EPN) | Solar | Photovoltaic |  |  |  | 5 | [12 empty] | No | Connected | 5 | 5 | 5.263 |  |  | 2015-11-12 | [13 empty] | 2024-02-14 | 0.72694 | 52.2543 | 52.2543034111467, 0.726938113432402 | EPN-S0000000D1012 | Biogas
1800061281957 | [5 empty] | 1800051523646 | Calachem Ltd | Calachem (Earls Gate Power Systems) | Calachem Fine Chemicals | Earls Road | Grangemouth | Stirlingshire | FK3 8XG | Scotland | 291914 | 681479 | Grangemouth | data not applicable | AVECIA (Customer substation) | 11 | SP Distribution Ltd | Other | Steam-gas turbine (CCGT) | Yes | 0 | 0 | 28 | data not applicable | data not applicable | No | 0 | 0 | 0 | data not applicable | data not applicable | No | 0 | 0 | 0 | Yes | Connected | 28 | 28 | 32.94 | 16.5 | 18.3 | 45218 | data not applicable | data not applicable | data not applicable | data not applicable | data not applicable | 42370 | 45350 | N | N | data not available | N | 171972 | data not available | 45707 | data not available | 174
data not available | [5 empty] | data not applicable | Caledon Green Generation Ltd. | Caledon Green Gas | Land to South East of | 2 Caledon Green | Grangemouth | Stirlingshire | FK3 8TR | Scotland | 291640 | 681035 | Bainsford | data not applicable | data not available | 33 | SP Distribution Ltd | Fossil - Gas | Gas turbine (OCGT) | No | 0 | 0 | 22.5 | data not applicable | data not applicable | No | 0 | 0 | 0 | data not applicable | data not applicable | No | 0 | 0 | 0 | Yes | Connected | 22.5 | 22.5 | 23.6842 | 0 | 0 | 44986 | data not applicable | data not applicable | data not applicable | data not applicable | data not applicable | 43399 | data not available | N | N | data not available | N | 613264360 | data not available | 45210 | data not available | 178
1050001028474 | [6 empty] | Solarcentury Holdings Limited | FDG B-13 ROOKERY BUS PARK / SCHOOL LANE | SPOONER LANE SOLAR PARK |  | WYMONDHAM | NORFOLK | NR18 9JN | England | 609700 | 298400 | Norwich Main | Sall Grid 33kV |  | 33 | Eastern Power Networks (EPN) | Solar | Photovoltaic |  |  |  | 3.85 | [12 empty] | No | Connected | 3.85 | 3.85 | 4.053 |  |  | 2016-02-06 | [13 empty] | 2020-11-13 | 0.017061 | 51.7749 | 51.7748644598419, 0.0170605647312939 | EPN-S0000000H7052 | Biogas
Data not available | [6 empty] | Sun & Soil Solar Farms | Martells Quarry | Ardleigh |  | Colchester | Essex | CO7 4JG | England | 605210 | 202810 | Bramford | Lawford Grid 33kV | Foxash Primary 11kV | 11 | Eastern Power Networks (EPN) | Solar | Photovoltaic |  |  |  | 1 | [12 empty] | No | Accepted to Connect | [6 empty] | 1 | 1 | 1.053 |  |  | 2016-02-01 | 2024-12-31 | [6 empty] | 2024-09-13 | 1.1613 | 52.802 | 52.8020008054973, 1.16130411058106 | EPN-S0000000D5023 | Solar PV
1030040202855 | [6 empty] | CAMGRAIN | CAMGRAIN | LONDON ROAD |  | Cambridge | Cambs | CB21 4HH | England | 556640 | 254370 | Burwell | Burwell Local Grid 33kV | Linton Primary 11kV | 11 | Eastern Power Networks (EPN) | Fossil - Gas | Steam-gas turbine (CCGT) |  |  |  | 3 | [12 empty] | No | Connected | 3 | 3 | 3.158 |  |  | 2010-10-04 | [13 empty] | 2021-01-15 | -0.26331 | 52.3307 | 52.3307068466821, -0.263310640994853 | EPN-S0000000F4068 | Biogas
1050001028553 | [6 empty] | Solarcentury Holdings Ltd | FDG B-10 MANOR HOUSE FARM | OULTON AIRFIELD |  | Norwich | Norfolk | NR11 6NY | England | 613200 | 327400 | Norwich Main | Sall Grid 33kV |  | 33 | Eastern Power Networks (EPN) | Solar | Photovoltaic |  |  |  | 10 | [12 empty] | Yes | Connected | 10 | 10 | 10.526 |  |  | 2016-02-13 | [13 empty] | 2023-11-14 | 0.80385 | 51.8437 | 51.8437130383295, 0.803854537059724 | EPN-S0000000D3031 | Solar PV
Data not available | [6 empty] | Sunfarming UK Ltd | WICKHAM HALL | HADHAM ROAD |  | Bishops Stortford | Herts | CM23 1JG | England | 547423 | 223042 | Pelham | Bishops Stortford Grid 33kV |  | 33 | Eastern Power Networks (EPN) | Solar | Photovoltaic |  |  |  | 10 | [12 empty] | No | Accepted to Connect | [6 empty] | 10 | 10 | 10.526 | 0 | 0 | 2015-09-10 | 2024-12-01 | [6 empty] | 2024-11-14 | 0.35511 | 51.6357 | 51.6356610803274, 0.355112687083005 | EPN-S0000000D7114 | Storage
1050000961965 | [6 empty] | LIGHTSOURCE RENEWABLE DEVELOPMENT LIMITED | BIRCH GRAVEL PIT BIRCH |  |  | COLCHESTER | Essex | CO2 0NU | England | 593240 | 219840 | Rayleigh | Abberton Grid 33kV |  | 33 | Eastern Power Networks (EPN) | Solar | Photovoltaic |  |  |  | 6.15 | [12 empty] | No | Connected | 6.15 | 6.15 | 6.474 |  |  | 2015-12-31 | [13 empty] | 2023-11-14 | 0.25591 | 51.4711 | 51.4711498937713, 0.255911042361733 |  | Fossil fuel
1050001915560 | [6 empty] | Solar Inc Ltd | DOMINIC PETRE OF HUTTON BATTERY BANK | MOUNTNESSING |  | Brentwood | Essex | CM13 1BZ | England | 563080 | 195610 | Warley | Shenfield Grid 33kV |  | 33 | Eastern Power Networks (EPN) | Stored Energy (all stored energy irrespective of the original energy source) | Storage - Electrochemical (Batteries) |  |  |  | 10 | [12 empty] | No | Connected | 10 | 10 | 10.526 | 10 | 10.526 | 2019-11-26 | [13 empty] | 2020-11-13 | 0.23246 | 51.5041 | 51.504063543895, 0.232463227969062 |  | Biogas
1700000000000 | [5 empty] | 1700000000000 | CANAIRD RIVER COMPANY LTD | LANGWELL LODGE STRATH CANAIRD | LANGWELL ESTATE | LANGWELL HYDRO | NR ULLAPOOL | WESTER ROSS | IV26 2TP | SCOTLAND | 215433 | 902045 | GRUDIE BRIDGE | DATA NOT APPLICABLE | GRUDIE BRIDGE | 33 | SCOTTISH HYDRO ELECTRIC POWER DISTRIBUTION PLC | HYDRO (TO BE CONFIRMED) | HYDRO POWER SYSTEM | NO | DATA NOT AVAILABLE | DATA NOT AVAILABLE | 1.2 | DATA NOT AVAILABLE | DATA NOT AVAILABLE | DATA NOT AVAILABLE | DATA NOT AVAILABLE | DATA NOT AVAILABLE | DATA NOT AVAILABLE | DATA NOT AVAILABLE | DATA NOT AVAILABLE | DATA NOT AVAILABLE | DATA NOT AVAILABLE | DATA NOT AVAILABLE | DATA NOT AVAILABLE | YES | CONNECTED | 1.2 | 1.2 | 1.263 | 0.019 | 0.02 | 42692 | DATA NOT AVAILABLE | DATA NOT AVAILABLE | DATA NOT AVAILABLE | DATA NOT AVAILABLE | DATA NOT AVAILABLE | DATA NOT AVAILABLE | DATA NOT AVAILABLE | Y | DATA NOT AVAILABLE | DATA NOT AVAILABLE | DATA NOT AVAILABLE | DATA NOT AVAILABLE | DATA NOT AVAILABLE | 44084
2200041667754 | [5 empty] | 2200030368723 | Cannington enterprises limited | Bridgwater swang farm (2009) | Export The Potato Centre, Swang Farm Cottage | Nether Stowey To Cannington Road, Cannington | Bridgwater | Somerset | TA5 2NJ | United Kingdom | 323181 | 138859 | Bridgwater Sgp | Bridgwater Grid Bsp | Nether Stowey | 11 | National Grid Electricity Distribution (South West) Plc | Fossil - Oil | Engine (combustion / reciprocating) | No | data not available | data not available | 1.36 | data not applicable | data not applicable | data not applicable | data not available | data not available | data not applicable | data not applicable | data not applicable | data not applicable | data not available | data not available | data not applicable | data not available | Connected | 1.36 | 1.9 | 2 | 0.3325 | 0.35 | 39889 | data not applicable | data not applicable | data not applicable | data not applicable | data not applicable | data not applicable | data not applicable | data not available | data not available | data not available | data not available | data not available | data not available | 45750
2198765426164 | [5 empty] | 2198765326567 | Cardiff city council | Landfill site generation staion, lamby way, rumney, cardiff | Landfill Site Generation Station | Lamby Way, Rumney | Cardiff | South Glamorgan | CF3 2EQ | United Kingdom | 321991 | 178259 | Cardiff East Grid | Trowbridge 132/11 Kv S/S | Trowbridge Primary | 11 | National Grid Electricity Distribution (South Wales) Plc | Biofuel - Landfill gas | Gas turbine (OCGT) | No | data not available | data not available | 5.84 | data not applicable | data not applicable | data not applicable | data not available | data not available | data not applicable | data not applicable | data not applicable | data not applicable | data not available | data not available | data not applicable | data not available | Connected | 5.84 | 1.9 | 2 | 0.095 | 0.1 | 37987 | data not applicable | data not applicable | data not applicable | data not applicable | data not applicable | data not applicable | data not applicable | data not available | data not available | data not available | data not available | data not available | data not available | 45750
1620000366643 | [5 empty] | 1600000136138 | CARGILL PLC | 4 BROADWAY | TRAFFORD PARK ROAD | TRAFFORD PARK | MANCHESTER | GREATER MANCHESTER | M17 1PA | ENGLAND | 378469 | 397950 | CARRINGTON ENWL SGTS 1B 2B 4 7 | BARTON | TRAFFORD PARK NORTH | 6.6 | ELECTRICITY NORTH WEST LIMITED | FOSSIL - GAS | ENGINE (COMBUSTION / RECIPROCATING) | YES | 0 | 0 | 14 |  |  |  | 0 | 0 | 0 |  |  |  | 0 | 0 | 0 | NO | CONNECTED | 14 | 9.025 | 9.5 | 6.65 | 7 | 1990-03-30 |  |  |  | 0 | 0 |  |  | NO | NO |  |  |  |  | 2021-12-06 | 53.477830459357385, -2.325881674073186
2000000000000 | [5 empty] | 2000000000000 | CARL DAVIES SOUTHERN | DATA NOT AVAILABLE | BUDDS FM SEWAGE STN | SOUTHMOOR LANE | HAVANT | HAMPSHIRE | PO9 1JW | ENGLAND | 471010 | 105589 | LOVEDEAN GSP | HAVANT | BROCKHAMPTON | 11 | SOUTHERN ELECTRIC POWER DISTRIBUTION PLC | BIOFUEL - SEWAGE GAS | DATA NOT AVAILABLE | YES | DATA NOT AVAILABLE | DATA NOT AVAILABLE | 3.135 | DATA NOT AVAILABLE | DATA NOT AVAILABLE | DATA NOT AVAILABLE | DATA NOT AVAILABLE | DATA NOT AVAILABLE | DATA NOT AVAILABLE | DATA NOT AVAILABLE | DATA NOT AVAILABLE | DATA NOT AVAILABLE | DATA NOT AVAILABLE | DATA NOT AVAILABLE | DATA NOT AVAILABLE | NO | CONNECTED | 3.135 | 3.135 | 3.3 | DATA NOT AVAILABLE | DATA NOT AVAILABLE | DATA NOT AVAILABLE | DATA NOT AVAILABLE | DATA NOT AVAILABLE | DATA NOT AVAILABLE | DATA NOT AVAILABLE | DATA NOT AVAILABLE | DATA NOT AVAILABLE | DATA NOT AVAILABLE | N | DATA NOT AVAILABLE | DATA NOT AVAILABLE | DATA NOT AVAILABLE | DATA NOT AVAILABLE | DATA NOT AVAILABLE | 44105
1650000219869 | [5 empty] | 1650000219840 | CARRINGTON GENERATION LTD | CARRINGTON STOR | CARRINGTON LANE | CARRINGTON | MANCHESTER | MANCHESTER | M31 4QN | ENGLAND | 373410 | 392927 | CARRINGTON ENWL SGTS 1B 2B 4 7 | CARRINGTON BSP | - | 33 | ELECTRICITY NORTH WEST LIMITED | FOSSIL - OIL | ENGINE (COMBUSTION / RECIPROCATING) | NO | 0 | 0.5 | 40 |  |  |  | 0 | 0 | 0 |  |  |  | 0 | 0 | 0 | NO | CONNECTED | 40 | 40 | 0 | 1.4 | 0 | 2023-10-09 |  |  |  | 0 | 0 |  |  | NO | NO |  | TO BE CONFIRMED |  |  | 2024-03-14 | 53.432450152105375, -2.4016786510903056
1574200341272 | [5 empty] | 1580001761566 | Cassel CHP (LUCITE) | Cassel CHP (LUCITE) | CASSEL WORKS | NEW ROAD | BILLINGHAM | County Durham | TS23 1LE | England | 446794 | 521620 | Norton | North Tees | Lucite | 66 | Northern Powergrid (Northeast) plc | Fossil - Gas | Steam turbine (thermal power plant) | Yes | Data Not Applicable | Data Not Applicable | 3 | Data Not Available | Data Not Available | Data Not Available | Data Not Available | Data Not Available | Data Not Available | Data Not Available | Data Not Available | Data Not Available | Data Not Available | Data Not Available | Data Not Available | No | Connected | 3 | 3 | 3.158 | 4.75 | 5 | Data Not Available | Data Not Applicable | Data Not Applicable | 3.158 | Data Not Applicable | Data Not Applicable | 2020-06-03 00:00:00 | Data Not Available | Data Not Available | Data Not Available | Data Not Available | Data Not Available | Data Not Available | Data Not Available | 2024-09-11 | 54.58761688280652, -1.2774216450817446 | 2020-06-03 |  | Stockton-on-Tees
1023540992664 | [6 empty] | NON FOSSIL PURCHASING AGENCY | SWAFFHAM 2 WINDPARK |  |  | Swaffham | Norfolk | PE37 7 | England | 582500 | 309500 | Walpole | Swaffham Grid 33kV | Swaffham Grid 11kV | 11 | Eastern Power Networks (EPN) | Wind onshore | Onshore wind turbines |  |  |  | 1.8 | [12 empty] | No | Connected | 1.8 | 1.8 | 1.895 |  |  | 2005-06-30 | [13 empty] | 2020-12-14 | 1.2228 | 52.6216 | 52.6215579930562, 1.22275541331646 | EPN-S0000000H5005 | Fossil fuel
2394200155056 | [5 empty] | 2380002769018 | Castle Hill Hospital Gas | Castle Hill Hospital | Castle Hill Hospital | Castle Road | Cottingham | North Yorkshire | HU16 5JQ | England | 502472 | 432348 | Creyke Beck | Hull South | County Road North | 11 | Northern Powergrid (Yorkshire) plc | Fossil - Gas | Steam turbine (thermal power plant) | Yes | Data Not Applicable | Data Not Applicable | 1.521 | Data Not Available | Data Not Available | Data Not Available | Data Not Available | Data Not Available | Data Not Available | Data Not Available | Data Not Available | Data Not Available | Data Not Available | Data Not Available | Data Not Available | No | Connected | 1.521 | 1.521 | 1.601 | Data Not Available | Data Not Available | 2022-02-01 00:00:00 | Data Not Applicable | Data Not Applicable | 1.601 | Data Not Applicable | Data Not Applicable | 2021-01-19 00:00:00 | Data Not Available | Data Not Available | Data Not Available | Data Not Available | Data Not Available | Data Not Available | Data Not Available | 2021-02-10 | 53.77739070936488, -0.44647788529703397 | 2021-01-19 | 2022-02-01 | East Riding of Yorkshire
2394200145011 | [5 empty] | 2380002680966 | Caxton Way Gas | Caxton Way Gas | Noble Way | Dinnington | Sheffield | South Yorkshire | S25 3QE | England | 451807 | 386568 | Thurcroft | Thurcroft | Caxton Way Gas | 66 | Northern Powergrid (Yorkshire) plc | Fossil - Gas | Steam turbine (thermal power plant) | Yes | Data Not Applicable | Data Not Applicable | 30 | Data Not Available | Data Not Available | Data Not Available | Data Not Available | Data Not Available | Data Not Available | Data Not Available | Data Not Available | Data Not Available | Data Not Available | Data Not Available | Data Not Available | No | Connected | 30 | 30 | 31.579 | Data Not Available | Data Not Available | 2021-02-11 00:00:00 | Data Not Applicable | Data Not Applicable | 31.579 | Data Not Applicable | Data Not Applicable | 2019-06-01 00:00:00 | Data Not Available | Data Not Available | Data Not Available | Data Not Available | Data Not Available | Data Not Available | Data Not Available | 2019-06-12 | 53.373439826269845, -1.2227773382561826 | 2019-06-01 | 2021-02-11 | Rotherham
1700000000000 | [5 empty] | 1700000000000 | CEANNACROC HYDRO LTD | CEANNACROC HYDRO | CEANNACROC HYDRO | GLENMORISTON | INVERNESS | HIGHLAND | IV63 7YN | SCOTLAND | 227912 | 812485 | CEANNACROC | DATA NOT APPLICABLE | CEANNACROC GRID | 33 | SCOTTISH HYDRO ELECTRIC POWER DISTRIBUTION PLC | HYDRO (TO BE CONFIRMED) | HYDRO POWER SYSTEM | NO | DATA NOT AVAILABLE | DATA NOT AVAILABLE | 1.663 | DATA NOT AVAILABLE | DATA NOT AVAILABLE | DATA NOT AVAILABLE | DATA NOT AVAILABLE | DATA NOT AVAILABLE | DATA NOT AVAILABLE | DATA NOT AVAILABLE | DATA NOT AVAILABLE | DATA NOT AVAILABLE | DATA NOT AVAILABLE | DATA NOT AVAILABLE | DATA NOT AVAILABLE | NO | CONNECTED | 1.663 | 1.663 | 1.75 | 0.01 | 0.01 | 42691 | DATA NOT AVAILABLE | DATA NOT AVAILABLE | DATA NOT AVAILABLE | DATA NOT AVAILABLE | DATA NOT AVAILABLE | DATA NOT AVAILABLE | DATA NOT AVAILABLE | N | DATA NOT AVAILABLE | DATA NOT AVAILABLE | DATA NOT AVAILABLE | DATA NOT AVAILABLE | DATA NOT AVAILABLE | 44034
1900060681663 | [5 empty] | Data not available | CEMG EXPORT PORTFOLIO | PEBSHAM LANDFILL SITE | FRESHFIELDS | BEXHILL RD | PEBSHAM | EAST SUSSEX | TN38 8AY | England | 576990 | 108630 | Ninfield SGT | Ninfield Grid 33kV | Bexhill Town 11kV | 11 | South Eastern Power Networks (SPN) | Biofuel landfill gas | Gas turbine (OCGT) |  |  |  | 1 | [12 empty] | No | Connected | 1 | 1 | 1.053 |  |  | 1998-04-01 | [13 empty] | 2021-01-15 | 0.36564 | 51.2934 | 51.2934279348589, 0.365639699034352 | SPN-S000000008519 | Biogas
1023507304560 | [6 empty] | CEMG EXPORT PORTFOLIO | THETFORD POWER STATION | Mudford Road | Two Mile Bottom | Thetford | Norfolk | IP24 1LX | England | 585180 | 286700 | Bramford | Thetford Grid 33kV |  | 33 | Eastern Power Networks (EPN) | Biomass | Steam-gas turbine (CCGT) |  |  |  | 48.125 | [12 empty] | No | Connected | 48.125 | 48.125 | 50.658 |  |  | 2001-03-27 | [13 empty] | 2020-12-14 | 0.30659 | 52.1557 | 52.1556765846792, 0.306592503814244 | EPN-S0000000D4084 | Wind
1170000696646, 1170000696655 | [5 empty] | 1100039600511, 1170000473799 | Center parcs ltd | Sherwood holiday village | Export Rmu 1, Sherwood Holiday Park | Old Rufford Road | Newark | Nottinghamshire | NG22 9DN | United Kingdom | 463650 | 364266 | Chesterfield 132Kv S Stn | Clipstone 33Kv S Stn | Ollerton 33 11Kv S Stn | 11 | National Grid Electricity Distribution (East Midlands) Plc | Fossil - Gas | Engine (combustion / reciprocating) | Yes | data not available | data not available | 1 | data not applicable | data not applicable | data not applicable | data not available | data not available | data not applicable | data not applicable | data not applicable | data not applicable | data not available | data not available | data not applicable | data not available | Connected | 1 | 1.9 | 2 | 4.37 | 4.6 | 42552 | data not applicable | data not applicable | data not applicable | data not applicable | data not applicable | data not applicable | data not applicable | data not available | data not available | data not available | data not available | data not available | data not available | 45750
1030011825682 | [6 empty] | LONGHILL ENERGY LTD | LONGHILL ROAD |  |  | Walpole | Cambs | PE15 0BL | England | 541440 | 299360 | Walpole | March Grid 33kV | March Primary 11kV | 11 | Eastern Power Networks (EPN) | Wind onshore | Onshore wind turbines |  |  |  | 2 | [12 empty] | No | Connected | 2 | 2 | 2.105 |  |  | 2005-02-14 | [13 empty] | 2020-12-14 | 0.15741 | 52.2329 | 52.2328640353018, 0.157406358858215 | EPN-S0000000H4001 | Fossil fuel
DATA NOT AVAILABLE | [5 empty] | 1630000031105 | CENTRAL MANCHESTER UNIVERSITY HOSPITALS NHS FOUNDATION TRUST | MANCHESTER ROYAL INFIRMARY | OXFORD ROAD |  | MANCHESTER | GREATER MANCHESTER | M13 9WL | ENGLAND | 384979 | 396212 | BREDBURY GSP | LONGSIGHT | VICTORIA PARK | 6.6 | ELECTRICITY NORTH WEST LIMITED | FOSSIL - OIL | ENGINE (COMBUSTION / RECIPROCATING) | NO | 0 | 0 | 6.4 |  |  |  | 0 | 0 | 0 |  |  |  | 0 | 0 | 0 | NO | CONNECTED | 6.4 | 0 | 0 | 9.6995 | 10.21 | 2006-11-01 |  |  |  | 0 | 0 |  |  | NO | NO |  |  |  |  | 2021-12-06 | 53.46243607830335, -2.227710976783472
Data Not Available | [5 empty] | Data Not Available | Central Science Laboratory Sand Hutton Standby Generation | Central Science Laboratory Sand Hutton Standby Generation | Land Research Centre | Land Research Centre | Sand Hutton | North Yorkshire | YO41 1LZ | England | 467298 | 458368 | Osbaldwick | Melrosegate | Huntington New Lane | 11 | Northern Powergrid (Northeast) plc | Fossil - Oil | Engine (combustion / reciprocating) | No | Data Not Applicable | Data Not Applicable | 5 | Data Not Available | Data Not Available | Data Not Available | Data Not Available | Data Not Available | Data Not Available | Data Not Available | Data Not Available | Data Not Available | Data Not Available | Data Not Available | Data Not Available | No | Connected | 5 | 0 | 0 | Data Not Available | Data Not Available | Data Not Available | Data Not Applicable | Data Not Applicable | 5.263 | Data Not Applicable | Data Not Applicable | Data Not Available | Data Not Available | Data Not Available | Data Not Available | Data Not Available | Data Not Available | Data Not Available | Data Not Available | 2018-05-22 | 54.01694211507615, -0.9744129730864848 |  |  | North Yorkshire
2000000000000 | [5 empty] | 2000000000000 | CENTRIC POWER IMPORT | UNIT 2 | DATA NOT AVAILABLE | DATA NOT AVAILABLE | ANDOVER | HAMPSHIRE | SP11 8BF | ENGLAND | 433671 | 145786 | MELKSHAM GSP | ANDOVER | PORTWAY | 11 | SOUTHERN ELECTRIC POWER DISTRIBUTION PLC | DATA NOT AVAILABLE | DATA NOT AVAILABLE | NO | DATA NOT AVAILABLE | DATA NOT AVAILABLE | 3.8494 | DATA NOT AVAILABLE | DATA NOT AVAILABLE | DATA NOT AVAILABLE | DATA NOT AVAILABLE | DATA NOT AVAILABLE | DATA NOT AVAILABLE | DATA NOT AVAILABLE | DATA NOT AVAILABLE | DATA NOT AVAILABLE | DATA NOT AVAILABLE | DATA NOT AVAILABLE | DATA NOT AVAILABLE | NO | CONNECTED | 3.8494 | 3.8494 | 4.052 | 0.4218 | 0.444 | DATA NOT AVAILABLE | DATA NOT AVAILABLE | DATA NOT AVAILABLE | DATA NOT AVAILABLE | DATA NOT AVAILABLE | DATA NOT AVAILABLE | DATA NOT AVAILABLE | DATA NOT AVAILABLE | N | DATA NOT AVAILABLE | DATA NOT AVAILABLE | DATA NOT AVAILABLE | DATA NOT AVAILABLE | DATA NOT AVAILABLE | 44719
data not available | [5 empty] | data not applicable | Centrica | Centrica | 1 Waterfront Avenue | data not available | Edinburgh | Edinburgh City | EH5 1SG | Scotland | 322599 | 676992 | Telford Road | data not applicable | PENNYWELL ROAD (11kV) | 11 | SP Distribution Ltd | Other | Steam-gas turbine (CCGT) | No | 0 | 0 | 1.6 | data not applicable | data not applicable | No | 0 | 0 | 0 | data not applicable | data not applicable | No | 0 | 0 | 0 | Yes | Connected | 1.6 | 1.6 | 1.6842 | 0 | 0 | 41283 | data not applicable | data not applicable | data not applicable | data not applicable | data not applicable | data not available | data not available | N | N | data not available | N | data not available | data not available | 44088 | data not available | 207
1470000733283 | [5 empty] | 1470000733274 | Centrica barry limited | Redditch gas generation | data not available | Howard Road Stor | Redditch | Worcestershire | B98 7SE | United Kingdom | 406159 | 265818 | Feckenham 66 11Kv S Stn | Feckenham 66/11Kv | data not available | 66 | National Grid Electricity Distribution (West Midlands) Plc | Fossil - Gas | Engine (combustion / reciprocating) | No | data not available | data not available | 20.28 | data not applicable | data not applicable | data not applicable | data not available | data not available | data not applicable | data not applicable | data not applicable | data not applicable | data not available | data not available | data not applicable | data not available | Connected | 20.28 | 19 | 20 | 0.19 | 0.2 | 45239 | data not applicable | data not applicable | data not applicable | data not applicable | data not applicable | data not applicable | data not applicable | data not available | data not available | data not available | data not available | data not available | data not available | 45750
2399999999950 | [5 empty] | 2399999999997 | Centrica Glanford Brigg Power Station | Brigg Power Station | Brigg Power Station | Scawby | Brigg | Lincolnshire | DN20 9LT | England | 499019 | 406056 | Keadby | Scawby Brook | Scawby Brook Direct | 132 | Northern Powergrid (Yorkshire) plc | Fossil - Gas | Gas turbine (OCGT) | No | Data Not Applicable | Data Not Applicable | 190.95 | Data Not Available | Data Not Available | Data Not Available | Data Not Available | Data Not Available | Data Not Available | Data Not Available | Data Not Available | Data Not Available | Data Not Available | Data Not Available | Data Not Available | No | Connected | 190.95 | 50.526 | 53.185 | Data Not Available | Data Not Available | 2018-10-03 00:00:00 | Data Not Applicable | Data Not Applicable | 201 | Data Not Applicable | Data Not Applicable | 2015-07-08 00:00:00 | Data Not Available | Data Not Available | Data Not Available | Data Not Available | Data Not Available | Data Not Available | Data Not Available | 2024-09-30 | 53.54182183296527, -0.5072272910340984 | 2015-07-08 | 2018-10-03 | North Lincolnshire
1050000556046 | [6 empty] | JACKS LANE ENERGY LIMITED | JACKS LANE WIND FARM | Barwick Hall Farm | Stanhoe | Kings Lynn | Norfolk | PE31 8PZ | England | 581860 | 335010 | Walpole | Hempton Grid 33kV |  | 33 | Eastern Power Networks (EPN) | Wind onshore | Onshore wind turbines |  |  |  | 15 | [12 empty] | No | Connected | 15 | 15 | 15.789 |  |  | 2014-11-26 | [13 empty] | 2020-12-14 | 0.13351 | 52.5736 | 52.5736328860478, 0.1335135922108 | EPN-S0000000D6065 | Wind
1097000000100 | [6 empty] | CENTRICA PB LIMITED | PETERBOROUGH POWER STATION | Storey Bar Road |  | Peterborough | Cambs | PE1 5NT | England | 521990 | 299110 | Walpole | - |  | 132 | Eastern Power Networks (EPN) | Fossil - Gas | Steam-gas turbine (CCGT) |  |  |  | 337.5 | [12 empty] | No | Connected | 337.5 | 337.5 | 355.263 |  |  | 1990-12-13 | [13 empty] | 2024-03-14 | 0.11949 | 51.9384 | 51.9383866600565, 0.119490396852295 |  | Storage
1030037478509 | [6 empty] | EON RENEWABLES | STAGS HOLT WINDFARM |  |  | MARCH | Cambs | PE15 0BT | England | 544680 | 299450 | Walpole | March Grid 33kV |  | 33 | Eastern Power Networks (EPN) | wind onshore | Onshore wind turbines |  |  |  | 20 | [12 empty] | No | Connected | 20 | 20 | 21.053 |  |  | 2007-06-15 | [13 empty] | 2020-11-13 | 0.37868 | 52.7267 | 52.7266752779362, 0.378680254501767 |  | Fossil fuel
1030037258625 | [6 empty] | FENLAND WINDFARMS LIMITED | RED TILE WINDFARM - 2 |  | Straight Drove | Huntingdon | Cambs | PE28 2UH | England | 534850 | 283160 | Eaton Socon | Huntingdon Grid 33kV |  | 33 | Eastern Power Networks (EPN) | Wind onshore | Onshore wind turbines |  |  |  | 14 | [12 empty] | No | Connected | 14 | 14 | 14.737 |  |  | 2006-12-08 | [13 empty] | 2020-11-13 | 1.7322 | 52.5848 | 52.5847550661948, 1.73223666379188 |  | Fossil fuel
1050001368332 | [6 empty] | Centrica PB Ltd | PETERBOROUGH POWER STATION |  |  | PETERBOROUGH | Cambs | PE1 5NT | England | 521810 | 299180 | Walpole | - |  | 132 | Eastern Power Networks (EPN) | Fossil - Gas | Engine (combustion / reciprocating) |  |  |  | 48.5 | [12 empty] | No | Connected | 48.5 | 48.5 | 51.053 |  |  | 2018-08-20 | [13 empty] | 2020-11-13 | -0.029843 | 51.6594 | 51.6593708321101, -0.0298434731120946 | EPN-S0000000D7085 | Fossil fuel
1640000850373 | [5 empty] | 1640000850364 | CHADDERTON GENERATION LIMITED | BROADGATE CHADDERTON GENERATION | OLDHAM BROADWAY BUSINESS PARK | CHADDERTON | OLDHAM | GREATER MANCHESTER | OL9 9XA | ENGLAND | 389179 | 403588 | WHITEGATE GSP | CHADDERTON | - | 33 | ELECTRICITY NORTH WEST LIMITED | FOSSIL - GAS | ENGINE (COMBUSTION / RECIPROCATING) | NO | 0 | 0 | 21.052 |  |  |  | 0 | 0 | 0 |  |  |  | 0 | 0 | 0 | NO | CONNECTED | 21.052 | 19 | 20 | 0.475 | 0.5 | 2019-06-01 |  |  |  | 0 | 0 |  |  | NO | NO |  |  |  |  | 2021-12-06 | 53.52883827327512, -2.1647087992959237
1099000001669 | [6 empty] | NATIONAL GRID ELECTRICITY TRANSMISSION PLC | SHERINGHAM SHOAL OFFSHORE WINDFARM |  |  | Sherringham | Norfolk | NR10 4BF | England | 612740 | 323990 | Norwich Main | - |  | 132 | Eastern Power Networks (EPN) | Wind offshore | Offshore wind turbines |  |  |  | 322 | [12 empty] | No | Connected | 322 | 322 | 338.947 |  |  | 2012-04-01 | [13 empty] | 2021-12-14 | -0.2493 | 51.7727 | 51.7726591690227, -0.249304116273911 | EPN-S0000000H8104 | Fossil fuel
2000000000000 | [5 empty] | 2000000000000 | CHALCROFT SOLAR PARK LTD | CHALCROFT FARM | CHALCROFT FARM | BURNETTS LANE | WEST END | HAMPSHIRE | SO30 2HU | ENGLAND | 448615 | 116648 | NURSLING GSP | VELMORE | CHALCROFT PV FARM | 33 | SOUTHERN ELECTRIC POWER DISTRIBUTION PLC | HYDRO (TO BE CONFIRMED) | HYDRO POWER SYSTEM | NO | DATA NOT AVAILABLE | DATA NOT AVAILABLE | 5.985 | DATA NOT AVAILABLE | DATA NOT AVAILABLE | DATA NOT AVAILABLE | DATA NOT AVAILABLE | DATA NOT AVAILABLE | DATA NOT AVAILABLE | DATA NOT AVAILABLE | DATA NOT AVAILABLE | DATA NOT AVAILABLE | DATA NOT AVAILABLE | DATA NOT AVAILABLE | DATA NOT AVAILABLE | NO | CONNECTED | 5.985 | 5.985 | 6.3 | DATA NOT AVAILABLE | DATA NOT AVAILABLE | DATA NOT AVAILABLE | DATA NOT AVAILABLE | DATA NOT AVAILABLE | DATA NOT AVAILABLE | DATA NOT AVAILABLE | DATA NOT AVAILABLE | DATA NOT AVAILABLE | DATA NOT AVAILABLE | N | DATA NOT AVAILABLE | DATA NOT AVAILABLE | DATA NOT AVAILABLE | DATA NOT AVAILABLE | DATA NOT AVAILABLE | 44034
1700000000000 | [5 empty] | 1700000000000 | CHAORACH HYDRO | GLEN DOCHART | CHAORACH HYDRO | DATA NOT AVAILABLE | CRIANLARICH | PERTHSHIRE | FK20 8QT | SCOTLAND | 248893 | 727919 | KILLIN | DATA NOT APPLICABLE | CHAORACH | 11 | SCOTTISH HYDRO ELECTRIC POWER DISTRIBUTION PLC | HYDRO (TO BE CONFIRMED) | HYDRO POWER SYSTEM | NO | DATA NOT AVAILABLE | DATA NOT AVAILABLE | 2 | DATA NOT AVAILABLE | DATA NOT AVAILABLE | DATA NOT AVAILABLE | DATA NOT AVAILABLE | DATA NOT AVAILABLE | DATA NOT AVAILABLE | DATA NOT AVAILABLE | DATA NOT AVAILABLE | DATA NOT AVAILABLE | DATA NOT AVAILABLE | DATA NOT AVAILABLE | DATA NOT AVAILABLE | NO | CONNECTED | 2 | 2 | 2.105 | DATA NOT AVAILABLE | DATA NOT AVAILABLE | 42565 | DATA NOT AVAILABLE | DATA NOT AVAILABLE | DATA NOT AVAILABLE | DATA NOT AVAILABLE | DATA NOT AVAILABLE | DATA NOT AVAILABLE | DATA NOT AVAILABLE | N | DATA NOT AVAILABLE | DATA NOT AVAILABLE | DATA NOT AVAILABLE | DATA NOT AVAILABLE | DATA NOT AVAILABLE | 44084
1700000000000 | [5 empty] | DATA NOT AVAILABLE | CHAORAINN HYDRO LTD | IMPORT/EXPORT | DATA NOT AVAILABLE | ALLT A CHAORAINN HYDRO | BALLACHULISH | INVERNESS | PH49 4JA | SCOTLAND | 214306 | 748322 | KINLOCHLEVEN | DATA NOT APPLICABLE | KINLOCHLEVEN | 11 | SCOTTISH HYDRO ELECTRIC POWER DISTRIBUTION PLC | HYDRO (TO BE CONFIRMED) | HYDRO POWER SYSTEM | NO | DATA NOT AVAILABLE | DATA NOT AVAILABLE | 1.292 | DATA NOT AVAILABLE | DATA NOT AVAILABLE | DATA NOT AVAILABLE | DATA NOT AVAILABLE | DATA NOT AVAILABLE | DATA NOT AVAILABLE | DATA NOT AVAILABLE | DATA NOT AVAILABLE | DATA NOT AVAILABLE | DATA NOT AVAILABLE | DATA NOT AVAILABLE | DATA NOT AVAILABLE | DATA NOT AVAILABLE | CONNECTED | 1.292 | 1.292 | 1.36 | 0.01425 | 0.015 | DATA NOT AVAILABLE | DATA NOT AVAILABLE | DATA NOT AVAILABLE | DATA NOT AVAILABLE | DATA NOT AVAILABLE | DATA NOT AVAILABLE | DATA NOT AVAILABLE | DATA NOT AVAILABLE | N | DATA NOT AVAILABLE | DATA NOT AVAILABLE | DATA NOT AVAILABLE | DATA NOT AVAILABLE | DATA NOT AVAILABLE | 44901
1050001507458 | [6 empty] | Aura Power Ltd | NEVENDON BATTERY PARK | ARTERIAL ROAD |  | Basildon | Essex | SS14 3JH | England | 572300 | 191300 | Rayleigh | Nevendon Grid 33kV |  | 33 | Eastern Power Networks (EPN) | Stored Energy (all stored energy irrespective of the original energy source) | Storage - Electrochemical (Batteries) |  |  |  | 10 | [12 empty] | No | Connected | 10 | 10 | 10.526 | 10 | 10.526 | 2018-03-26 | [13 empty] | 2020-11-13 | 0.56963 | 52.93 | 52.929970106726, 0.569626218279318 | EPN-S0000000D6046 | Solar PV
2000000000000 | [5 empty] | 2000000000000 | CHAPEL FARM LANDFILL SITE | CHAPEL FARM LANDFILL SITE | CHAPEL FARM LANDFILL SITE | ERMINE STREET | SWINDON | WILTSHIRE | SN26 8DD | ENGLAND | 412827 | 191343 | MINETY GSP | SWINDON | CHAPEL FARM | 33 | SOUTHERN ELECTRIC POWER DISTRIBUTION PLC | HYDRO (TO BE CONFIRMED) | HYDRO POWER SYSTEM | NO | DATA NOT AVAILABLE | DATA NOT AVAILABLE | 3.8 | DATA NOT AVAILABLE | DATA NOT AVAILABLE | DATA NOT AVAILABLE | DATA NOT AVAILABLE | DATA NOT AVAILABLE | DATA NOT AVAILABLE | DATA NOT AVAILABLE | DATA NOT AVAILABLE | DATA NOT AVAILABLE | DATA NOT AVAILABLE | DATA NOT AVAILABLE | DATA NOT AVAILABLE | NO | CONNECTED | 3.8 | 3.8 | 4 | DATA NOT AVAILABLE | DATA NOT AVAILABLE | DATA NOT AVAILABLE | DATA NOT AVAILABLE | DATA NOT AVAILABLE | DATA NOT AVAILABLE | DATA NOT AVAILABLE | DATA NOT AVAILABLE | DATA NOT AVAILABLE | DATA NOT AVAILABLE | N | DATA NOT AVAILABLE | DATA NOT AVAILABLE | DATA NOT AVAILABLE | DATA NOT AVAILABLE | DATA NOT AVAILABLE | 44034
1050001245871 | [6 empty] | The Abbey Group (Cambridgeshire) Limited | FDG C-01 LYNG FARM | RINGSTEAD ROAD |  | Hunstanton | Norfolk | PE36 5LQ | England | 572814 | 340042 | Walpole | Kings Lynn Grid 33kV |  | 33 | Eastern Power Networks (EPN) | Solar | Photovoltaic |  |  |  | 15 | [12 empty] | Yes | Connected | 15 | 15 | 15.789 | 0 | 0 | 2021-08-01 | [13 empty] | 2021-11-12 | -0.43588 | 51.763 | 51.762961850057, -0.435875497459648 | EPN-S0000000D8098 | Fossil fuel
[6 empty] | Data Not Available | Chapel Lane Diesel - non exporting backup only | Chapel Lane Diesel - non exporting backup only | Chapel Lane North | Wynyard | Billingham | County Durham | TS22 5TH | England | 444291 | 526793 | Hartmoor | Hartmoor | Wynyard | 11 | Northern Powergrid (Northeast) plc | Fossil - Gas | Engine (combustion / reciprocating) | No | Data Not Applicable | Data Not Applicable | 17.6 | Data Not Available | Data Not Available | Data Not Available | Data Not Available | Data Not Available | Data Not Available | Data Not Available | Data Not Available | Data Not Available | Data Not Available | Data Not Available | Data Not Available | No | Connected | 17.6 | 0 | 0 | 15.2 | 16 | 2018-11-07 00:00:00 | Data Not Applicable | Data Not Applicable | 18.526 | Data Not Applicable | Data Not Applicable | 2018-12-12 12:12:00 | Data Not Available | Data Not Available | Data Not Available | Data Not Available | Data Not Available | Data Not Available | Data Not Available | 2024-10-30 | 54.634326855855484, -1.3153706202345732 | 2018-12-12 | 2018-11-07 | Stockton-on-Tees
2200032026647 | [5 empty] | 2200031659738 | Chelson meadow energy limited | Plymouth nffo4 landfill site laira bridge import/export site | Chelson Meadow Waste Reception Centre | The Ride, Laira Bridge Road | Plymouth | Devon | PL9 7JT | United Kingdom | 250602 | 54530 | Abham Sgp | Plymouth Bsp | Longbridge | 11 | National Grid Electricity Distribution (South West) Plc | Biofuel - Landfill gas | Steam-gas turbine (CCGT) | No | data not available | data not available | 2.204 | data not applicable | data not applicable | data not applicable | data not available | data not available | data not applicable | data not applicable | data not applicable | data not applicable | data not available | data not available | data not applicable | data not available | Connected | 2.204 | 2.0938 | 2.204 | 0.03895 | 0.041 | 35916 | data not applicable | data not applicable | data not applicable | data not applicable | data not applicable | data not applicable | data not applicable | data not available | data not available | data not available | data not available | data not available | data not available | 45750
Data not available | [6 empty] | Rethink Energy Ltd | BUMPERS FM ILMER BUCKS |  |  | ILMER | Bucks | HP27 9RE | England | 476296 | 205888 | Amersham | - |  | 132 | Eastern Power Networks (EPN) | Stored Energy (all stored energy irrespective of the original energy source) | Storage - Electrochemical (Batteries) |  |  |  | 49.5 | [12 empty] | No | Connected | 49.5 | 49.5 | 52.105 | 49.5 | 52.105 | 2023-09-29 | [13 empty] | 2023-11-14 | 0.70963 | 51.5556 | 51.5556131000638, 0.709627366135915 | EPN-S0000000H7005 | Biogas
2200032191484 | [5 empty] | 2200032013017 | Chelson meadow energy limited | Plymouth nffo5 laira bridge import/export site | Chelson Meadow Nff05, Southern Sector | Laira Bridge, Plymstock | Plymouth | Devon | PL9 7JD | United Kingdom | 250711 | 54753 | Abham Sgp | Plymouth Bsp | Longbridge | 11 | National Grid Electricity Distribution (South West) Plc | Biofuel - Landfill gas | Steam-gas turbine (CCGT) | No | data not available | data not available | 1.024 | data not applicable | data not applicable | data not applicable | data not available | data not available | data not applicable | data not applicable | data not applicable | data not applicable | data not available | data not available | data not applicable | data not available | Connected | 1.024 | 0.9728 | 1.024 | 0.0285 | 0.03 | 36373 | data not applicable | data not applicable | data not applicable | data not applicable | data not applicable | data not applicable | data not applicable | data not available | data not available | data not available | data not available | data not available | data not available | 45750
1023477429636 | [6 empty] | Anglian Water Services Ltd | STOCK ROAD |  |  | Southend | Essex | SS2 5XB | England | 587940 | 187560 | Rayleigh | Fleethall Grid 33kV | Fleethall Local Primary 11kV | 11 | Eastern Power Networks (EPN) | Biofuel biogas from anaerobic digestion (excluding landfill & sewage) | Steam-gas turbine (CCGT) |  |  |  | 3.2 | [12 empty] | No | Accepted to Connect |  |  |  |  | 0 |  | 3.2 | 3.2 | 3.368 | 0 | 0 | 2016-11-08 | [7 empty] | 2020-11-13 | 0.95209 | 52.4809 | 52.4808542221166, 0.952089007061375 | EPN-S0000000D1014 | Biogas
Data not available | [6 empty] | RNA Energy Limited | NORWICH ROAD |  |  | Halesworth | Suffolk | IP19 8QJ | England | 639034 | 278720 | Bramford | - |  | 132 | Eastern Power Networks (EPN) | Stored Energy (all stored energy irrespective of the original energy source) | Storage - Electrochemical (Batteries) |  |  |  | 40 | [12 empty] | No | Connected | 40 | 40 | 42.105 | 40 | 42.105 | 2024-01-29 | [13 empty] | 2024-03-14 | -0.24321 | 51.7623 | 51.7622724259725, -0.243213938752221 | EPN-S0000000H8089 | Fossil fuel
2200040979039 | [5 empty] | 2200040979020 | Chelson meadow energy limited | Plymouth chelson meadow landfill (33kv generator) nov 2005 | Export Clp, Chelson Meadow Landfill | Laira Bridge Road | Plymouth | Devon | PL9 7JF | United Kingdom | 250561 | 54773.8 | Abham Sgp | Plymouth Bsp | data not available | 33 | National Grid Electricity Distribution (South West) Plc | Biofuel - Landfill gas | Gas turbine (OCGT) | No | data not available | data not available | 3.1 | data not applicable | data not applicable | data not applicable | data not available | data not available | data not applicable | data not applicable | data not applicable | data not applicable | data not available | data not available | data not applicable | data not available | Connected | 3.1 | 1.995 | 2.1 | 0.0665 | 0.07 | 38657 | data not applicable | data not applicable | data not applicable | data not applicable | data not applicable | data not applicable | data not applicable | data not available | data not available | data not available | data not available | data not available | data not available | 45750
2394000136178 | [5 empty] | Data Not Available | Chesterfield Road Generation | Chesterfield Road Generation | Chesterfield Road | Swallownest | Sheffield | South Yorkshire | S26 4TL | England | 444816 | 385032 | Thurcroft | Thurcroft | Beighton | 11 | Northern Powergrid (Yorkshire) plc | Fossil - Gas | Engine (combustion / reciprocating) | No | Data Not Applicable | Data Not Applicable | 8 | Data Not Available | Data Not Available | Data Not Available | Data Not Available | Data Not Available | Data Not Available | Data Not Available | Data Not Available | Data Not Available | Data Not Available | Data Not Available | Data Not Available | No | Connected | 8 | 8 | 8.421 | Data Not Available | Data Not Available | 2018-04-20 00:00:00 | Data Not Applicable | Data Not Applicable | 8.421 | Data Not Applicable | Data Not Applicable | 2016-06-15 00:00:00 | Data Not Available | Data Not Available | Data Not Available | Data Not Available | Data Not Available | Data Not Available | Data Not Available | 2018-05-15 | 53.36027188994899, -1.3280643837212622 | 2016-06-15 | 2018-04-20 | Rotherham
2394000141451 | [5 empty] | Data Not Available | Chesterfield Road Large Generation | Chesterfield Road Large Generation | Chesterfield Road | Swallownest | Sheffield | South Yorkshire | S26 4SX | England | 444716 | 384961 | Thurcroft | Thurcroft | Chesterfield Road Generation | 66 | Northern Powergrid (Yorkshire) plc | Fossil - Oil | Engine (combustion / reciprocating) | No | Data Not Applicable | Data Not Applicable | 20 | Data Not Available | Data Not Available | Data Not Available | Data Not Available | Data Not Available | Data Not Available | Data Not Available | Data Not Available | Data Not Available | Data Not Available | Data Not Available | Data Not Available | No | Connected | 20 | 20 | 21.053 | Data Not Available | Data Not Available | 2019-10-25 00:00:00 | Data Not Applicable | Data Not Applicable | 21.053 | Data Not Applicable | Data Not Applicable | 2017-11-21 00:00:00 | Data Not Available | Data Not Available | Data Not Available | Data Not Available | Data Not Available | Data Not Available | Data Not Available | 2018-03-14 | 53.35964218725573, -1.3295768689553074 | 2017-11-21 | 2019-10-25 | Rotherham
Data not available | [6 empty] | ReThink Energy Limited | LUTON ROAD | LUTON ROAD |  | Luton | Beds | LU4 9UJ | England | 503410 | 226480 | Sundon | Sundon 33kV |  | 33 | Eastern Power Networks (EPN) | Stored Energy (all stored energy irrespective of the original energy source) | Storage - Electrochemical (Batteries) |  |  |  | 49.5 | [12 empty] | No | Connected | 49.5 | 49.5 | 52.105 | 49.5 | 52.105 | 2023-04-14 | [13 empty] | 2023-11-14 | 0.29593 | 51.5512 | 51.5512205479956, 0.295932992881637 |  | Storage
1574000298500 | [5 empty] | Data Not Available | Chilton Biomass Wood Pellet Burner | Chilton Biomass Wood Pellet Burner | Wood Pellet Energy | Chilton Industrial Estate | Ferryhill | County Durham | DL17 0PF | England | 427940 | 530416 | Spennymoor GSP | Spennymoor 132/66kV | Chilton Generation | 66 | Northern Powergrid (Northeast) plc | Biomass | Steam turbine (thermal power plant) | No | Data Not Applicable | Data Not Applicable | 15.794 | Data Not Available | Data Not Available | Data Not Available | Data Not Available | Data Not Available | Data Not Available | Data Not Available | Data Not Available | Data Not Available | Data Not Available | Data Not Available | Data Not Available | No | Connected | 15.794 | 16 | 16.842 | Data Not Available | Data Not Available | 2011-07-31 00:00:00 | Data Not Applicable | Data Not Applicable | 16.625 | Data Not Applicable | Data Not Applicable | Data Not Available | Data Not Available | Data Not Available | Data Not Available | Data Not Available | Data Not Available | Data Not Available | Data Not Available | 2017-03-08 | 54.66805104179197, -1.5683216016087738 |  | 2011-07-31 | County Durham
Data not available | [6 empty] | Sweco UK Ltd | CLAY TYE ROAD |  |  | Upminster | Essex | RM14 3PL | England | 559280 | 186090 | Warley | - |  | 132 | Eastern Power Networks (EPN) | Stored Energy (all stored energy irrespective of the original energy source) | Storage - Electrochemical (Batteries) |  |  |  | 49.5 | [12 empty] | No | Connected | 49.5 | 49.5 | 52.105 | 49.5 | 52.105 | 2023-09-04 | [13 empty] | 2024-02-14 | 0.38123 | 52.7338 | 52.7337814353738, 0.381229875638414 |  | Fossil fuel
1594001007708 | [5 empty] | Data Not Available | Chirex, Dudley, Cramlington | Chirex, Dudley, Cramlington | Chirex | Dudley | Cramlington | Northumberland | NE23 7QG | England | 425905 | 574352 | Tynemouth | Gosforth | Killingworth | 11 | Northern Powergrid (Northeast) plc | Fossil - Gas | Engine (combustion / reciprocating) | No | Data Not Applicable | Data Not Applicable | 5.7 | Data Not Available | Data Not Available | Data Not Available | Data Not Available | Data Not Available | Data Not Available | Data Not Available | Data Not Available | Data Not Available | Data Not Available | Data Not Available | Data Not Available | No | Connected | 5.7 | 5.7 | 6 | Data Not Available | Data Not Available | 2000-01-21 00:00:00 | Data Not Applicable | Data Not Applicable | 6 | Data Not Applicable | Data Not Applicable | Data Not Available | Data Not Available | Data Not Available | Data Not Available | Data Not Available | Data Not Available | Data Not Available | Data Not Available | 2017-03-08 | 55.06297402154998, -1.5959463663508011 |  | 2000-01-21 | North Tyneside
Data not available | [6 empty] | Palm Paper Limited | FDG C-05 PALM PAPER | POPLAR AVENUE |  | Kings Lynn | Norfolk | PE34 3AL | England | 560876 | 317786 | Walpole | - |  | 132 | Eastern Power Networks (EPN) | Fossil - Gas | Steam-gas turbine (CCGT) |  |  |  | 30 | [12 empty] | Yes | Accepted to Connect | [6 empty] | 30 | 30 | 31.579 | 0 | 0 | 2017-09-05 | [7 empty] | 2020-12-14 | -0.44352 | 51.7645 | 51.7645109643077, -0.44351691561898 | EPN-S0000000H8140 | Fossil fuel
Data not available | [6 empty] | Green Frog | WESTONING ROAD |  |  | Bedford | Beds | MK45 5JD | England | 503791 | 232945 | Sundon | - |  | 132 | Eastern Power Networks (EPN) | Stored Energy (all stored energy irrespective of the original energy source) | Storage - Electrochemical (Batteries) |  |  |  | 40 | [12 empty] | No | Connected | 40 | 40 | 42.105 | 40 | 42.105 | 2019-11-21 | [13 empty] | 2020-11-13 | -0.28017 | 52.2743 | 52.2743086894324, -0.280173531264773 | EPN-S0000000D4055 | Wind
1700000000000 | [5 empty] | 1700000000000 | CHONAIS HYDRO LTD | CHONAIS HYDRO | DATA NOT AVAILABLE | DATA NOT AVAILABLE | ACHNASHEEN | ROSS-SHIRE | DATA NOT AVAILABLE | SCOTLAND | DATA NOT AVAILABLE | DATA NOT AVAILABLE | GRUDIE BRIDGE | DATA NOT APPLICABLE | GRUDIE BRIDGE | 33 | SCOTTISH HYDRO ELECTRIC POWER DISTRIBUTION PLC | HYDRO (TO BE CONFIRMED) | HYDRO POWER SYSTEM | NO | DATA NOT AVAILABLE | DATA NOT AVAILABLE | 1.899 | DATA NOT AVAILABLE | DATA NOT AVAILABLE | DATA NOT AVAILABLE | DATA NOT AVAILABLE | DATA NOT AVAILABLE | DATA NOT AVAILABLE | DATA NOT AVAILABLE | DATA NOT AVAILABLE | DATA NOT AVAILABLE | DATA NOT AVAILABLE | DATA NOT AVAILABLE | DATA NOT AVAILABLE | NO | CONNECTED | 1.899 | 1.899 | 1.999 | DATA NOT AVAILABLE | DATA NOT AVAILABLE | 41963 | DATA NOT AVAILABLE | DATA NOT AVAILABLE | DATA NOT AVAILABLE | DATA NOT AVAILABLE | DATA NOT AVAILABLE | DATA NOT AVAILABLE | DATA NOT AVAILABLE | N | DATA NOT AVAILABLE | DATA NOT AVAILABLE | DATA NOT AVAILABLE | DATA NOT AVAILABLE | DATA NOT AVAILABLE | 44245
1050001662250 | [6 empty] | TCI renewables | COMMON BARN WEST OF A1 SOUTHOE |  |  | ST NEOTS | Cambs | PE19 5YA | England | 517440 | 265410 | Eaton Socon | Little Barford 33kV |  | 33 | Eastern Power Networks (EPN) | Wind onshore | Onshore wind turbines |  |  |  | 6.15 | [12 empty] | No | Connected | 6.15 | 6.15 | 6.474 | 5.843 | 6.15 | 2018-12-12 | [13 empty] | 2020-11-13 | 0.60457 | 51.9051 | 51.9051333202467, 0.604566363991184 | EPN-S0000000D3015 | Solar PV
Data not available | [6 empty] | KENTISH SOLAR FARM | KENTISH FARM | STISTED |  | BRAINTREE | Essex | CM77 8BX | England | 579270 | 226160 | Braintree | Braintree Local 33kV |  | 33 | Eastern Power Networks (EPN) | Stored Energy (all stored energy irrespective of the original energy source) | Storage - Electrochemical (Batteries) |  |  |  | 6.7 | [12 empty] | No | Accepted to Connect | [6 empty] | 6.7 | 6.7 | 7.053 | 5 | 5.263 | 2017-08-29 | 2025-06-01 | [6 empty] | 2024-09-13 | -0.52532 | 52.0733 | 52.0733096701771, -0.525323656667058 |  | Biogas
Data not available | [6 empty] | Edge Power | KENTISH FARM |  | STISTED | BRAINTREE | Essex | CM77 8BX | England | 579270 | 226160 | Braintree | Braintree Local 33kV |  | 33 | Eastern Power Networks (EPN) | Solar | Photovoltaic |  |  |  | 3.2 | [12 empty] | No | Accepted to Connect | [6 empty] | 3.2 | 3.2 | 3.368 |  |  | 2017-09-29 | 2025-06-01 | [6 empty] | 2024-07-12 | 0.35523 | 51.6357 | 51.6357126648693, 0.355230975213955 |  | Storage
1200050981431 | [6 empty] | Citibank Data Centre | Citibank Data Centre | 66 MOLESWORTH STREET |  | Lewisham / London | LONDON | SE13 7EX | England | 538129 | 175383 | New Cross 132kV to Wimbledon 1 and 2 132kV | - | Deptford Grid 11kV | 11 | London Power Networks (LPN) | Fossil - Gas | Engine (combustion / reciprocating) |  |  |  | 1.466 | [12 empty] | No | Connected | 1.466 | 1.466 | 1.832 |  |  | 2015-08-22 | [13 empty] | 2020-11-13 | 0.10813 | 51.5788 | 51.5787565483057, 0.10812696721565 | LPN-S000000000556 | Fossil fuel
Data not available | [6 empty] | Savills | WASH ROAD |  |  | Brentwood | Essex | CM13 1TB | England | 563088 | 195616 | Warley | - |  | 132 | Eastern Power Networks (EPN) | Stored Energy (all stored energy irrespective of the original energy source) | Storage - Electrochemical (Batteries) |  |  |  | 50 | [12 empty] | No | Connected | 50 | 50 | 52.632 | 50 | 52.632 | 2023-09-18 | [13 empty] | 2024-02-14 | 0.58301 | 51.9488 | 51.9488288702077, 0.583012931987484 | EPN-S0000000D3051 | Solar PV
Data not available | [6 empty] | Aura Power Ltd | FDG F-07 LAND AT WEIRS DROVE |  |  | Cambridge | Cambs | CB25 0BP | England | 550150 | 272300 | Burwell | - |  | 132 | Eastern Power Networks (EPN) | Stored Energy (all stored energy irrespective of the original energy source) | Storage - Electrochemical (Batteries) |  |  |  | 49.9 | [12 empty] | Yes | Connected | 49.9 | 49.9 | 52.526 | 49.9 | 52.526 | 2021-10-31 | [13 empty] | 2022-03-14 | -0.7193 | 51.8465 | 51.8465145918036, -0.719296453001205 |  | Fossil fuel
1050000714207 | [6 empty] | Camborne Energy Storage Ltd | GOSFIELD AIRFIELD |  | ESSEX (PARK HALL SOLAR FARM) | Halstead | Essex | CO9 1SA | England | 577615 | 230966 | Pelham | Thaxted Grid 33kV |  | 33 | Eastern Power Networks (EPN) | Solar | Photovoltaic |  |  |  | 10.8 | Stored Energy (all stored energy irrespective of the original energy source) | Storage - Electrochemical (Batteries) | [10 empty] | No | Connected | 10.8 | 10.8 | 11.368 | 5.5 | 5.789 | 2014-12-18 | [13 empty] | 2024-11-14 | -0.30749 | 52.2856 | 52.2855558700279, -0.307491650164876 | EPN-S0000000G4050 | Solar PV
Data not available | [6 empty] | Enso Energy | TRING ROAD | TRING ROAD |  | Tring | Herts | HP23 4RA | England | 488319 | 217210 | Sundon | - |  | 132 | Eastern Power Networks (EPN) | Fossil - Gas | Gas turbine (OCGT) |  |  |  | 49.99 | [12 empty] | No | Accepted to Connect | [6 empty] | 49.99 | 49.99 | 52.621 | 1.398 | 1.472 | 2018-07-13 | 2024-10-31 | [6 empty] | 2024-07-12 | 0.16564 | 51.5459 | 51.5459104991799, 0.165641231380312 |  | Fossil fuel
1050001872400 | [6 empty] | HBS Group Southern Ltd | AWS GRAFHAM Water Treatment Works |  |  | Huntingdon | Cambs | PE28 0BW | England | 515547 | 266617 | Eaton Socon | Little Barford 33kV | Perry Primary 11kV | 33 | Eastern Power Networks (EPN) | Solar | Photovoltaic |  |  |  | 7.04 | [12 empty] | No | Connected | 7.04 | 7.04 | 7.411 | 0 | 0 | 2019-10-01 | [13 empty] | 2020-11-13 | 0.56417 | 51.5741 | 51.5740821948173, 0.564173057746022 | EPN-S0000000H7135 | Fossil fuel
Data not available | [6 empty] | AXA Investment Managers | RAINHAM ROAD SOUTH |  |  | Dagenham | Essex | RM10 7XS | England | 550265 | 185224 | Warley | - |  | 132 | Eastern Power Networks (EPN) | Fossil - Oil | Engine (combustion / reciprocating) |  |  |  | 49.5 | [12 empty] | No | Accepted to Connect | [6 empty] | 49.5 | 49.5 | 52.105 | 80 | 84.211 | 2018-04-17 | 2023-10-30 | [6 empty] | 2023-10-13 | 0.37816 | 51.8631 | 51.8631389346998, 0.378161976771123 | EPN-S0000000D3015 | Solar PV
1200050981431 | [6 empty] | Citibank Data Centre | Citibank Data Centre | 66 MOLESWORTH STREET |  | Lewisham | LONDON | SE13 7EX | England | 538129 | 175383 | New Cross 132kV to Wimbledon 1 and 2 132kV | - | Deptford Grid 11kV | 11 | London Power Networks (LPN) | Fossil - Gas | Engine (combustion / reciprocating) |  |  |  | 1.466 | [12 empty] | No | Connected | 1.466 | 1.466 | 1.832 |  |  | 2015-08-22 | [13 empty] | 2020-11-13 | -0.096113 | 51.4755 | 51.4754706379819, -0.0961132195312443 | LPN-S000000003911 | Storage
Data not available | [6 empty] | Carter Jonas | BUMPSTED HILL |  |  | DUNMOW | Essex | CM6 1LL | England | 563850 | 220957 | Braintree | Braintree Local 33kV |  | 33 | Eastern Power Networks (EPN) | Solar | Photovoltaic |  |  |  | 10 | [12 empty] | No | Accepted to Connect | [6 empty] | 10 | 10 | 10.526 | 1 | 1.053 | 2018-05-03 | 2025-06-01 | [6 empty] | 2023-10-13 | 0.015321 | 51.7427 | 51.7426566807154, 0.0153214551421135 | EPN-S0000000G7015 | Fossil fuel
1200010261399 | [6 empty] | Citigen | Citigen | 47-53 CHARTERHOUSE STREET |  | Barbican | LONDON | EC1M 6AH | England | 531930 | 181969 | City Road 132kV | Finsbury Mkt F 33kV | Beech St A 11kV | 11 | London Power Networks (LPN) | Fossil - Gas | Engine (combustion / reciprocating) |  |  |  | 8.692 | [12 empty] | No | Connected | 8.692 | 8.692 | 10.864 |  |  | 2015-10-01 | [13 empty] | 2020-11-13 | 0.1338 | 51.4208 | 51.4207824829238, 0.133801460788024 |  | Storage
1200010116725 | [6 empty] | CITY UNIVERSITY LONDON | CITY UNIVERSITY LONDON | NORTHAMPTON SQUARE |  | Clerkenwell | LONDON | EC1V 0HB | England | 531714 | 182717 | City Road 132kV | - | Calshot St 11kV | 0 | London Power Networks (LPN) | Fossil - Gas | Engine (combustion / reciprocating) |  |  |  | 1.24 | [12 empty] | No | Connected | 1.24 | 1.24 | 1.55 |  |  | 2012-05-29 | [13 empty] | 2020-11-13 | -0.11992 | 51.5222 | 51.5222204303194, -0.119923483532219 |  | Fossil fuel
Data not available | [6 empty] | Berden Solar Ltd | BERDEN HALL FARM PV | STOCKING PELHAM |  | Bishops Stortford | Herts | SG9 0JB | England | 545800 | 228770 | Pelham | - |  | 132 | Eastern Power Networks (EPN) | Solar | Photovoltaic |  |  |  | 49.999 | [12 empty] | No | Accepted to Connect | [6 empty] | 49.999 | 49.999 | 52.631 | 0.475 | 0.5 | 2019-03-07 | 2025-06-20 | [6 empty] | 2024-07-12 | 0.55387 | 51.5192 | 51.5192133956776, 0.553866868348225 | EPN-S0000000H7078 | Fossil fuel
Data not available | [6 empty] | DNO Consulting Limited | HALE FARM, HULCOTT | HALE FARM | HULCOTT | AYLESBURY | Bucks | HP22 5AX | England | 486031 | 216311 | Sundon | - |  | 132 | Eastern Power Networks (EPN) | Solar | Photovoltaic |  |  |  | 40 | [12 empty] | No | Accepted to Connect | [6 empty] | 40 | 40 | 42.105 | 0.099 | 0.104 | 2018-11-16 | 2025-05-30 | [6 empty] | 2024-07-12 | 0.38533 | 52.7278 | 52.7277555319351, 0.385329879825093 |  | Fossil fuel
1640000197828 | [5 empty] | 1640000197819 | CLAIRE LANKESTER | WHINNEY HILL 2 | WHINNEY HILL ROAD | WHINNEY HILL ROAD | ACCRINGTON | LANCASHIRE | BB5 5EN | ENGLAND | 376407 | 430214 | PADIHAM GSP | HUNCOAT | STRAWBERRY BANK | 6.6 | ELECTRICITY NORTH WEST LIMITED | BIOFUEL - LANDFILL GAS | ENGINE (COMBUSTION / RECIPROCATING) | NO | 0 | 0 | 2 |  |  |  | 0 | 0 | 0 |  |  |  | 0 | 0 | 0 | NO | CONNECTED | 2 | 1.9 | 2 | 0.1425 | 0.15 | 2012-02-01 |  |  |  | 0 | 0 |  |  | NO | NO |  |  |  |  | 2021-12-06 | 53.767731881777664, -2.3594067082152455
Data not available | [6 empty] | Centrica | KINGS LYNN POWER STATION | WILLOWS BUSINESS PARK | Saddlebrow | KINGS LYNN | Norfolk | PE34 3RD | England | 561175 | 317125 | Walpole | - |  | 132 | Eastern Power Networks (EPN) | Fossil - Gas | Gas turbine (OCGT) |  |  |  | 25 | [12 empty] | No | Accepted to Connect | [6 empty] | 25 | 25 | 26.316 | 0 | 0 | 2019-09-16 | [7 empty] | 2023-02-14 | -0.62138 | 51.9513 | 51.951309415611, -0.621381073459636 | EPN-S0000000H8037 | Wind
Data not available | [6 empty] | Aton Energy Development Limited | CHALGRAVE MANOR |  | TODDINGTON | DUNSTABLE | beds | LU5 6HT | England | 501922 | 227582 | Sundon | Sundon 33kV |  | 33 | Eastern Power Networks (EPN) | Solar | Photovoltaic |  |  |  | 50 | [12 empty] | No | Accepted to Connect | [6 empty] | 50 | 50 | 52.632 | 0.5 | 0.526 | 2019-06-04 | 2025-03-31 | [6 empty] | 2024-09-13 | -0.47672 | 52.1544 | 52.1544403781221, -0.476715493311853 | EPN-S0000000H4051 | Biogas
Data not available | [6 empty] | MJS Grid Services Ltd | CHECKLEY WOOD | HIGHCLIFFE |  | LEIGHTON BUZZARD | Beds | LU7 9LG | England | 494843 | 228988 | Sundon | Sundon 33kV | Leighton Buzzard Primary 11kV | 11 | Eastern Power Networks (EPN) | Wind onshore | Onshore wind turbines |  |  |  | 2 | [12 empty] | No | Connected | 2 | 2 | 2.105 | 0.1 | 0.105 | 2023-12-01 | [13 empty] | 2025-04-14 | 0.58835 | 52.0535 | 52.0535239474108, 0.588349269900033 |  | Solar PV
1620001492640 | [5 empty] | 1620001492622 | CLARE LANKESTER | JAMESON ROAD | JAMESON ROAD |  | FLEETWOOD | LANCASHIRE | FY7 7AA | ENGLAND | 333042 | 445728 | PENWORTHAM WEST GSP / STANAH GSP GROUP | THORNTON | ROSSALL | 6.6 | ELECTRICITY NORTH WEST LIMITED | BIOFUEL - LANDFILL GAS | ENGINE (COMBUSTION / RECIPROCATING) | YES | 0 | 0 | 2.13 |  |  |  | 0 | 0 | 0 |  |  |  | 0 | 0 | 0 | NO | CONNECTED | 2.13 | 1.995 | 2.1 | 0.0665 | 0.07 | 2004-07-04 |  |  |  | 0 | 0 |  |  | NO | NO |  |  |  |  | 2021-12-06 | 53.90336989272835, -3.020599992312663
Data not available | [6 empty] | BSR Energy | KNOWL GREEN FARM | BAKERS ROAD |  | BELCHAMP ST PAUL | Essex | CO10 7DF | England | 577567 | 242621 | Pelham | - |  | 132 | Eastern Power Networks (EPN) | Solar | Photovoltaic |  |  |  | 37.5 | [12 empty] | No | Accepted to Connect | [6 empty] | 37.5 | 37.5 | 39.474 | 0.475 | 0.5 | 2019-11-14 | 2024-12-31 | [6 empty] | 2024-07-12 | -0.24543 | 51.7741 | 51.7741391130203, -0.245434697589502 | EPN-S0000000H8104 | Solar PV
Data not available | [6 empty] | WolfeWare Ltd | Westcott Venture Solar Park | Ashendon Road | Westcott | Aylesbury | Herts | HP18 0NX | England | 471490 | 217630 | Sundon | Aylesbury East Grid 33kV | Waddesdon Primary 11kV | 33 | Eastern Power Networks (EPN) | Solar | Photovoltaic |  |  |  | 8 | [12 empty] | No | Accepted to Connect | [6 empty] | 8 | 8 | 8.421 | 2.37 | 2.495 | 2018-04-19 | 2025-06-06 | [6 empty] | 2024-07-12 | 0.3394 | 51.9558 | 51.9557580304794, 0.339397062760024 | EPN-S0000000D3051 | Solar PV
1050001382080 | [6 empty] | Low Carbon | HATFIELD AVENUE |  |  | Hatfield | Herts | AL10 9TX | England | 521153 | 209841 | Elstree | Hatfield Grid 33kV | Tunnel Primary 11kV | 11 | Eastern Power Networks (EPN) | Solar | Photovoltaic |  |  |  | 1.68 | [12 empty] | No | Accepted to Connect | [6 empty] | 1.68 | 1.68 | 1.768 | 1.596 | 1.68 | 2019-10-29 | 2024-12-31 | [6 empty] | 2024-07-12 | -0.56397 | 51.9188 | 51.918811372069, -0.563966062869983 | EPN-S0000000D8086 | Solar PV
Data not available | [6 empty] | Low Carbon UK Solar Investment Company | WEST THAXTED SOLAR FARM | WATLING LANE | RAILTON GRANARY | THAXTED | ESSEX | CM6 2QY | England | 560850 | 231170 | Pelham | Thaxted Grid 33kV |  | 33 | Eastern Power Networks (EPN) | Solar | Photovoltaic |  |  |  | 20 | [12 empty] | No | Accepted to Connect | [6 empty] | 20 | 20 | 21.053 |  |  | 2019-12-20 | 2024-12-01 | [6 empty] | 2023-01-16 | 1.0496 | 52.7232 | 52.7231705958755, 1.04963313298578 | EPN-S0000000D5023 | Solar PV
Data not available | [6 empty] | European Energy Photovoltaics Ltd | TRINITY HALL FARM SOLAR PARK | STANBRIDGE ROAD | TILSWORTH | LEIGHTON BUZZARD | BEDS | LU7 9PY | England | 498860 | 225450 | Sundon | Sundon 33kV |  | 33 | Eastern Power Networks (EPN) | Solar | Photovoltaic |  |  |  | 15 | [12 empty] | No | Accepted to Connect | [6 empty] | 15 | 15 | 15.789 |  |  | 2020-01-10 | 2025-11-16 | [6 empty] | 2024-09-13 | 1.2131 | 52.556 | 52.5560059753114, 1.21310583831054 | EPN-S0000000D5076 | Solar PV
Data not available | [6 empty] | DNO Consulting | SOUTH OF ELSING ROAD |  |  | DEREHAM | NORFOLK | NR20 3EW | England | 606046 | 318309 | Norwich Main | Sall Grid 33kV |  | 33 | Eastern Power Networks (EPN) | Solar | Photovoltaic |  |  |  | 15 | Stored Energy (all stored energy irrespective of the original energy source) | Storage - Electrochemical (Batteries) |  |  |  | 15 | [6 empty] | No | Accepted to Connect | [6 empty] | 15 | 15 | 15.789 | 3 | 3.158 | 2020-02-10 | 2024-12-31 | [6 empty] | 2024-07-12 | 1.7602 | 52.4797 | 52.4796731698332, 1.76017158080229 | EPN-S0000000H5039 | Fossil fuel
Data not available | [6 empty] | Luminous Energy | (ANM) Bracon Hall | School Road |  | NORWICH | Norfolk | NR14 8HJ | England | 617912 | 300202 | Norwich Main | Earlham Grid 33kV |  | 33 | Eastern Power Networks (EPN) | Solar | Photovoltaic |  |  |  | 20 | [12 empty] | Yes | Connected | 20 | 20 | 21.053 |  |  | 2024-10-21 | [13 empty] | 2025-04-14 | -0.23826 | 52.525 | 52.5250476976226, -0.238260595968125 | EPN-S0000000H6017 | Fossil fuel
Data not available | [6 empty] | Conrade Energy | (ANM) Gas Works Road |  |  | Lowestoft | Norfolk | NR32 1UZ | England | 655427 | 293509 | Norwich Main | Lowestoft Grid 33kV | Whapload Rd Primary 11kV | 11 | Eastern Power Networks (EPN) | Fossil - Gas | Engine (combustion / reciprocating) |  |  |  | 10.06 | [12 empty] | Yes | Accepted to Connect | [6 empty] | 10.06 | 10.06 | 10.589 |  |  | 2020-06-11 | [7 empty] | 2024-02-14 | 1.1782 | 52.7875 | 52.787547416447, 1.17817468788413 | EPN-S0000000D5023 | Solar PV
Data not available | [6 empty] | Conrad Energy | (ANM) Eagle Business Park |  |  | Yaxley | Cambs | PE7 3GP | England | 519620 | 293366 | Walpole | Peterborough Central 33kV | Farcet Primary 11kV | 11 | Eastern Power Networks (EPN) | Fossil - Gas | Engine (combustion / reciprocating) |  |  |  | 7.2 | [12 empty] | Yes | Accepted to Connect | [6 empty] | 7.2 | 7.2 | 7.579 |  |  | 2020-06-15 | [7 empty] | 2022-10-14 | 1.0505 | 52.5193 | 52.5192759330112, 1.05046223421106 | EPN-S0000000D5084 | Solar PV
Data not available | [6 empty] | Yetigen | (ANM) Beerhouse Farm |  | CAWSTON | NORWICH | NORFOLK | NR10 4HU | England | 614408 | 325843 | Norwich Main | Sall Grid 33kV |  | 33 | Eastern Power Networks (EPN) | Solar | Photovoltaic |  |  |  | 20 | [12 empty] | Yes | Accepted to Connect | [6 empty] | 20 | 20 | 21.053 |  |  | 2020-04-09 | 2030-10-31 | No | To be confirmed |  |  |  |  | 2022-12-14 | 0.12368 | 52.2197 | 52.2196822598551, 0.123680058760846 | EPN-S0000000D4009 | Solar PV
Data not available | [6 empty] | Path Finderce | (ANM) Bunwell Road | Bunwell Road |  | Attleborough | NORFOLK | NR17 2LL | England | 607062 | 295639 | Norwich Main | Trowse Grid 33kV |  | 33 | Eastern Power Networks (EPN) | Solar | Photovoltaic |  |  |  | 18 | Stored Energy (all stored energy irrespective of the original energy source) | Storage - Electrochemical (Batteries) |  |  |  | 18 | [6 empty] | No | Accepted to Connect | [6 empty] | 18 | 18 | 18.947 | 3.6 | 3.789 | 2020-04-02 | 2030-10-31 | No | To be confirmed |  |  |  |  | 2024-07-12 | 0.258 | 51.4735 | 51.4734838626058, 0.257999044113744 |  | Fossil fuel
Data not available | [6 empty] | Regener8 Power Ltd | (ANM) Land on the South East side of Wilsons Road |  |  | Longstanton | Cambs | CB4 2EE | England | 545170 | 260066 | Burwell | Histon Grid 33kV |  | 33 | Eastern Power Networks (EPN) | Solar | Photovoltaic |  |  |  | 20 | Stored Energy (all stored energy irrespective of the original energy source) | Storage - Electrochemical (Batteries) |  |  |  | 20 | [6 empty] | Yes | Accepted to Connect | [6 empty] | 20 | 20 | 21.053 | 10 | 10.526 | 2020-06-16 | 2028-10-31 | [6 empty] | 2022-12-14 | 0.11471 | 51.9375 | 51.937492573221, 0.11470553269062 |  | Solar PV
data not available | [5 empty] | data not available | Clifford Jones Timber Ltd | CLIFFORD JONES TIMBER | Brickfeild Lane | data not available | Ruthin | North Wales | LL15 2TN | Wales | 311584 | 359061 | CONNAHS QUAY / PENTIR / ST ASAPH (CONQ) | HOLYWELL GT1 / RHYL GT1 / ST ASAPH GT2 / ST ASAPH GT4 | LLANFWROG T1 / RUTHIN T1 | 33 | SP Manweb plc | Biofuel - Other | Engine (combustion / reciprocating) | No | 0 | 0 | 1.05 | data not applicable | data not applicable | No | 0 | 0 | 0 | data not applicable | data not applicable | No | 0 | 0 | 0 | data not available | Connected | 1.05 | 1.05 | 1.1053 | data not applicable | data not applicable | data not available | data not applicable | data not applicable | data not applicable | data not applicable | data not applicable | data not available | data not applicable | N | N | data not available | N | data not available | data not available | 44910 | data not available | 171
Data not available | [6 empty] | Mythop Renewables Limited | Crabbs Green Farm |  |  | Stocking Pelham | HERTS | SG9 0JB | England | 545471 | 228666 | Pelham | - |  | 132 | Eastern Power Networks (EPN) | Solar | Photovoltaic |  |  |  | 60 | Stored Energy (all stored energy irrespective of the original energy source) | Storage - Electrochemical (Batteries) |  |  |  | 60 | [6 empty] | No | Accepted to Connect | [6 empty] | 60 | 60 | 63.158 | 50 | 52.632 | 2020-06-17 | 2024-12-01 | [6 empty] | 2023-01-16 | 1.176 | 51.8454 | 51.8454269827025, 1.17597031743504 | EPN-S0000000D3027 | Solar PV
Data not available | [6 empty] | Energy & System Technical Ltd | Hatfield Road |  |  | ST ALBANS | HERTS | AL4 0HE | England | 519523 | 207360 | Elstree | Hatfield Grid 33kV | Hatfield Primary 11kV | 11 | Eastern Power Networks (EPN) | Biofuel biogas from anaerobic digestion (excluding landfill & sewage) | Steam-gas turbine (CCGT) |  |  |  | 4 | [12 empty] | No | Accepted to Connect | [6 empty] | 4 | 4 | 4.211 |  |  | 2020-05-13 | 2024-12-31 | [6 empty] | 2024-07-12 | -0.29124 | 51.9788 | 51.9787755263506, -0.291238143285617 | EPN-S0000000H8165 | Fossil fuel
Data not available | [6 empty] | Low Carbon | (ANM) Thorpe Park Farm |  |  | Thorpe-le-Soken | Essex | CO16 0HN | England | 618859 | 221083 | Bramford | Clacton Grid 33kV |  | 33 | Eastern Power Networks (EPN) | Solar | Photovoltaic |  |  |  | 20 | [12 empty] | Yes | Accepted to Connect | [6 empty] | 20 | 20 | 21.053 |  |  | 2020-04-29 | 2028-12-31 | [6 empty] | 2022-12-14 | -0.24938 | 51.8456 | 51.8456211293364, -0.249378271066678 | EPN-S0000000D8066 | Solar PV
2000000000000 | [5 empty] | 2000000000000 | CLOFORD COMMON FARM LIMITED | HOLWELL PV | HOLWELL PV | DATA NOT AVAILABLE | FROME | SOMERSET | BA11 4PE | ENGLAND | 373029 | 143593 | MELKSHAM GSP | FROME | HOLWELL PV | 33 | SOUTHERN ELECTRIC POWER DISTRIBUTION PLC | BIOFUEL - LANDFILL GAS | DATA NOT AVAILABLE | NO | DATA NOT AVAILABLE | DATA NOT AVAILABLE | 3.553 | DATA NOT AVAILABLE | DATA NOT AVAILABLE | DATA NOT AVAILABLE | DATA NOT AVAILABLE | DATA NOT AVAILABLE | DATA NOT AVAILABLE | DATA NOT AVAILABLE | DATA NOT AVAILABLE | DATA NOT AVAILABLE | DATA NOT AVAILABLE | DATA NOT AVAILABLE | DATA NOT AVAILABLE | NO | CONNECTED | 3.553 | 3.553 | 3.74 | DATA NOT AVAILABLE | DATA NOT AVAILABLE | DATA NOT AVAILABLE | DATA NOT AVAILABLE | DATA NOT AVAILABLE | DATA NOT AVAILABLE | DATA NOT AVAILABLE | DATA NOT AVAILABLE | DATA NOT AVAILABLE | DATA NOT AVAILABLE | N | DATA NOT AVAILABLE | DATA NOT AVAILABLE | DATA NOT AVAILABLE | DATA NOT AVAILABLE | DATA NOT AVAILABLE | 44034
Data not available | [6 empty] | EDF Energy Renewables | Kimpton Solar PV Farm |  | Kimpton | Hitchin | Herts | SG4 8SR | England | 520690 | 217784 | Rye House | Welwyn Grid 33kV |  | 33 | Eastern Power Networks (EPN) | Solar | Photovoltaic |  |  |  | 41 | [12 empty] | No | Accepted to Connect | [6 empty] | 41 | 41 | 43.158 |  |  | 2020-08-25 | 2031-10-31 | [6 empty] | 2023-01-16 | 1.0557 | 52.7562 | 52.7562247468066, 1.05572286351373 |  | Solar PV
Data not available | [6 empty] | Cedar Tech Development | LOWER DUNTON ROAD |  |  | Upminster | Essex | RM14 3TD | England | 566038 | 186760 | Tilbury | Basildon Grid 33kV |  | 33 | Eastern Power Networks (EPN) | Stored Energy (all stored energy irrespective of the original energy source) | Storage - Electrochemical (Batteries) |  |  |  | 28 | [12 empty] | No | Accepted to Connect | [6 empty] | 28 | 28 | 29.474 | 28 | 29.474 | 2020-06-29 | 2024-10-30 | [6 empty] | 2024-07-12 | -0.50149 | 52.1792 | 52.1792497645198, -0.501492503760632 |  | Solar PV
Data not available | [6 empty] | Eclipse Power | DEREHAM ROAD |  |  | Norwich | Norfolk | NR10 4RH | England | 606301 | 322002 | Norwich Main | - |  | 132 | Eastern Power Networks (EPN) | Solar | Photovoltaic |  |  |  | 40 | Stored Energy (all stored energy irrespective of the original energy source) | Storage - Electrochemical (Batteries) |  |  |  | 40 | [6 empty] | Yes | Accepted to Connect | [6 empty] | 40 | 40 | 42.105 | 10 | 10.526 | 2020-06-18 | 2030-10-31 | [6 empty] | 2024-07-12 | 0.50537 | 51.5124 | 51.5123634176671, 0.505372323681761 |  | Biogas
Data not available | [6 empty] | Pathfinder Clean Energy (PACE) | (ANM) Land off Twinwood Road |  |  | BEDFORD | BEDS | MK41 6AB | England | 502559 | 254502 | Eaton Socon | - |  | 132 | Eastern Power Networks (EPN) | Solar | Photovoltaic |  |  |  | 69 | Stored Energy (all stored energy irrespective of the original energy source) | Storage - Electrochemical (Batteries) |  |  |  | 69 | [6 empty] | Yes | Accepted to Connect | [6 empty] | 69 | 69 | 72.632 | 69 | 72.632 | 2020-08-24 | 2028-10-31 | [6 empty] | 2022-12-14 | 1.3914 | 52.1942 | 52.1941590106096, 1.39139961167807 | EPN-S0000000D5073 | Solar PV
Data not available | [6 empty] | Thames Enterprise Park Land Limited | LAND ON THAMES HAVEN ENTE STANFORD-LE-HOPE |  |  | STANFORD-LE-HOPE | Essex | SS17 9GN | England | 573947 | 182246 | Tilbury | - |  | 132 | Eastern Power Networks (EPN) | Waste | Steam-gas turbine (CCGT) |  |  |  | 29 | [12 empty] | No | Accepted to Connect | [6 empty] | 29 | 29 | 30.526 | 40 | 42.105 | 2021-01-08 | 2024-12-31 | [6 empty] | 2024-07-12 | 1.1738 | 51.9297 | 51.9296875888004, 1.1738457575545 | EPN-S0000000D3048 | Solar PV
Data not available | [6 empty] | Low carbon | (ANM) Crabbes Farm |  |  | WOODBRIDGE | SUFFOLK | IP13 9AD | England | 631883 | 260524 | Bramford | Wickham Market Grid 33kV |  | 33 | Eastern Power Networks (EPN) | Solar | Photovoltaic |  |  |  | 35 | [12 empty] | Yes | Accepted to Connect | [6 empty] | 35 | 35 | 36.842 | 0 | 0 | 2020-08-21 | 2028-12-31 | [6 empty] | 2022-12-14 | -0.15472 | 52.0246 | 52.0245878819817, -0.154724915461627 | EPN-S0000000D8014 | Solar PV
Data not available | [6 empty] | FES GROUP | (ANM) Primrose Hall | Primrose Lane |  | Ramsey | ESSEX | C012 5NB | England | 618304 | 230445 | Bramford | Lawford Grid 33kV |  | 33 | Eastern Power Networks (EPN) | Solar | Photovoltaic |  |  |  | 17.6 | [12 empty] | Yes | Accepted to Connect | [6 empty] | 17.6 | 17.6 | 18.526 | 0.1 | 0.105 | 2020-11-10 | 2028-12-31 | [6 empty] | 2020-12-14 | -0.87353 | 51.7628 | 51.762764002809, -0.873526472435437 | EPN-S0000000D8077 | Solar PV
Data not available | [6 empty] | Pathfinder Clean Energy (PACE) | (ANM) ASHWELL ROAD |  |  | BALDOCK | Herts | SG7 5RH | England | 526705 | 237848 | Wymondley | Letchworth Grid 33kV |  | 33 | Eastern Power Networks (EPN) | Solar | Photovoltaic |  |  |  | 40 | Stored Energy (all stored energy irrespective of the original energy source) | Storage - Electrochemical (Batteries) |  |  |  | 40 | [6 empty] | Yes | Accepted to Connect | [6 empty] | 40 | 40 | 42.105 | 8 | 8.421 | 2020-09-11 | 2024-12-31 | [6 empty] | 2024-07-12 | -0.033607 | 52.2182 | 52.2181821354027, -0.0336070838309685 |  | Solar PV
Data not available | [6 empty] | Low Carbon | Kingsey Solar Farm |  |  | Ilmer | BUCKS | HP27 9QX | England | 477839 | 207720 | Amersham | Ilmer Grid 33kV |  | 33 | Eastern Power Networks (EPN) | Solar | Photovoltaic |  |  |  | 30 | [12 empty] | No | Accepted to Connect | [6 empty] | 30 | 30 | 31.579 |  |  | 2020-11-10 | 2024-12-31 | [6 empty] | 2023-08-14 | 0.59388 | 51.6522 | 51.6522380731979, 0.59388401985664 | EPN-S0000000D3038 | Solar PV
Data not available | [6 empty] | Voltalia UK ltd | (ANM) ABBOTSLEY ROAD |  |  | ST. NEOTS | Cambs | PE19 6SZ | England | 534431 | 259596 | Burwell | - |  | 132 | Eastern Power Networks (EPN) | Solar | Photovoltaic |  |  |  | 65 | Stored Energy (all stored energy irrespective of the original energy source) | Storage - Electrochemical (Batteries) |  |  |  | 65 | [6 empty] | Yes | Accepted to Connect | [6 empty] | 65 | 65 | 68.421 | 10.7 | 11.263 | 2020-12-10 | 2028-10-31 | [6 empty] | 2022-12-14 | 0.8667 | 51.6343 | 51.6342535524824, 0.866701611592741 | EPN-S0000000D7125 | Solar PV
Data not available | [6 empty] | Infraland | (ANM) SOUTH WOODHAM FERRERS |  |  | CHELMSFORD | Essex | CM3 8RA | England | 579536 | 198013 | Rayleigh | Maldon Grid 33kV |  | 33 | Eastern Power Networks (EPN) | Solar | Photovoltaic |  |  |  | 20 | [12 empty] | Yes | Accepted to Connect | [6 empty] | 20 | 20 | 21.053 | 0.1 | 0.105 | 2020-12-10 | 2028-12-31 | [6 empty] | 2022-12-14 | 1.1871 | 51.8176 | 51.8175572158889, 1.18714253031971 | EPN-S0000000D3027 | Solar PV
Data not available | [6 empty] | Arvense Limited | (ANM) MARSHES BURNHAM-ON-CROUCH |  |  | BURNHAM-ON-CROUCH | Essex | CM0 8NE | England | 598484 | 196719 | Rayleigh | Fleethall Grid 33kV |  | 33 | Eastern Power Networks (EPN) | Solar | Photovoltaic |  |  |  | 17 | Stored Energy (all stored energy irrespective of the original energy source) | Storage - Electrochemical (Batteries) |  |  |  | 17 | [6 empty] | Yes | Accepted to Connect | [6 empty] | 17 | 17 | 17.895 | 5 | 5.263 | 2020-12-23 | 2028-12-31 | [6 empty] | 2024-01-15 | 1.1276 | 52.361 | 52.3609553350665, 1.12757518192946 | EPN-S0000000D1014 | Solar PV
Data not available | [6 empty] | Road Night Taylor | (ANM) Land at Sladburys Farm |  |  | Clacton on Sea | Essex | CO15 4SS | England | 619764 | 218018 | Bramford | Clacton Grid 33kV |  | 33 | Eastern Power Networks (EPN) | Solar | Photovoltaic |  |  |  | 21.85 | [12 empty] | Yes | Accepted to Connect | [6 empty] | 21.85 | 21.85 | 23 | 0.15 | 0.158 | 2020-12-18 | 2028-12-31 | [6 empty] | 2022-12-14 | 0.52521 | 51.6911 | 51.6911473673182, 0.525205235758616 | EPN-S0000000D3057 | Solar PV
Data not available | [6 empty] | Aura Power | (ANM) Old Bury Road | 3 FAIRWAYS | STUSTON | DISS | Suffolk | IP21 4AB | England | 613055 | 278259 | Bramford | Diss Grid 33kV |  | 33 | Eastern Power Networks (EPN) | Solar | Photovoltaic |  |  |  | 30 | [12 empty] | Yes | Accepted to Connect | [6 empty] | 30 | 30 | 31.579 | 0.8 | 0.842 | 2020-10-30 | 2028-12-31 | [6 empty] | 2022-12-14 | 0.60455 | 51.9052 | 51.9051605863798, 0.604553402934216 | EPN-S0000000D3015 | Solar PV
Data not available | [6 empty] | FES Support Services | (ANM) CHELMSFORD | Southend Road |  | CHELMSFORD | Essex | CM2 7TD | England | 574636 | 202173 | Rayleigh | Chelmsford East Grid 33kV |  | 33 | Eastern Power Networks (EPN) | Solar | Photovoltaic |  |  |  | 41.8 | [12 empty] | Yes | Accepted to Connect | [6 empty] | 41.8 | 41.8 | 44 | 0.1 | 0.105 | 2021-02-10 | 2028-12-31 | [6 empty] | 2023-10-13 | 0.56877 | 52.5472 | 52.5472275089894, 0.568768195290609 | EPN-S0000000H6075 | Solar PV
Data not available | [6 empty] | GEMEC Limited | Kentishes Farm |  | Stisted | BRAINTREE | Essex | CM77 8BX | England | 579269 | 226163 | Braintree | Braintree Local 33kV |  | 33 | Eastern Power Networks (EPN) | Solar | Photovoltaic |  |  |  | 6.52 | [12 empty] | No | Connected | 6.52 | 6.52 | 6.863 | 0 | 0 | 2020-10-22 | [13 empty] | 2021-06-14 | -0.61907 | 51.9333 | 51.933299494041, -0.619067588975365 | EPN-S0000000D8086 | Solar PV
Data not available | [6 empty] | Infraland | (ANM) Thetford Road |  |  | Northwold | SUFFOLK | IP26 5LQ | England | 574276 | 297475 | Walpole | Swaffham Grid 33kV | Northwold Primary 11kV | 11 | Eastern Power Networks (EPN) | Solar | Photovoltaic |  |  |  | 7.5 | Stored Energy (all stored energy irrespective of the original energy source) | Storage - Electrochemical (Batteries) |  |  |  | 7.5 | [6 empty] | Yes | Accepted to Connect | [6 empty] | 7.5 | 7.5 | 7.895 | 4.18 | 4.4 | 2020-12-18 | [7 empty] | 2023-02-14 | 1.0412 | 51.9198 | 51.9197999684778, 1.04120795532949 | EPN-S0000000D3048 | Solar PV
Data not available | [6 empty] | Chilterns Renewables Ltd | (ANM) Grounds Farm |  | Hockliffe | Leighton Buzzard | BEDS | LU7 9NL | England | 495040 | 226988 | Sundon | Sundon 33kV |  | 33 | Eastern Power Networks (EPN) | Solar | Photovoltaic |  |  |  | 20 | [12 empty] | Yes | Accepted to Connect | [6 empty] | 20 | 20 | 21.053 | 0.05 | 0.053 | 2021-02-05 | [7 empty] | 2023-10-13 | -0.24473 | 51.7374 | 51.7373780782282, -0.244729926003447 | EPN-S0000000H8075 | Storage
Data not available | [6 empty] | Road Night Taylor | (ANM) Land at Lawford | New Hall |  | Manningtree | Essex | CO11 2QA | England | 609233 | 228956 | Bramford | Lawford Grid 33kV |  | 33 | Eastern Power Networks (EPN) | Solar | Photovoltaic |  |  |  | 20 | [12 empty] | Yes | Accepted to Connect | [6 empty] | 20 | 20 | 21.053 | 0.15 | 0.158 | 2020-12-14 | 2028-12-31 | [6 empty] | 2022-12-14 | 1.4763 | 52.3749 | 52.3749277329819, 1.47634308537548 | EPN-S0000000D5053 | Solar PV
Data not available | [6 empty] | AMP PLC | (ANM) Hatfield Grid | Dellsome Lane |  | Colney Heath | Herts | AL4 0QT | England | 521300 | 205754 | Elstree | Hatfield Grid 33kV | Hatfield Primary 11kV | 11 | Eastern Power Networks (EPN) | Stored Energy (all stored energy irrespective of the original energy source) | Storage - Electrochemical (Batteries) |  |  |  | 5.058 | [12 empty] | Yes | Accepted to Connect | [6 empty] | 5.058 | 5.058 | 5.324 | 5.058 | 5.324 | 2021-03-18 | 2024-12-31 | [6 empty] | 2024-07-12 | -0.26385 | 52.2809 | 52.280867256974, -0.263852597768007 | EPN-S0000000D4055 | Solar PV
Data not available | [6 empty] | Pathfinders Clean Energy | (ANM) Land to the North of Greys Lane |  |  | Ipswich | SUFFOLK | IP19 0RJ | England | 636721 | 280897 | Bramford | Halesworth Grid 33kV |  | 33 | Eastern Power Networks (EPN) | Solar | Photovoltaic |  |  |  | 27 | Stored Energy (all stored energy irrespective of the original energy source) | Storage - Electrochemical (Batteries) |  |  |  | 27 | [6 empty] | Yes | Accepted to Connect | [6 empty] | 27 | 27 | 28.421 | 10 | 10.53 | 2021-04-30 | 2028-12-31 | [6 empty] | 2022-12-14 | 0.74783 | 52.6979 | 52.6979466013824, 0.747829806013232 | EPN-S0000000D6042 | Solar PV
Data not available | [6 empty] | Narec Distributed Energy Ltd | (ANM) Vicarage Lane |  |  | Diddington | Cambs | PE19 5YN | England | 518536 | 266166 | Eaton Socon | Little Barford 33kV |  | 33 | Eastern Power Networks (EPN) | Solar | Photovoltaic |  |  |  | 18 | [12 empty] | Yes | Accepted to Connect | [6 empty] | 18 | 18 | 18.947 | 0 | 0 | 2021-02-09 | 2028-10-31 | [6 empty] | 2021-03-12 | -0.2245 | 52.407 | 52.4069869250907, -0.224503202652893 | EPN-S0000000D4068 | Solar PV
Data not available | [6 empty] | Low Carbon | (ANM) Muntjac Solar Farm |  |  | Kings Lynn | Norfolk | PE32 2LW | England | 585776 | 314683 | Walpole | Swaffham Grid 33kV |  | 33 | Eastern Power Networks (EPN) | Solar | Photovoltaic |  |  |  | 50 | Stored Energy (all stored energy irrespective of the original energy source) | Storage - Electrochemical (Batteries) |  |  |  | 50 | [6 empty] | Yes | Accepted to Connect | [6 empty] | 50 | 50 | 52.632 | 10 | 10.526 | 2021-03-26 | [7 empty] | 2023-02-14 | 1.0665 | 52.0733 | 52.0733336367921, 1.06648075059652 |  | Storage
Data not available | [6 empty] | Infraland | (ANM) Land North of Station Road | Woodwalton |  | Huntingdon | Cambs | PE28 5YL | England | 520876 | 280258 | Eaton Socon | Huntingdon Grid 33kV |  | 33 | Eastern Power Networks (EPN) | Solar | Photovoltaic |  |  |  | 18.8 | Stored Energy (all stored energy irrespective of the original energy source) | Storage - Electrochemical (Batteries) | [10 empty] | Yes | Accepted to Connect | [6 empty] | 18.8 | 18.8 | 19.789 | 4.3 | 4.526 | 2021-04-23 | 2032-10-31 | [6 empty] | 2024-11-14 | 1.2855 | 52.0366 | 52.0366472212778, 1.28554877903517 | EPN-S0000000G1005 | Solar PV
Data not available | [6 empty] | Certus Utility Consulting Limted | (ANM - N/A) Bullen Lane (Phase 2) |  |  | Ipswich | SUFFOLK | IP8 4JL | England | 610250 | 246100 | Bramford | - |  | 132 | Eastern Power Networks (EPN) | Stored Energy (all stored energy irrespective of the original energy source) | Storage - Electrochemical (Batteries) |  |  |  | 49.99 | [12 empty] | Yes | Accepted to Connect | [6 empty] | 49.99 | 49.99 | 52.621 | 49.99 | 52.621 | 2021-04-29 | 2028-12-31 | [6 empty] | 2024-11-14 | 1.3115 | 52.9048 | 52.9047709503631, 1.31147438566132 | EPN-S0000000G5010 | Storage
Data not available | [6 empty] | Innova Renewable | (ANM - N/A) Bucklesham |  |  | Loughton | ESSEX | IP10 1PW | England | 625444 | 242678 | Bramford | Felixstowe Grid 33kV |  | 33 | Eastern Power Networks (EPN) | Solar | Photovoltaic |  |  |  | 22.5 | [12 empty] | Yes | Accepted to Connect | [6 empty] | 22.5 | 22.5 | 23.684 | 0.2 | 0.211 | 2021-03-15 | 2028-12-31 | [6 empty] | 2023-10-13 | -0.47353 | 52.1749 | 52.1749081899992, -0.47353027174331 | EPN-S0000000H4051 | Solar PV
Data not available | [6 empty] | Intelligent Alternatives | Crossdale Street |  |  | Cromer | NORFOLK | NR27 9LB | England | 622793 | 339283 | NORWICH MAIN | SALL GRID 132/33kV | NORTH NORFOLK SOLAR FARM 33kV | 33 | Eastern Power Networks (EPN) | Stored Energy (all stored energy irrespective of the original energy source) | Storage - Electrochemical (Batteries) |  |  |  | 5 | [12 empty] | No | Accepted to Connect | [6 empty] | 5 | 5 | 5.263 | 4.9 | 5.158 | 2021-06-01 | [7 empty] | 2025-01-15 | -0.20676 | 52.5778 | 52.5777653384213, -0.206763294480742 |  | Biogas
Data not available | [6 empty] | EcoDev Group | (ANM - N/A) Crown Hills | Clapham |  | BEDFORD | BEDS | MK41 6ET | England | 504481 | 254059 | Sundon | Austin Canons Grid 33kV | Manton Ln Primary 11kV | 11 | Eastern Power Networks (EPN) | Solar | Photovoltaic |  |  |  | 4 | [12 empty] | Yes | Accepted to Connect | [6 empty] | 4 | 4 | 4.211 | 0.1 | 0.105 | 2021-08-08 | [7 empty] | 2022-12-14 | -0.094187 | 51.6148 | 51.6148323359281, -0.0941869173579106 | EPN-S0000000F7030 | Fossil fuel
Data not available | [6 empty] | KNM ECO Innovations | Peterborough Energy Park | Storeys Bar Road |  | Peterborough | Cambs | PE1 5YS | England | 521611 | 299282 | Walpole | - |  | 132 | Eastern Power Networks (EPN) | Biomass | Steam-gas turbine (CCGT) |  |  |  | 52 | [12 empty] | No | Accepted to Connect | [6 empty] | 52 | 52 | 54.737 | 2 | 2.105 | 2010-02-18 | [7 empty] | 2023-02-14 | 0.80091 | 52.7959 | 52.7959259170383, 0.800913405059951 |  | Solar PV
1460002173984 | [5 empty] | 1460002174853 | Clp envirogas | Walleys quarry landfill site | Walleys Quarry Landfill | Silverdale, Newcastle Under Lyme | data not available | data not available | ST5 6HD | United Kingdom | 383621 | 346702 | Cellarhead 132Kv | Newcastle 132Kv S Stn | Newcastle 132/11Kv | 11 | National Grid Electricity Distribution (West Midlands) Plc | Biofuel - Landfill gas | Gas turbine (OCGT) | No | data not available | data not available | 2 | data not applicable | data not applicable | data not applicable | data not available | data not available | data not applicable | data not applicable | data not applicable | data not applicable | data not available | data not available | data not applicable | data not available | Connected | 2 | 1.9 | 2 | 0.0475 | 0.05 | 41061 | data not applicable | data not applicable | data not applicable | data not applicable | data not applicable | data not applicable | data not applicable | data not available | data not available | data not available | data not available | data not available | data not available | 45750
Data not available | [6 empty] | Raynham Farm Company Ltd | Land at Raynham Estate, Hall Farm |  |  | Fakenham | Norfolk | NR21 7EE | England | 588938 | 325717 | Walpole | - |  | 132 | Eastern Power Networks (EPN) | Solar | Photovoltaic |  |  |  | 90 | Stored Energy (all stored energy irrespective of the original energy source) | Storage - Electrochemical (Batteries) |  |  |  | 90 | [6 empty] | No | Accepted to Connect | [6 empty] | 90 | 90 | 94.737 | 10 | 10.526 | 2021-08-23 | [7 empty] | 2024-07-12 | 0.8325 | 52.3582 | 52.3581584523652, 0.832503622579833 |  | Solar PV
Data not available | [6 empty] | Low Carbon | (ANM) Poppy Solar Farm | Gt Bromley Road |  | Ardleigh | Essex | CO7 7SN | England | 605860 | 227181 | Bramford | - |  | 132 | Eastern Power Networks (EPN) | Solar | Photovoltaic |  |  |  | 35 | Stored Energy (all stored energy irrespective of the original energy source) | Storage - Electrochemical (Batteries) |  |  |  | 35 | [6 empty] | Yes | Accepted to Connect | [6 empty] | 35 | 35 | 36.842 | 20 | 21.053 | 2021-06-07 | 2031-10-31 | [6 empty] | 2022-12-14 | -0.93326 | 51.8531 | 51.8531087557857, -0.933255133462572 | EPN-S0000000H8022 | Solar PV
Data not available | [6 empty] | Boom Power Limited | (ANM) Firsfield Farm aka Euston Estate |  |  | Theftford | Norfolk | IP24 2QP | England | 592980 | 277120 | Bramford | - |  | 132 | Eastern Power Networks (EPN) | Solar | Photovoltaic |  |  |  | 46.99 | [12 empty] | Yes | Accepted to Connect | [6 empty] | 46.99 | 46.99 | 49.463 | 1 | 1.053 | 2021-09-03 | 2031-10-31 | [6 empty] | 2022-12-14 | 0.24909 | 51.9329 | 51.9329238741946, 0.249093077953018 |  | Solar PV
Data not available | [6 empty] | CX Group | (ANM)A41 |  |  | Waddesdon | Herts | HP18 0JR | England | 473570 | 217706 | Sundon | Aylesbury East Grid 33kV | Waddesdon Primary 11kV | 33 | Eastern Power Networks (EPN) | Solar | Photovoltaic |  |  |  | 12 | Wind | Onshore wind turbines | [10 empty] | Yes | Accepted to Connect | [6 empty] | 12 | 12 | 12.632 | 0 | 0 | 2021-06-30 | 2031-10-31 | [6 empty] | 2023-01-16 | 0.22115 | 52.7221 | 52.7220618802939, 0.221146392794279 |  | Storage
Data not available | [6 empty] | Apatura Energy | (ANM)LAND NEAR HENHAM |  |  | Bishops Stortford | Herts | CM22 6AT | England | 554724 | 228435 | Pelham | - |  | 132 | Eastern Power Networks (EPN) | Solar | Photovoltaic |  |  |  | 40 | [12 empty] | Yes | Accepted to Connect | [6 empty] | 40 | 40 | 42.105 | 0.25 | 0.263 | 2021-08-20 | 2032-10-31 | [6 empty] | 2023-02-14 | 0.15461 | 52.2345 | 52.2344706589717, 0.154613795389596 | EPN-S0000000H4078 | Fossil fuel
Data not available | [6 empty] | Peters Energy Storage Facility | (ANM)Walnut Road | Walpole St Peter |  | Wisbech | Cambs | PE14 7PF | England | 550109 | 316137 | Walpole | - |  | 132 | Eastern Power Networks (EPN) | Stored Energy (all stored energy irrespective of the original energy source) | Storage - Electrochemical (Batteries) |  |  |  | 49.9 | [12 empty] | Yes | Accepted to Connect | [6 empty] | 49.9 | 49.9 | 52.526 | 49.9 | 52.526 | 2021-10-29 | [7 empty] | 2023-02-14 | 1.2903 | 52.5665 | 52.5664580386872, 1.29026414462992 |  | Storage
1300054432110 | [5 empty] | data not available | CLP Envirogas Limited | Cilgwyn Energy Ltd | Carmel | Pen-e-groes | Caernarfon | North Wales | LL54 7SF | Wales | 249883 | 353879 | TRAWSFYNYDD | FOUR CROSSES GT2 / MAENTWROG GT1 / MAENTWROG GT2 | CARMEL T1 | 33 | SP Manweb plc | Biofuel - Landfill gas | Engine (combustion / reciprocating) | No | 0 | 0 | 1 | data not applicable | data not applicable | No | 0 | 0 | 0 | data not applicable | data not applicable | No | 0 | 0 | 0 | data not available | Connected | 1 | 1 | 1.0526 | data not applicable | data not applicable | 40723 | data not applicable | data not applicable | data not applicable | data not applicable | data not applicable | data not available | data not applicable | N | N | data not available | N | data not available | data not available | 44088 | data not available | 214
Data not available | [6 empty] | FPC Electric Land Limtied | (ANM - N/A) LAND AT WOOD FARM |  | Dunston | Norwich | Norfolk | NR14 8QD | England | 623088 | 301600 | Norwich Main | - |  | 132 | Eastern Power Networks (EPN) | Stored Energy (all stored energy irrespective of the original energy source) | Storage - Electrochemical (Batteries) |  |  |  | 100 | [12 empty] | Yes | Accepted to Connect | [6 empty] | 100 | 100 | 105.263 | 100 | 105.263 | 2021-10-21 | [7 empty] | 2024-07-12 | 1.3146 | 52.6145 | 52.6144528418215, 1.31459466422497 |  | Storage
Data not available | [6 empty] | Elgin Energy | (ANM - N/A) Long Lane |  |  | Gamlingay | Cambs | SG19 3BP | England | 525530 | 253211 | Eaton Socon | Little Barford 33kV |  | 33 | Eastern Power Networks (EPN) | Solar | Photovoltaic |  |  |  | 25 | Stored Energy (all stored energy irrespective of the original energy source) | Storage - Electrochemical (Batteries) |  |  |  | 25 | [6 empty] | Yes | Accepted to Connect | [6 empty] | 25 | 25 | 26.316 | 25 | 26.316 | 2021-11-11 | 2032-10-31 | [6 empty] | 2021-12-14 | 0.46724 | 51.6096 | 51.6096427632117, 0.467235614131598 | EPN-S0000000D7114 | Solar PV
Data not available | [6 empty] | Serruys Property Company Ltd | (ANM - N/A) THE OLD PUMPHOUSE |  |  | Norwich | Norfolk | NR14 8SZ | England | 624491 | 307012 | Norwich Main | - |  | 132 | Eastern Power Networks (EPN) | Stored Energy (all stored energy irrespective of the original energy source) | Storage - Electrochemical (Batteries) |  |  |  | 150 | [12 empty] | Yes | Accepted to Connect | [6 empty] | 150 | 150 | 157.895 | 150 | 157.895 | 2021-11-09 | 2031-10-31 | [6 empty] | 2024-01-15 | 0.51238 | 51.513 | 51.5129958273969, 0.512383098169052 | EPN-S0000000D7027 | Fossil fuel
Data not available | [6 empty] | Crays Hall Solar Ltd | (ANM) Crays Hall Farm | Crays Hill |  | Basildon | Essex | CM11 2UN | England | 570936 | 192973 | Warley | Shenfield Grid 33kV |  | 33 | Eastern Power Networks (EPN) | Solar | Photovoltaic |  |  |  | 29.915 | [12 empty] | Yes | Accepted to Connect | [6 empty] | 29.915 | 29.915 | 31.489 | 0 | 0 | 2021-11-16 | 2025-06-30 | [6 empty] | 2024-09-13 | -0.4731 | 52.101 | 52.1010394271694, -0.473104141562963 | EPN-S0000000H4040 | Solar PV
Data not available | [6 empty] | Eclipse Power | (ANM) SS17 9LL The Manorway | The Manor Way | Corringham | STANFORD-LE-HOPE | Essex | SS17 9LL | England | 574431 | 182333 | Tilbury | Coryton Grid 33kV |  | 33 | Eastern Power Networks (EPN) | Fossil - Gas | Engine (combustion / reciprocating) |  |  |  | 20 | Stored Energy (all stored energy irrespective of the original energy source) | Storage - Electrochemical (Batteries) |  |  |  | 20 | [6 empty] | Yes | Accepted to Connect | [6 empty] | 20 | 20 | 21.053 | 0 | 0 | 2021-09-28 | 2024-11-30 | [6 empty] | 2024-01-15 | -0.36283 | 52.337 | 52.3370280896757, -0.362830572549317 |  | Solar PV
Data not available | [6 empty] | Anesco Ltd | (ANM - N/A) Wilstead Road |  |  | BEDFORD | Beds | MK42 9YU | England | 504683 | 245844 | Sundon | Austin Canons Grid 33kV | Harrowden Primary 11kV | 11 | Eastern Power Networks (EPN) | Solar | Photovoltaic |  |  |  | 3.48 | [12 empty] | Yes | Accepted to Connect | [6 empty] | 3.48 | 3.48 | 3.663 | 0 | 0 | 2021-08-04 | [7 empty] | 2024-10-14 | -0.27481 | 52.14 | 52.1400250801838, -0.274814850733722 | EPN-S0000000D4055 | Solar PV
Data not available | [6 empty] | eSmart Networks | (ANM) Land at Rookery Farm | The Lane | Stow Longa | Huntingdon | Cambs | PE28 0TP | England | 511643 | 272255 | Eaton Socon | - |  | 132 | Eastern Power Networks (EPN) | Solar | Photovoltaic |  |  |  | 49.99 | Stored Energy (all stored energy irrespective of the original energy source) | Storage - Electrical |  |  |  | 49.9 | [6 empty] | Yes | Accepted to Connect | [6 empty] | 49.99 | 49.99 | 52.621 | 40 | 42.105 | 2021-11-02 | 2032-10-31 | [6 empty] | 2022-12-14 | 1.7349 | 52.5856 | 52.5855622714058, 1.73487489470599 |  | Storage
Data not available | [6 empty] | Renewable Connections | (ANM - N/A) Lowfield Farm | Brickhill Road |  | Sandy | Cambs | SG19 2DQ | England | 518161 | 250484 | Eaton Socon | Little Barford 33kV |  | 33 | Eastern Power Networks (EPN) | Solar | Photovoltaic |  |  |  | 21 | [12 empty] | Yes | Accepted to Connect | [6 empty] | 21 | 21 | 22.105 | 0 | 0 | 2021-11-16 | 2032-10-31 | [6 empty] | 2024-01-15 | 0.26828 | 51.5578 | 51.5578288442219, 0.26827745372683 |  | Storage
Data not available | [6 empty] | BAT-NR30 Ltd | (ANM) Admiralty Road |  |  | Great Yarmouth | Norfolk | NR30 3QR | England | 653100 | 305192 | Norwich Main | - |  | 132 | Eastern Power Networks (EPN) | Stored Energy (all stored energy irrespective of the original energy source) | Storage - Electrochemical (Batteries) |  |  |  | 49.9 | [12 empty] | Yes | Accepted to Connect | [6 empty] | 49.9 | 49.9 | 52.526 | 49.9 | 52.526 | 2021-12-28 | 2032-10-31 | [6 empty] | 2024-07-12 | 0.20878 | 52.7291 | 52.729117330174, 0.208782549023494 |  | Storage
Data not available | [6 empty] | Bluestone Energy | Lebanon Farm | Lower Dunton Road | Bulphan | Upminster | Essex | RM14 3JD | England | 557340 | 186765 | Tilbury | - |  | 132 | Eastern Power Networks (EPN) | Stored Energy (all stored energy irrespective of the original energy source) | Storage - Electrochemical (Batteries) |  |  |  | 40 | [12 empty] | No | Accepted to Connect | [6 empty] | 40 | 40 | 42.105 | 40 | 42.105 | 2021-10-14 | 2030-10-30 | [6 empty] | 2024-01-15 | 1.5117 | 52.4419 | 52.4418622567811, 1.51165536440098 | EPN-S0000000D5089 | Solar PV
Data not available | [6 empty] | Abbey Developments Cambs Limited | WALPOLE BANK EAST |  |  | WISBECH | Cambs | PE14 7HW | England | 549250 | 316896 | Walpole | - |  | 132 | Eastern Power Networks (EPN) | Stored Energy (all stored energy irrespective of the original energy source) | Storage - Electrochemical (Batteries) |  |  |  | 99.9 | [12 empty] | No | Accepted to Connect | [6 empty] | 99.9 | 99.9 | 105.158 | 99.9 | 105.158 | 2021-10-25 | [7 empty] | 2024-01-15 | -0.87983 | 51.7508 | 51.7508476409819, -0.879834776566569 | EPN-S0000000D8077 | Solar PV
Data not available | [6 empty] | RES Group | (ANM) Land at Grange Farm | Little Common | Ringsfield | Beccles | Suffolk | NR34 8NY | England | 638762 | 288455 | Bramford | Ilketshall Grid 33kV |  | 33 | Eastern Power Networks (EPN) | Solar | Photovoltaic |  |  |  | 40 | [12 empty] | Yes | Accepted to Connect | [6 empty] | 40 | 40 | 42.105 |  |  | 2021-12-23 | 2031-10-31 | [6 empty] | 2022-12-14 | 1.079 | 51.9991 | 51.9990772328327, 1.07903086529582 |  | Solar PV
Data not available | [6 empty] | Low Carbon | (ANM) Kingsey Solar Farm |  |  | Ilmer | Bucks | HP27 9QX | England | 477424 | 206388 | Amersham | Ilmer Grid 33kV |  | 33 | Eastern Power Networks (EPN) | Solar | Photovoltaic |  |  |  | 7 | [12 empty] | Yes | Accepted to Connect | [6 empty] | 7 | 7 | 7.368 | 0.1 | 0.105 | 2022-02-23 | 2024-12-31 | [6 empty] | 2024-01-15 | 1.3114 | 51.9673 | 51.9673133586061, 1.31142862556793 | EPN-S0000000G1005 | Solar PV
Data not available | [6 empty] | Green Switch Capital Limited | (ANM)Land off Potash Lane |  |  | Ipswich | Suffolk | IP9 2BZ | England | 611460 | 237880 | Bramford | - |  | 132 | Eastern Power Networks (EPN) | Solar | Photovoltaic |  |  |  | 39.5 | [12 empty] | Yes | Accepted to Connect | [6 empty] | 39.5 | 39.5 | 41.579 | 0.1 | 0.105 | 2022-02-28 | 2031-10-31 | [6 empty] | 2022-12-14 | -0.1837 | 51.7998 | 51.7997999857141, -0.18369951953978 |  | Solar PV
Data not available | [6 empty] | Locogen Consulting Ltd | Land at Trimley |  |  | Flexistowe | SUFFOLK | IP11 0UD | England | 627570 | 235050 | Bramford | Felixstowe Grid 33kV |  | 33 | Eastern Power Networks (EPN) | Solar | Photovoltaic |  |  |  | 15 | [12 empty] | No | Accepted to Connect | [6 empty] | 15 | 15 | 15.789 | 0.015 | 0.016 | 2022-07-03 | 2034-10-31 | [6 empty] | 2022-12-14 | 0.23711 | 51.5047 | 51.5046945120166, 0.237105301830114 | EPN-S0000000D7049 | Solar PV
Data not available | [6 empty] | Arup | 20 Black Fan Road |  |  | Welwyn Garden City | Herts | AL7 1QA | England | 525341 | 212799 | Rye House | - |  | 11 | Eastern Power Networks (EPN) | Solar | Photovoltaic |  |  |  | 24 | Fossil - Gas | Engine (combustion / reciprocating) | Yes | [9 empty] | No | Accepted to Connect | [6 empty] | 24 | 24 | 25.263 |  |  | 2022-08-17 | 2034-10-31 | [6 empty] | 2024-07-12 | -0.52343 | 52.0697 | 52.0697343713268, -0.523428027365012 | EPN-S0000000D4022 | Solar PV
Data not available | [6 empty] | Infinis Limited | (ANM) Sandy Lane |  |  | South Ockendon | Essex | RM15 4XP | England | 555360 | 180790 | Warley | Purfleet Grid 33kV |  | 33 | Eastern Power Networks (EPN) | Solar | Photovoltaic |  |  |  | 15 | [12 empty] | Yes | Accepted to Connect | [6 empty] | 15 | 15 | 15.789 | 0 | 0 | 2022-08-05 | 2036-10-31 | [6 empty] | 2024-07-12 | -0.66532 | 51.6678 | 51.6678082515027, -0.665315096555784 |  | Storage
Data not available | [6 empty] | INFINIS | (ANM-N/A) Green Lane |  |  | Stewartby | Bucks | MK43 9LY | England | 501307 | 242291 | Sundon | Marston Rd Grid 33kV |  | 33 | Eastern Power Networks (EPN) | Solar | Photovoltaic |  |  |  | 7.25 | [12 empty] | Yes | Accepted to Connect | [6 empty] | 7.25 | 7.25 | 7.632 | 0.2 | 0.211 | 2022-08-12 | 2031-10-31 | [6 empty] | 2024-01-15 | -0.38416 | 51.7348 | 51.7348190384231, -0.38416180773149 |  | Solar PV
Data not available | [6 empty] | Sandbrook Capital Ltd | (ANM - N/A) Land North of Mop End Farm |  |  | Amersham | Bucks | HP7 0QR | England | 492401 | 197402 | Amersham | - |  | 132 | Eastern Power Networks (EPN) | Stored Energy (all stored energy irrespective of the original energy source) | Storage - Electrochemical (Batteries) |  |  |  | 200 | [12 empty] | Yes | Accepted to Connect | [6 empty] | 200 | 200 | 210.526 | 200 | 210.526 | 2022-08-22 | 2025-12-31 | [6 empty] | 2024-07-12 | 1.0847 | 51.8314 | 51.8314177717511, 1.08466062354663 | EPN-S0000000D3027 | Solar PV
Data not available | [6 empty] | EXAGEN | Lye Green Solar Farm |  |  | ST ALBANS | Herts | AL2 3NN | England | 511679 | 205247 | Elstree | - |  | 132 | Eastern Power Networks (EPN) | Solar | Photovoltaic |  |  |  | 50 | [12 empty] | No | Accepted to Connect | [6 empty] | 50 | 50 | 52.632 | 0.5 | 0.526 | 2022-10-03 | 2033-10-31 | [6 empty] | 2024-07-12 | -0.57661 | 52.0673 | 52.0673405759613, -0.576611429302284 | EPN-S0000000H4052 | Biogas
Data not available | [6 empty] | Sky UK Development Ltd | (ANM) Osyth Heath Solar Farm | Frowick Lane | Osyth Heath | ST OSYTH | Essex | CO16 8HJ | England | 612637 | 219255 | Bramford | Clacton Grid 33kV |  | 33 | Eastern Power Networks (EPN) | Solar | Photovoltaic |  |  |  | 20 | [12 empty] | Yes | Accepted to Connect | [6 empty] | 20 | 20 | 21.053 | 0.8 | 0.842 | 2022-10-03 | 2034-10-31 | [6 empty] | 2023-10-13 | 0.17571 | 52.2917 | 52.2916858574405, 0.175705258805216 | EPN-S0000000H4020 | Biogas
1800053653880 | [5 empty] | data not applicable | CLP Envirogas Limited | Garlaff Landfill | Skares Road | data not available | Cumnock | East Ayrshire | KA18 2RB | Scotland | 254300 | 617500 | Coylton | data not applicable | data not available | 33 | SP Distribution Ltd | Biofuel - Landfill gas | Steam-gas turbine (CCGT) | No | data not available | data not available | 5 | data not applicable | data not applicable | No | 0 | 0 | 0 | data not applicable | data not applicable | No | 0 | 0 | 0 | No | Connected | 5 | 5 | 5.2632 | 0 | 0 | 38187 | data not applicable | data not applicable | data not applicable | data not applicable | data not applicable | data not available | data not available | N | N | data not available | N | data not available | data not available | 44026 | data not available | 348
1800053802415 | [5 empty] | data not applicable | CLP Envirogas Limited | Cathkin Landfill | Cathkin Landfill Gas Power Generation | Cairnmuir Road | East Kilbride | South Lanarkshire | G73 4PY | Scotland | 262500 | 657500 | East Kilbride South | data not applicable | COMMON FM (11kV) | 11 | SP Distribution Ltd | Biofuel - Landfill gas | Steam-gas turbine (CCGT) | No | 0 | 0 | 4.2 | data not applicable | data not applicable | No | 0 | 0 | 0 | data not applicable | data not applicable | No | 0 | 0 | 0 | No | Connected | 4.2 | 4.2 | 4.4211 | 0 | 0 | 38701 | data not applicable | data not applicable | data not applicable | data not applicable | data not applicable | data not available | data not available | N | N | data not available | N | data not available | data not available | 44088 | data not available | 198
Data not available | [6 empty] | Tilbury Green Power Limited | Port of Tilbury |  |  | Tilbury | Essex | RM18 7NU | England | 562270 | 177210 | Tilbury | - |  | 132 | Eastern Power Networks (EPN) | Biomass | Steam turbine (thermal power plant) |  |  |  | 3 | [12 empty] | No | Accepted to Connect | [6 empty] | 3 | 3 | 3.158 | 0 | 0 | 2023-11-02 | [7 empty] | 2023-12-14 | 1.1283 | 52.4914 | 52.4913506147685, 1.12829478361157 |  | Storage
Data not available | [6 empty] | QC Whepstead Ltd | (ANM) Poulters Lane |  | Horringer | Bury St Edmunds | SUFFOLK | IP29 5SW | England | 582480 | 260849 | Bramford | Bury Grid 33kV |  | 33 | Eastern Power Networks (EPN) | Solar | Photovoltaic |  |  |  | 40 | [12 empty] | Yes | Accepted to Connect | [6 empty] | 40 | 40 | 42.105 | 0.25 | 0.263 | 2023-04-11 | 2034-10-31 | [6 empty] | 2024-01-15 | 0.30935 | 51.5567 | 51.5567036769945, 0.309351882183376 |  | Storage
Data not available | [6 empty] | Green Switch Capital Ltd | (ANM) F.H Easton Farm | Bunwell |  | Norwich | Norfolk | NR16 1SN | England | 612476 | 292760 | Norwich Main | - |  | 132 | Eastern Power Networks (EPN) | Stored Energy (all stored energy irrespective of the original energy source) | Storage - Electrochemical (Batteries) |  |  |  | 49.9 | Solar | Photovoltaic | [10 empty] | Yes | Accepted to Connect | [6 empty] | 49.9 | 49.9 | 52.526 | 24 | 25.263 | 2023-03-03 | 2034-10-31 | [6 empty] | 2024-11-14 | 1.511 | 52.4441 | 52.4440958319924, 1.5109500183334 |  | Storage
Data not available | [6 empty] | Bluestone Energy Ltd | St Mary's Lane |  |  | Upminster | Essex | RM14 3PH | England | 560191 | 186729 | Warley | - |  | 132 | Eastern Power Networks (EPN) | Stored Energy (all stored energy irrespective of the original energy source) | Storage - Electrochemical (Batteries) |  |  |  | 240 | [12 empty] | No | Accepted to Connect | [6 empty] | 240 | 240 | 252.632 | 240 | 252.632 | 2023-03-13 | [7 empty] | 2024-01-15 | 1.4799 | 52.3458 | 52.3457519897958, 1.47994081596967 | EPN-S0000000D5053 | Solar PV
Data not available | [6 empty] | Energy and System Technical Ltd | (ANM) Clarkes Lane | Ship Meadow |  | Beccles | SUFFOLK | NR34 8HW | England | 638702 | 288701 | Norwich Main | - |  | 132 | Eastern Power Networks (EPN) | Stored Energy (all stored energy irrespective of the original energy source) | Storage - Electrochemical (Batteries) |  |  |  | 49.9 | [12 empty] | Yes | Accepted to Connect | [6 empty] | 49.9 | 49.9 | 52.526 | 49.9 | 52.526 | 2023-05-22 | 2034-10-31 | [6 empty] | 2024-07-12 | 0.3127 | 52.2452 | 52.245245163025, 0.312700988285628 | EPN-S0000000D4033 | Solar PV
Data not available | [6 empty] | Sky UK Development Ltd | (ANM) Chediston Hall | Chediston |  | Halesworth | Suffolk | IP19 0AW | England | 637122 | 277665 | Bramford | Halesworth Grid 33kV |  | 33 | Eastern Power Networks (EPN) | Solar | Photovoltaic |  |  |  | 40 | [12 empty] | Yes | Accepted to Connect | [6 empty] | 40 | 40 | 42.105 | 0.8 | 0.842 | 2023-04-21 | 2034-10-31 | [6 empty] | 2024-01-15 | 0.3879 | 51.9756 | 51.9756468208593, 0.387902655262291 |  | Solar PV
Data not available | [6 empty] | Low Carbon UK Solar Investment Co Ltd | (ANM) Enterline Solar Farm | Heath Road |  | Cambridge | Cambs | CB25 0LA | England | 557990 | 263304 | Burwell | Burwell Local Grid 33kV |  | 33 | Eastern Power Networks (EPN) | Solar | Photovoltaic |  |  |  | 30 | [12 empty] | Yes | Accepted to Connect | [6 empty] | 30 | 30 | 31.579 | 0.15 | 0.158 | 2023-04-21 | 2034-10-31 | [6 empty] | 2024-01-15 | 1.2051 | 52.5493 | 52.5493351043001, 1.20506446014974 |  | Storage
Data not available | [6 empty] | BSR Applications Ltd | (ANM) Land at Tewes Farm |  |  | Uttlesford | ESSEX | CB10 2QG | England | 564110 | 233490 | Pelham | - |  | 132 | Eastern Power Networks (EPN) | Solar | Photovoltaic |  |  |  | 50 | [12 empty] | Yes | Accepted to Connect | [6 empty] | 50 | 50 | 52.632 | 0.5 | 0.526 | 2023-05-26 | 2034-10-31 | [6 empty] | 2023-07-14 | 1.3226 | 52.0036 | 52.0035506205255, 1.32263016812732 | EPN-S0000000G1005 | Solar PV
Data not available | [6 empty] | Green Switch Capital | (ANM) Wymondham Road Farm | Cranes Road |  | Norwich | Norfolk | NR14 8ET | England | 617400 | 299436 | Norwich Main | - |  | 132 | Eastern Power Networks (EPN) | Stored Energy (all stored energy irrespective of the original energy source) | Storage - Electrochemical (Batteries) |  |  |  | 228 | [12 empty] | Yes | Accepted to Connect | [6 empty] | 228 | 228 | 240 | 228 | 240 | 2023-06-16 | [7 empty] | 2024-01-15 | -0.54147 | 52.0705 | 52.0704624796848, -0.541466651929274 | EPN-S0000000D4022 | Solar PV
Data not available | [6 empty] | BNRG Langmead Ltd | (ANM) Land at Felixstowe, Trimley St Martin | Back Lane | Kirton | Ipswich | Suffolk | IP10 0PW | England | 628155 | 239114 | Bramford | Felixstowe Grid 33kV |  | 33 | Eastern Power Networks (EPN) | Solar | Photovoltaic |  |  |  | 40 | [12 empty] | Yes | Accepted to Connect | [6 empty] | 40 | 40 | 42.105 | 0.3 | 0.316 | 2023-07-27 | 2034-10-31 | [6 empty] | 2024-01-15 | 0.5739 | 51.5864 | 51.5863968892309, 0.573903998860804 |  | Storage
Data not available | [6 empty] | Aura Power Solar UK Ltd | (ANM) North Side Bedford Road | Marston Moretaine |  | BEDFORD | Beds | MK43 0LE | England | 500069 | 242347 | Sundon | Marston Rd Grid 33kV |  | 33 | Eastern Power Networks (EPN) | Solar | Photovoltaic |  |  |  | 49.9 | [12 empty] | Yes | Accepted to Connect | [6 empty] | 49.9 | 49.9 | 52.526 | 1 | 1.053 | 2023-08-08 | 2034-10-31 | [6 empty] | 2024-07-12 | 0.78523 | 51.8143 | 51.8143425194192, 0.785227338376011 |  | Solar PV
Data not available | [6 empty] | Timir BESS Ltd | (ANM - N/A) Great Wheatley Road |  |  | Rayleigh | ESSEX | SS6 9TU | England | 578412 | 190643 | Rayleigh | - |  | 132 | Eastern Power Networks (EPN) | Stored Energy (all stored energy irrespective of the original energy source) | Storage - Electrochemical (Batteries) |  |  |  | 80 | [12 empty] | Yes | Accepted to Connect | [6 empty] | 80 | 80 | 84.211 | 80 | 84.211 | 2023-06-22 | 2032-10-31 | [6 empty] | 2023-10-13 | 1.0042 | 51.9149 | 51.9149040175589, 1.00424213777113 | EPN-S0000000D3048 | Storage
Data not available | [6 empty] | BSR Applications Ltd | Rockinghams Farm | Layer Marney |  | Colchester | ESSEX | CO5 9UL | England | 592082 | 216525 | Braintree | - |  | 132 | Eastern Power Networks (EPN) | Solar | Photovoltaic |  |  |  | 99.9 | Wind | Onshore wind turbines |  |  |  |  | Stored Energy (all stored energy irrespective of the original energy source) | Storage - Electrochemical (Batteries) |  |  |  |  | No | Accepted to Connect | [6 empty] | 99.9 | 99.9 | 105.158 | 99.9 | 105.158 | 2023-09-19 | 2032-10-31 | [6 empty] | 2024-07-12 | 0.05962 | 51.772 | 51.772013155867, 0.0596204111800788 | EPN-S0000000D7148 | Storage
Data not available | [6 empty] | Sky UK Development Ltd | (ANM) Morrow Lane | Station Road |  | Colchester | ESSEX | CO7 7RT | England | 606714 | 228306 | Bramford | Lawford Grid 33kV |  | 33 | Eastern Power Networks (EPN) | Stored Energy (all stored energy irrespective of the original energy source) | Storage - Electrochemical (Batteries) |  |  |  | 30 | [12 empty] | Yes | Accepted to Connect | [6 empty] | 30 | 30 | 31.579 | 10 | 10.526 | 2023-09-27 | 2034-10-31 | [6 empty] | 2024-04-15 | -0.19794 | 52.0127 | 52.0127043986233, -0.197939007134523 |  | Storage
Data not available | [6 empty] | Elawan Energy | (ANM) Land Nth of Roydon Road | Roydon Road |  | Harlow | ESSEX | CM19 5DU | England | 542205 | 210155 | Rye House | Harlow West Grid 33kV |  | 33 | Eastern Power Networks (EPN) | Stored Energy (all stored energy irrespective of the original energy source) | Storage - Electrochemical (Batteries) |  |  |  | 50 | [12 empty] | Yes | Accepted to Connect | [6 empty] | 50 | 50 | 52.632 | 50 | 52.632 | 2023-11-07 | 2034-10-31 | [6 empty] | 2024-07-12 | 1.2052 | 52.7781 | 52.7780872948244, 1.20520340586625 | EPN-S0000000D5023 | Solar PV
Data not available | [6 empty] | Balance Power Projects Ltd | (ANM - N/A) Radwell Bury Farm East |  |  | Baldock | Herts | SG7 5ES | England | 523773 | 236452 | Wymondley | - |  | 132 | Eastern Power Networks (EPN) | Stored Energy (all stored energy irrespective of the original energy source) | Storage - Electrochemical (Batteries) |  |  |  | 49.95 | [12 empty] | Yes | Accepted to Connect | [6 empty] | 49.95 | 49.95 | 52.579 | 49.95 | 52.579 | 2023-08-04 | 2034-10-31 | [6 empty] | 2024-07-12 | 0.11235 | 51.7067 | 51.7066729468386, 0.112346697267784 | EPN-S0000000D7064 | Solar PV
Data not available | [6 empty] | Exagen Group Ltd | (ANM) Adj Aylsham Road |  | Cawston | Norwich | Norfolk | NR10 4HR | England | 616277 | 324872 | Norwich Main | Sall Grid 33kV |  | 33 | Eastern Power Networks (EPN) | Solar | Photovoltaic |  |  |  | 25 | Stored Energy (all stored energy irrespective of the original energy source) | Storage - Electrochemical (Batteries) |  |  |  | 25 | [6 empty] | Yes | Accepted to Connect | [6 empty] | 25 | 25 | 26.316 | 25 | 26.316 | 2023-08-17 | 2034-10-31 | [6 empty] | 2024-01-15 | 0.64644 | 52.061 | 52.061028122759, 0.646441537086451 | EPN-S0000000D1011 | Solar PV
Data not available | [6 empty] | Low Carbon UK Solar Investment Company Limited | (ANM) Epping Solar Farm | Lindsey Street |  | Epping | ESSEX | CM16 6RD | England | 546053 | 202993 | Rye House | Epping Grid 33kV |  | 33 | Eastern Power Networks (EPN) | Solar | Photovoltaic |  |  |  | 35 | [12 empty] | Yes | Accepted to Connect | [6 empty] | 35 | 35 | 36.842 | 0.1 | 0.105 | 2023-11-06 | 2034-10-31 | [6 empty] | 2024-07-12 | 0.73852 | 51.5952 | 51.595161672948, 0.738522107649843 | EPN-S0000000D7125 | Solar PV
Data not available | [6 empty] | Elawan Energy S.L. | (ANM) Bradfields Farm | Foxearth |  | Sudbury | SUFFOLK | CO10 7DJ | England | 581519 | 243599 | Pelham | Belchamp Grid 33kV |  | 33 | Eastern Power Networks (EPN) | Solar | Photovoltaic |  |  |  | 25 | Stored Energy (all stored energy irrespective of the original energy source) | Storage - Electrochemical (Batteries) |  |  |  | 25 | [6 empty] | Yes | Accepted to Connect | [6 empty] | 25 | 25 | 26.316 | 5 | 5.263 | 2023-10-17 | 2034-10-31 | [6 empty] | 2024-07-12 | 0.55002 | 52.4551 | 52.4551299511138, 0.550022791990233 | EPN-S0000000G1034 | Solar PV
Data not available | [6 empty] | BSR Applications Limited | (ANM) Rectory Road |  |  | Hockley | Essex | SS5 4LL | England | 589778 | 192032 | Rayleigh | Fleethall Grid 33kV |  | 33 | Eastern Power Networks (EPN) | Solar | Photovoltaic |  |  |  | 30 | Stored Energy (all stored energy irrespective of the original energy source) | Storage - Electrochemical (Batteries) |  |  |  | 30 | Wind | Onshore wind turbines |  |  |  |  | Yes | Accepted to Connect | [6 empty] | 30 | 30 | 31.579 | 10.5 | 11.053 | 2023-11-15 | 2034-10-31 | [6 empty] | 2024-01-15 | 1.5233 | 52.425 | 52.4250110839952, 1.52329140706089 | EPN-S0000000D5089 | Solar PV
Data not available | [6 empty] | OPD Energy | (ANM) Brandon Fields Farm | Hockwood |  | Thetford | Norfolk | IP26 4NF | England | 573367 | 287188 | Bramford | Thetford Grid 33kV | Brandon Primary 11kV | 33 | Eastern Power Networks (EPN) | Solar | Photovoltaic |  |  |  | 19.7 | Stored Energy (all stored energy irrespective of the original energy source) | Storage - Electrochemical (Batteries) |  |  |  | 19.7 | [6 empty] | Yes | Accepted to Connect | [6 empty] | 19.75 | 19.75 | 20.789 | 9.87 | 10.389 | 2023-11-17 | 2034-10-31 | [6 empty] | 2024-01-15 | 0.83659 | 52.1918 | 52.1918330905517, 0.836590514789978 |  | Solar PV
Data not available | [6 empty] | OPD Energy | (ANM) Redisham Hall Farm | School Road | Ringsfield | Beccles | Suffolk | NR34 8NY | England | 639644 | 286620 | Bramford | Ilketshall Grid 33kV |  | 33 | Eastern Power Networks (EPN) | Solar | Photovoltaic |  |  |  | 29.63 | [12 empty] | Yes | Accepted to Connect | [6 empty] | 29.63 | 29.63 | 31.189 | 19.75 | 20.789 | 2023-12-08 | 2034-10-31 | [6 empty] | 2024-04-15 | 0.11102 | 51.7075 | 51.7074521285231, 0.111022421311816 |  | Solar PV
Data not available | [6 empty] | OPDE UK Ltd | (ANM) Bradfield St. George |  |  | Bury St Edmunds | SUFFOLK | IP30 0AH | England | 593983 | 258636 | Bramford | - |  | 132 | Eastern Power Networks (EPN) | Solar | Photovoltaic |  |  |  | 29.63 | [12 empty] | Yes | Accepted to Connect | [6 empty] | 29.63 | 29.63 | 31.189 | 0.6 | 0.632 | 2023-09-19 | 2034-10-31 | [6 empty] | 2024-04-15 | 1.3544 | 52.3057 | 52.305685449972, 1.35435068780329 |  | Solar PV
Data not available | [6 empty] | BSR Applications Limited | (ANM) Shaftesbury Farm | Lindsey Street |  | Epping | Essex | CM16 6RE | England | 545959 | 203077 | Rye House | - |  | 132 | Eastern Power Networks (EPN) | Solar | Photovoltaic |  |  |  | 99.99 | Stored Energy (all stored energy irrespective of the original energy source) | Storage - Electrochemical (Batteries) |  |  |  | 99.9 | Wind | Onshore wind turbines |  |  |  |  | Yes | Accepted to Connect | [6 empty] | 99.99 | 99.99 | 105.253 | 99.99 | 105.253 | 2023-12-07 | 2033-10-31 | [6 empty] | 2024-07-12 | 1.2964 | 52.5898 | 52.5897710574436, 1.29635326912732 |  | Solar PV
Data not available | [6 empty] | Blake Clough Consulting | (ANM) Ivy House Farm | Cake Street |  | WOODBRIDGE | Suffolk | IP13 8EW | England | 628777 | 272806 | Bramford | - |  | 132 | Eastern Power Networks (EPN) | Solar | Photovoltaic |  |  |  | 50 | Stored Energy (all stored energy irrespective of the original energy source) | Storage - Electrochemical (Batteries) |  |  |  | 50 | [6 empty] | Yes | Accepted to Connect | [6 empty] | 50 | 50 | 52.632 | 50 | 52.632 | 2023-12-05 | 2034-10-31 | [6 empty] | 2024-04-15 | -0.24773 | 51.933 | 51.9329614604243, -0.247726594671035 |  | Storage
Data not available | [6 empty] | BSR Applications Limited | (ANM) Land at Markshall Farm | Markshall Lane |  | Norwich | Norfolk | NR14 8QP | England | 623382 | 304211 | Norwich Main | - |  | 132 | Eastern Power Networks (EPN) | Solar | Photovoltaic |  |  |  | 228 | Stored Energy (all stored energy irrespective of the original energy source) | Storage - Electrochemical (Batteries) |  |  |  | 228 | Wind | Onshore wind turbines |  |  |  |  | Yes | Accepted to Connect | [6 empty] | 228 | 228 | 240 | 228 | 240 | 2023-12-06 | [7 empty] | 2024-01-15 | 1.1153 | 52.395 | 52.3949598579431, 1.11532339972564 |  | Solar PV
Data not available | [6 empty] | AGR Renewables Limited | (ANM - N/A) Land South of Stevenage Road |  |  | Wymondley | Herts | SG4 7JJ | England | 520570 | 227500 | Wymondley | - |  | 132 | Eastern Power Networks (EPN) | Stored Energy (all stored energy irrespective of the original energy source) | Storage - Electrochemical (Batteries) |  |  |  | 80 | [12 empty] | Yes | Accepted to Connect | [6 empty] | 80 | 80 | 84.211 | 80 | 84.211 | 2023-10-30 | 2034-10-31 | [6 empty] | 2024-07-12 | 1.0506 | 52.6876 | 52.6876491018633, 1.05064845822189 | EPN-S0000000D5023 | Solar PV
Data not available | [6 empty] | Peel L&P | (ANM) Chestnut Tree Farm | The Heywood |  | Diss | Suffolk | IP22 5SZ | England | 612058 | 282004 | Bramford | - |  | 132 | Eastern Power Networks (EPN) | Solar | Photovoltaic |  |  |  | 79.99 | Stored Energy (all stored energy irrespective of the original energy source) | Storage - Electrochemical (Batteries) |  |  |  | 79.99 | [6 empty] | Yes | Accepted to Connect | [6 empty] | 79.99 | 79.99 | 84.2 | 30 | 31.579 | 2023-11-22 | 2034-10-31 | [6 empty] | 2024-04-15 | 1.4189 | 52.4168 | 52.4167649516869, 1.41886949532154 | EPN-S0000000D5053 | Solar PV
Data not available | [6 empty] | Greentech Projects Holding UK Limited | (ANM) Dereham Farm | Hall Lane |  | DEREHAM | Norfolk | NR20 3DN | England | 606282 | 314362 | Norwich Main | Sall Grid 33kV |  | 33 | Eastern Power Networks (EPN) | Solar | Photovoltaic |  |  |  | 39.99 | [12 empty] | Yes | Accepted to Connect | [6 empty] | 39.99 | 39.99 | 42.095 | 0.8 | 0.842 | 2024-02-23 | 2034-10-31 | [6 empty] | 2024-07-12 | -0.20697 | 52.0766 | 52.0766022788699, -0.20696807088475 |  | Solar PV
Data not available | [6 empty] | PACE PSR Renewable Energy Hold | (ANM) South East of Flixton | Abbey Road |  | Flixton | SUFFOLK | NR35 1NJ | England | 632590 | 285362 | Bramford | Halesworth Grid 33kV |  | 33 | Eastern Power Networks (EPN) | Solar | Photovoltaic |  |  |  | 27 | Stored Energy (all stored energy irrespective of the original energy source) | Storage - Electrochemical (Batteries) |  |  |  | 27 | [6 empty] | Yes | Accepted to Connect | [6 empty] | 27 | 27 | 28.421 | 10 | 10.526 | 2024-01-26 | 2034-10-31 | [6 empty] | 2024-04-15 | 1.0248 | 52.0519 | 52.0519286143882, 1.02475110250144 |  | Storage
Data not available | [6 empty] | Aton Energy | Land at Dunton | Millow |  | Biggleswade | Herts | SG18 8RH | England | 522978 | 243543 | Biggleswade | Biggleswade East Grid 33 |  | 132 | Eastern Power Networks (EPN) | Solar | Photovoltaic |  |  |  | 49.999 | [12 empty] | No | Accepted to Connect | [6 empty] | 49.999 | 49.999 | 52.631 | 0 | 0 | 2024-01-25 | 2034-10-31 | [6 empty] | 2024-07-12 | 0.21507 | 52.7199 | 52.7199456889535, 0.215071340155636 |  | Solar PV
Data not available | [6 empty] | BSR Applications Ltd | (ANM) College Farm |  |  | Ipswich | SUFFOLK | IP8 3NT | England | 607490 | 243600 | Bramford | - |  | 132 | Eastern Power Networks (EPN) | Stored Energy (all stored energy irrespective of the original energy source) | Storage - Electrochemical (Batteries) |  |  |  | 100 | [12 empty] | Yes | Accepted to Connect | [6 empty] | 100 | 100 | 105.263 | 100 | 105.263 | 2024-02-27 | [7 empty] | 2024-03-14 | 0.10541 | 51.8744 | 51.8743985226083, 0.105409575985594 | EPN-S0000000D7059 | Storage
Data not available | [6 empty] | BSR Applications Ltd | (ANM) Walpole St. Peter |  |  | WISBECH | Cambs | PE14 7HU | England | 549706 | 315889 | Walpole | - |  | 132 | Eastern Power Networks (EPN) | Solar | Photovoltaic |  |  |  | 129 | Stored Energy (all stored energy irrespective of the original energy source) | Storage - Electrochemical (Batteries) |  |  |  | 129 | [6 empty] | Yes | Accepted to Connect | [6 empty] | 129 | 129 | 135.789 | 129 | 135.789 | 2024-01-25 | [7 empty] | 2024-03-14 | 1.1477 | 52.7728 | 52.7728024582699, 1.14769434465802 | EPN-S0000000C5023 | Solar PV
Data not available | [6 empty] | FRV TH Powertek Limited | (ANM) Little Hadham | Millfield Lane | Bury Green | Little Hadham | Herts | SG11 2ED | England | 545035 | 221631 | Pelham | BISHOPS STORTFORD GRID 132/33kV |  | 132 | Eastern Power Networks (EPN) | Stored Energy (all stored energy irrespective of the original energy source) | Storage - Electrochemical (Batteries) |  |  |  | 49.99 | [12 empty] | Yes | Accepted to Connect | [6 empty] | 49.99 | 49.99 | 52.621 | 49.99 | 52.621 | 2024-04-11 | [7 empty] | 2024-05-15 | -0.48006 | 51.9366 | 51.9365861674393, -0.480060555994008 |  | Storage
Data not available | [6 empty] | Island Green Power UK | (ANM) Cawston Road | Commonside | Cawston | Broadland | Norfolk | NR10 4EP | England | 612425 | 324113 | Norwich Main | SALL GRID 132kV |  | 132 | Eastern Power Networks (EPN) | Solar | Photovoltaic |  |  |  | 49.99 | Stored Energy (all stored energy irrespective of the original energy source) | Storage - Electrochemical (Batteries) | [10 empty] | Yes | Accepted to Connect | [6 empty] | 49.99 | 49.99 | 52.621 | 49.99 | 52.621 | 2024-03-27 | [7 empty] | 2024-07-12 | -0.16718 | 52.5564 | 52.556426006524, -0.167184720017782 | EPN-S0000000G6005 | Storage
Data not available | [6 empty] | Ylem Energy | Hillcrest Church Road |  | Sundon | Luton | Beds | LU3 3PB | England | 504589 | 227544 | Sundon | - |  | 132 | Eastern Power Networks (EPN) | Stored Energy (all stored energy irrespective of the original energy source) | Storage - Electrochemical (Batteries) |  |  |  | 50 | [12 empty] | No | Accepted to Connect | [6 empty] | 50 | 50 | 52.632 | 50.5 | 53.158 | 2024-01-18 | 2034-10-31 | [6 empty] | 2024-07-12 | 0.3325 | 51.5414 | 51.5413711111965, 0.33250132373177 |  | Storage
Data not available | [6 empty] | Leading Initiatives Limited | (ANM) Land at Kings Dyke | Kings Dyke | Whittlesey | Peterborough | Cambs | PE7 2FG | England | 524353 | 296976 | Walpole | PETERBOROUGH CENTRAL 132/33kV | FUNTHAMS LN PRIMARY 33kV | 33 | Eastern Power Networks (EPN) | Stored Energy (all stored energy irrespective of the original energy source) | Storage - Electrochemical (Batteries) |  |  |  | 15 | [12 empty] | Yes | Accepted to Connect | [6 empty] | 15 | 15 | 15.789 | 15 | 15.789 | 2024-04-09 | [7 empty] | 2024-07-12 | 0.0082518 | 52.0734 | 52.0734100607704, 0.0082517754554543 | EPN-S0000000D4071 | Solar PV
Data not available | [6 empty] | BSR Energy | (ANM - N/A) Land at Fen Farm |  |  |  |  | RM14 3RH | England | 561850 | 185075 | Warley | - |  | 132 | Eastern Power Networks (EPN) | Stored Energy (all stored energy irrespective of the original energy source) | Storage - Electrochemical (Batteries) |  |  |  | 99.9 | [12 empty] | Yes | Accepted to Connect | [6 empty] | 99.9 | 99.9 | 105.158 | 99.9 | 105.158 | 2024-02-28 | 2036-10-31 | [6 empty] | 2024-03-14 | 0.32666 | 52.2903 | 52.2903450249477, 0.326663885148464 |  | Solar PV
Data not available | [6 empty] | Quintas Cleantech | (ANM) London Way |  |  | Melbourn | Cambs | SG8 6DJ | England | 537736 | 243574 | Pelham | MELBOURN GRID 132/33kV |  | 33 | Eastern Power Networks (EPN) | Solar | Photovoltaic |  |  |  | 25 | Stored Energy (all stored energy irrespective of the original energy source) | Storage - Electrochemical (Batteries) |  |  |  | 25 | [6 empty] | Yes | Accepted to Connect | [6 empty] | 25 | 25 | 26.316 | 25 | 26.316 | 2024-04-24 | [7 empty] | 2024-05-15 | 0.86361 | 52.2743 | 52.2743484239554, 0.863614801054428 | EPN-S0000000D1018 | Solar PV
Data not available | [6 empty] | BSR Applications Ltd | (ANM - N/A) Land at Len Fen Drove |  |  | Burwell | Cambs | CB25 0BJ | England | 558782 | 268350 | Burwell | - |  | 132 | Eastern Power Networks (EPN) | Solar | Photovoltaic |  |  |  | 239.9 | Stored Energy (all stored energy irrespective of the original energy source) | Storage - Electrochemical (Batteries) |  |  |  | 239.9 | [6 empty] | Yes | Accepted to Connect | [6 empty] | 239.9 | 239.9 | 252.526 | 239.9 | 252.526 | 2024-04-29 | [7 empty] | 2024-06-14 | -0.026288 | 51.9873 | 51.9873472851662, -0.0262875406897017 |  | Solar PV
Data not available | [6 empty] | PACE | (ANM) North and South Bull Rd | Bull Road |  | Stowlangtoff | Suffolk | IP31 3JW | England | 595467 | 267884 | Bramford | STOWMARKET GRID 132/33kV |  | 33 | Eastern Power Networks (EPN) | Solar | Photovoltaic |  |  |  | 20 | Stored Energy (all stored energy irrespective of the original energy source) |  |  |  |  | 49.99 | [6 empty] | Yes | Accepted to Connect | [6 empty] | 20 | 20 | 21.053 | 10 | 10.526 | 2024-04-23 | [7 empty] | 2024-05-15 | 0.11438 | 51.9415 | 51.9414909026397, 0.114384361229791 |  | Storage
Data not available | [6 empty] | Elgin Energy Esco | (ANM) Land at Buckland Est |  | Buckland | Buntingford | Herts | SG9 0PS | England | 535629 | 233938 | Wymondley | - |  | 132 | Eastern Power Networks (EPN) | Solar | Photovoltaic |  |  |  | 49.99 | Stored Energy (all stored energy irrespective of the original energy source) | Storage - Electrochemical (Batteries) |  |  |  | 50.51 | [6 empty] | Yes | Accepted to Connect | [6 empty] | 49.99 | 49.99 | 52.621 | 49.99 | 52.621 | 2024-05-08 | [7 empty] | 2024-06-14 | 0.55795 | 51.6005 | 51.6004966818751, 0.557949645463097 |  | Storage
Data not available | [6 empty] | GRENERGY RENEWABLES UK LIMITED | (ANM - N/A) Dellows |  | Stocking Pelham | Buntingford | Herts | SG9 0JA | England | 545436 | 229110 | Pelham | - |  | 132 | Eastern Power Networks (EPN) | Stored Energy (all stored energy irrespective of the original energy source) | Storage - Electrochemical (Batteries) |  |  |  | 90 | [12 empty] | Yes | Accepted to Connect | [6 empty] | 90 | 90 | 94.737 | 90 | 94.737 | 2024-04-30 | 2034-10-31 | [6 empty] | 2024-07-12 | 0.49809 | 52.7123 | 52.7123226545489, 0.498092276315044 | EPN-S0000000D6007 | Solar PV
Data not available | [6 empty] | Renewable Connections Developments Ltd | (ANM) Dollymans Farm | Doublegate Lane | Rawreth | Rochford | Essex | SS11 8UD | England | 577252 | 192172 | Rayleigh | - |  | 132 | Eastern Power Networks (EPN) | Stored Energy (all stored energy irrespective of the original energy source) | Storage - Electrochemical (Batteries) |  |  |  | 50 | [12 empty] | Yes | Accepted to Connect | [6 empty] | 50 | 50 | 52.632 | 50 | 52.632 | 2024-04-18 | [7 empty] | 2024-05-15 | 1.6237 | 52.4231 | 52.423133861738, 1.62368665881606 | EPN-S0000000G5018 | Solar PV
Data not available | [6 empty] | DNO Consulting Ltd | (G-ANM) Manor Farm | East Winch |  | Kings Lynn | Norfolk | PE32 1NH | England | 568848 | 315667 | Walpole | KINGS LYNN SOUTH GRID 132/33kV |  | 33 | Eastern Power Networks (EPN) | Solar | Photovoltaic |  |  |  | 30 | [12 empty] | Yes | Accepted to Connect | [6 empty] | 30 | 30 | 31.579 | 0.1 | 0.105 | 2024-07-09 | [7 empty] | 2024-08-14 | 1.5615 | 52.5039 | 52.5039414112047, 1.56154637333361 | EPN-S0000000C5089 | Solar PV
Data not available | [6 empty] | Stark Energy Limited | (ANM) Sotterley |  |  | Beccles | Suffolk | NR34 7UH | England | 646478 | 286749 | Bramford | ILKETSHALL GRID 132/33kV | HENSTEAD PRIMARY 33/11kV | 33 | Eastern Power Networks (EPN) | Solar | Photovoltaic |  |  |  | 20 | [12 empty] | Yes | Accepted to Connect | [6 empty] | 20 | 20 | 21.053 | 0.16 | 0.168 | 2024-07-23 | [7 empty] | 2024-08-14 | 0.3127 | 52.2452 | 52.245245163025, 0.312700988285628 | EPN-S0000000D4033 | Solar PV
Data not available | [6 empty] | JBM Solar Limited | (ANM) Pound Lane | Maypole Green |  | Beccles | Norfolk | NR34 0EY | England | 641811 | 295523 | NORWICH MAIN 132kV | ILKETSHALL GRID 132kV |  | 132 | Eastern Power Networks (EPN) | Solar | Photovoltaic |  |  |  | 49.99 | Stored Energy (all stored energy irrespective of the original energy source) | Storage - Electrochemical (Batteries) | [10 empty] | Yes | Accepted to Connect | [6 empty] | 49.99 | 49.99 | 52.621 | 49.99 | 52.621 | 2024-07-25 | [7 empty] | 2024-09-13 | 0.30937 | 51.5567 | 51.5567213613956, 0.309367204858997 |  | Storage
Data not available | [6 empty] | Low Carbon UK Solar Investment Company Ltd | (ANM) Burwell (Enterline) Solar Farm | Swaffham Prior |  | Cambridge | Cambs | CB25 0LA | England | 557990 | 263304 | Burwell | BURWELL LOCAL GRID 132/33kV |  | 33 | Eastern Power Networks (EPN) | Solar | Photovoltaic |  |  |  | 10 | Stored Energy (all stored energy irrespective of the original energy source) | Storage - Electrochemical (Batteries) | [10 empty] | Yes | Accepted to Connect | [6 empty] | 10 | 10 | 10.526 | 10 | 10.526 | 2024-07-08 | [7 empty] | 2024-08-14 | 0.19825 | 52.2566 | 52.2566132974655, 0.198252932456092 |  | Solar PV
Data not available | [6 empty] | Bluestone Energy Ltd | Land at St Mary's Lane |  |  | Upminster | ESSEX | RM14 3PH | England | 560192 | 186731 | WARLEY GRID 132KV | - |  | 132 | Eastern Power Networks (EPN) | Stored Energy (all stored energy irrespective of the original energy source) | Storage - Electrochemical (Batteries) |  |  |  | 240 | [12 empty] | No | Accepted to Connect | [6 empty] | 240 | 240 | 252.632 | 240 | 252.632 | 2024-11-04 | [7 empty] | 2024-12-13 | 1.3611 | 52.1615 | 52.1614976110808, 1.36105306607961 | EPN-S0000000D5073 | Solar PV
Data not available | [6 empty] | Renewable Connections Developments Ltd | (ANM) Riverside Farm | Clayhithe Road | Horningsea | Cambridge | Cambs | CB25 9JB | England | 550139 | 264325 | BURWELL MAIN GRID 132kV | - |  | 132 | Eastern Power Networks (EPN) | Solar | Photovoltaic |  |  |  | 49.9 | Stored Energy (all stored energy irrespective of the original energy source) | Storage - Electrochemical (Batteries) | [10 empty] | Yes | Accepted to Connect | [6 empty] | 49.9 | 49.9 | 52.526 | 49.9 | 52.526 | 2024-09-26 | [7 empty] | 2024-11-14 | 0.19793 | 52.7213 | 52.7212627639248, 0.19793104176641 |  | Storage
Data not available | [6 empty] | Grupotec Renewables Ltd | (ANM) Land South Of Easton Lane, Glevering Estate |  |  | Woodbridge | SUFFOLK | IP13 0EX | England | 629978 | 256796 | BRAMFORD GRID 132kV | WICKHAM MARKET GRID 132/33kV |  | 33 | Eastern Power Networks (EPN) | Solar | Photovoltaic |  |  |  | 20 | [12 empty] | Yes | Accepted to Connect | [6 empty] | 20 | 20 | 21.053 | 0 | 0 | 2024-11-22 | [7 empty] | 2024-12-13 | 0.53998 | 51.5884 | 51.5884493584819, 0.539976702222413 |  | Storage
Data not available | [6 empty] | Newton Energy Ltd | (ANM) Walpole Bank | Walpole St. Andrew |  | Wisbech | Cambs | PE14 7JD | England | 548544 | 316000 | WALPOLE GIS 132KV | - |  | 132 | Eastern Power Networks (EPN) | Stored Energy (all stored energy irrespective of the original energy source) | Storage - Electrochemical (Batteries) |  |  |  | 99.99 | [12 empty] | Yes | Accepted to Connect | [6 empty] | 99.9 | 99.9 | 105.158 | 99.9 | 105.158 | 2024-11-05 | [7 empty] | 2024-12-13 | 0.74372 | 52.7643 | 52.7642702934283, 0.743718746536677 | EPN-S0000000D6042 | Solar PV
Data not available | [6 empty] | Renewable Energy Systems Limited | (G)(ANM) Arterial Road | Harrow Road |  | Benfleet | Essex | SS12 9JG | England | 576054 | 190789 | RAYLEIGH MAIN 132KV | - |  | 132 | Eastern Power Networks (EPN) | Stored Energy (all stored energy irrespective of the original energy source) | Storage - Electrochemical (Batteries) |  |  |  | 150 | [12 empty] | Yes | Accepted to Connect | [6 empty] | 150 | 150 | 157.895 | 150 | 157.895 | 2024-10-21 | [7 empty] | 2024-11-14 | 1.5013 | 52.3429 | 52.3429152161874, 1.50134947908034 | EPN-S0000000H5032 | Solar PV
Data not available | [6 empty] | Ikaros Solar Projects | (G) (ANM) Breckland District | School Lane | Weasenham | Kings Lynn | Norfolk | PE32 2FX | England | 585217 | 322048 | WALPOLE GIS 132KV | SWAFFHAM GRID 132/33kV |  | 33 | Eastern Power Networks (EPN) | Solar | Photovoltaic |  |  |  | 37.45 | [12 empty] | Yes | Accepted to Connect | [6 empty] | 37.45 | 37.45 | 39.421 | 0.1 | 0.105 | 2024-09-12 | [7 empty] | 2024-11-14 | -0.23833 | 52.5253 | 52.5252734350353, -0.238325268279517 | EPN-S0000000H6017 | Solar PV
Data not available | [6 empty] | Conrad Energy Limited | Sparrowhawk Road |  |  | Halesworth | SUFFOLK | IP19 8RX | England | 638595 | 277420 | BRAMFORD GRID 132kV | HALESWORTH GRID 132/33kV | HALESWORTH PRIMARY 33/11kV | 11 | Eastern Power Networks (EPN) | Solar | Photovoltaic |  |  |  | 7.2 | [12 empty] | No | Accepted to Connect | [6 empty] | 7.2 | 7.2 | 7.579 | 0 | 0 | 2025-02-21 | [7 empty] | 2025-03-14 | 0.093484 | 51.7217 | 51.7216594505351, 0.0934844020770363 | EPN-S0000000D7148 | Storage
Data not available | [6 empty] | Conrad Energy Limited | Eagle Business Park |  |  | Yaxley | Cambs | PE7 3GP | England | 519615 | 293391 | WALPOLE GIS 132KV | PETERBOROUGH CENTRAL 132/33kV | FARCET PRIMARY 33/11kV | 11 | Eastern Power Networks (EPN) | Solar | Photovoltaic |  |  |  | 7.2 | [12 empty] | No | Accepted to Connect | [6 empty] | 7.2 | 7.2 | 7.579 | 0 | 0 | 2024-11-14 | [7 empty] | 2024-12-13 | 1.1328 | 52.7379 | 52.7379433444315, 1.13282308952844 | EPN-S0000000H5006 | Solar PV
Data not available | [6 empty] | Cragside Energy Limited | (G)(ANM) Land North Of Upland Road |  |  | Epping | ESSEX | CM16 6PB | England | 544702 | 204622 | RYE HOUSE 132kV | HARLOW WEST GRID 132/33kV |  | 33 | Eastern Power Networks (EPN) | Stored Energy (all stored energy irrespective of the original energy source) | Storage - Electrochemical (Batteries) |  |  |  | 20 | [12 empty] | Yes | Accepted to Connect | [6 empty] | 20 | 20 | 21.053 | 20.1 | 21.158 | 2024-11-21 | [7 empty] | 2024-12-13 | 0.79585 | 51.8243 | 51.8242618487988, 0.795853683792907 | EPN-S0000000D3031 | Solar PV
Data not available | [6 empty] | OPDE UK Limited | (ANM) Church Farm |  |  | Norwich | Norfolk | NR9 5PA | England | 611591 | 320193 | NORWICH MAIN 132kV | SALL GRID 132/33kV | HORSFORD PRIMARY 33/11kV | 33 | Eastern Power Networks (EPN) | Solar | Photovoltaic |  |  |  | 20 | Stored Energy (all stored energy irrespective of the original energy source) | Storage - Electrochemical (Batteries) | [10 empty] | Yes | Accepted to Connect | [6 empty] | 20 | 20 | 21.053 | 10 | 10.526 | 2024-11-15 | [7 empty] | 2024-12-13 | 1.0897 | 51.9012 | 51.9011956640962, 1.08970321547965 | EPN-S0000000C3048 | Solar PV
Data not available | [6 empty] | Blenheim Renewables Limited | (G)(ANM) Layer Marney Solar Farm | Roadbush Road | Layer Marney | Colchester | ESSEX | CO5 9US | England | 592772 | 217656 | RAYLEIGH MAIN 132KV | ABBERTON GRID 132/33kV |  | 33 | Eastern Power Networks (EPN) | Solar | Photovoltaic |  |  |  | 30 | [12 empty] | Yes | Accepted to Connect | [6 empty] | 30 | 30 | 31.579 | 0.25 | 0.263 | 2024-12-11 | [7 empty] | 2025-01-15 | 0.29329 | 52.743 | 52.74295102135, 0.293294069418439 |  | Wind
Data not available | [6 empty] | OPDE UK Limited | (ANM) Clacton Road |  |  | Manningtree | ESSEX | CO11 2NZ | England | 612655 | 227028 | BRAMFORD GRID 132kV | LAWFORD GRID 132/33kV |  | 132 | Eastern Power Networks (EPN) | Solar | Photovoltaic |  |  |  | 25 | Stored Energy (all stored energy irrespective of the original energy source) | Storage - Electrochemical (Batteries) | [10 empty] | Yes | Accepted to Connect | [6 empty] | 25 | 25 | 26.316 | 20 | 21.053 | 2024-11-15 | [7 empty] | 2024-12-13 | -0.48191 | 51.8597 | 51.8597318700776, -0.481911198795436 | EPN-S0000000G8253 | Solar PV
Data not available | [6 empty] | Arise Renewable Energy UK | (ANM) Eaubrink Wind Farm |  |  | Kings Lynn | Norfolk | PE34 4PN | England | 554907 | 318613 | WALPOLE GIS 132KV | - |  | 132 | Eastern Power Networks (EPN) | Wind | Onshore wind turbines |  |  |  | 93 | [12 empty] | Yes | Accepted to Connect | [6 empty] | 93 | 93 | 97.895 | 0 | 0 | 2025-01-14 | [7 empty] | 2025-02-14 | 0.25178 | 52.691 | 52.6909579258734, 0.25178219500282 |  | Storage
Data not available | [6 empty] | Roadnight Taylor Ltd | Phs 2 Millfield Lane |  |  | Caddington | Beds | LU6 3QP | England | 504640 | 218994 | SUNDON 132kV | LUTON SOUTH GRID 132/33kV | MILLFIELD SOLAR FARM 33KV | 33 | Eastern Power Networks (EPN) | Solar | Photovoltaic |  |  |  | 20 | [12 empty] | No | Accepted to Connect | [6 empty] | 20 | 20 | 21.053 | 5 | 5.263 | 2025-03-11 | [7 empty] | 2025-04-14 | -0.097632 | 51.4788 | 51.4787775852467, -0.0976316531699316 | LPN-S000000003911 | Fossil fuel
Data not available | [6 empty] | Unicorn Renewables Limited | (ANM) Trinity Road | Walpole |  | Wisbech | Cambs | PE14 7SR | England | 552286 | 312742 | WALPOLE GIS 132KV | - |  | 132 | Eastern Power Networks (EPN) | Stored Energy (all stored energy irrespective of the original energy source) | Storage - Electrochemical (Batteries) |  |  |  | 249.9 | [12 empty] | Yes | Accepted to Connect | [6 empty] | 249.9 | 249.9 | 263.053 | 249.9 | 263.053 | 2025-02-17 | [7 empty] | 2025-03-14 | -0.14349 | 51.5411 | 51.5410932918049, -0.143488156605062 | LPN-S000000000238 | Fossil fuel
1800060299865 | [5 empty] | data not applicable | CLP Envirogas Limited | Cathkin Landfill Extension | Landfill Site | Cairnmuir Road | Glasgow | Glasgow City | G74 4GY | Scotland | 263008 | 657551 | Westburn Road | data not applicable | WHITLAWBURN (11kV) | 11 | SP Distribution Ltd | Biofuel - Landfill gas | Steam-gas turbine (CCGT) | No | 0 | 0 | 3.2 | data not applicable | data not applicable | No | 0 | 0 | 0 | data not applicable | data not applicable | No | 0 | 0 | 0 | Yes | Connected | 3.2 | 3.2 | 3.3684 | 0 | 0 | 40235 | data not applicable | data not applicable | data not applicable | data not applicable | data not applicable | data not available | data not available | N | N | data not available | N | data not available | data not available | 44088 | data not available | 199
1620001147300 | [5 empty] | 1620001147295 | CLP ENVIROGAS LIMITED | ROWLEY III LANDFILL SITE | QUEENS PARK ROAD | QUEENS PARK ROAD | BURNLEY | LANCASHIRE | BB10 3LB | ENGLAND | 385156 | 433296 | ROCHDALE SGTS 2 3 4 | BURNLEY | HEASANDFORD | 6.6 | ELECTRICITY NORTH WEST LIMITED | BIOFUEL - LANDFILL GAS | ENGINE (COMBUSTION / RECIPROCATING) | NO | 0 | 0 | 1.03 |  |  |  | 0 | 0 | 0 |  |  |  | 0 | 0 | 0 | NO | CONNECTED | 1.03 | 0.9785 | 1.03 | 0.038 | 0.04 | 2013-05-01 |  |  |  | 0 | 0 |  |  | NO | NO |  |  |  |  | 2021-12-06 | 53.79575732147162, -2.2268275902521713
Data not available | [6 empty] | Engie | Kings yard Energy Centre | White Post Lane |  | STRATFORD | LONDON | E15 2GY | England | 537347 | 184900 | Willesden Grid 66kV | - |  |  | London Power Networks (LPN) | Stored Energy (all stored energy irrespective of the original energy source) | Storage - Electrochemical (Batteries) |  |  |  | 1.114 | [12 empty] | No | Accepted to Connect | [6 empty] | 1.114 | 1.114 | 1.2 | 1.114 | 1.2 | 2020-07-18 | [7 empty] | 2024-01-15 | -0.088443 | 51.5125 | 51.5125302184588, -0.0884434044303486 | LPN-S000000000916 | Fossil fuel
1620001492631 | [5 empty] | 1620001492613 | CLP ENVIROGAS LIMITED | JAMESON ROAD | JAMESON ROAD |  | FLEETWOOD | LANCASHIRE | FY7 6AA | ENGLAND | 333042 | 445728 | PENWORTHAM WEST GSP / STANAH GSP GROUP | THORNTON | ROSSALL | 6.6 | ELECTRICITY NORTH WEST LIMITED | BIOFUEL - LANDFILL GAS | ENGINE (COMBUSTION / RECIPROCATING) | YES | 0 | 0 | 1.3 |  |  |  | 0 | 0 | 0 |  |  |  | 0 | 0 | 0 | NO | CONNECTED | 1.3 | 1.235 | 1.3 | 0.0665 | 0.07 | 2013-03-01 |  |  |  | 0 | 0 |  |  | NO | NO |  |  |  |  | 2021-12-06 | 53.90336989272835, -3.020599992312663
1620001070438 | [5 empty] | 1620000224629 | CLP ENVIROGAS LIMITED | GRAPHITE WAY | WHINNEY HILL ROAD | ALTHAM | ACCRINGTON | LANCASHIRE | BB5 6NN | ENGLAND | 376084 | 430266 | PADIHAM GSP | HUNCOAT | STRAWBERRY BANK | 6.6 | ELECTRICITY NORTH WEST LIMITED | BIOFUEL - LANDFILL GAS | ENGINE (COMBUSTION / RECIPROCATING) | YES | 0 | 0 | 3.375 |  |  |  | 0 | 0 | 0 |  |  |  | 0 | 0 | 0 | NO | CONNECTED | 3.375 | 3.2062 | 3.375 | 0.1425 | 0.15 | 2007-08-01 |  |  |  | 0 | 0 |  |  | NO | NO |  |  |  |  | 2021-12-06 | 53.7681844482732, -2.3643108459334865
1100050385920 | [5 empty] | 1100050385911 | Clp envirogas ltd | Cotesbach landfill generation | Cotesbach Energy | Gibbet Lane, Shawell | Lutterworth | data not available | LE17 6AA | United Kingdom | 453719 | 280838 | Coventry 132Kv S Stn | Rugby 132Kv S Stn | Rugby 11Kv S Stn | 11 | National Grid Electricity Distribution (East Midlands) Plc | Biofuel - Landfill gas | Gas turbine (OCGT) | No | data not available | data not available | 5.1 | data not applicable | data not applicable | data not applicable | data not available | data not available | data not applicable | data not applicable | data not applicable | data not applicable | data not available | data not available | data not applicable | data not available | Connected | 5.1 | 4.845 | 5.1 | 0.095 | 0.1 | 39401 | data not applicable | data not applicable | data not applicable | data not applicable | data not applicable | data not applicable | data not applicable | data not available | data not available | data not available | data not available | data not available | data not available | 45750
1160000776817 | [5 empty] | 1130000041936 | Clp envirogas ltd | Cotesbach landfill generation | Lafarge Aggregates Limited, Export | Gibbet Lane, Shawell | Lutterworth | Leicester | LE17 6AA | United Kingdom | 453575 | 280578 | Coventry 132Kv S Stn | Rugby 132Kv S Stn | Rugby 11Kv S Stn | 0.4 | National Grid Electricity Distribution (East Midlands) Plc | data not available | data not available | No | data not available | data not available | 2.1 | data not applicable | data not applicable | data not applicable | data not available | data not available | data not applicable | data not applicable | data not applicable | data not applicable | data not available | data not available | data not applicable | data not available | Connected | 2.1 | 4.085 | 4.3 | 0.095 | 0.1 | 40479 | data not applicable | data not applicable | data not applicable | data not applicable | data not applicable | data not applicable | data not applicable | data not available | data not available | data not available | data not available | data not available | data not available | 45750
2200040700133 | [5 empty] | 2200040700124 | Clp envirogas ltd | Plymouth chelson meadow landfill import/export (clp envirogas) | Chelson Meadow Recycling Centre | The Ride | Plymouth | Devon | PL9 7JT | United Kingdom | 250602 | 54530 | Abham Sgp | Plymouth Bsp | Longbridge | 11 | National Grid Electricity Distribution (South West) Plc | Biofuel - Landfill gas | Steam-gas turbine (CCGT) | No | data not available | data not available | 1.05 | data not applicable | data not applicable | data not applicable | data not available | data not available | data not applicable | data not applicable | data not applicable | data not applicable | data not available | data not available | data not applicable | data not available | Connected | 1.05 | 0.9975 | 1.05 | 0.19 | 0.2 | 38139 | data not applicable | data not applicable | data not applicable | data not applicable | data not applicable | data not applicable | data not applicable | data not available | data not available | data not available | data not available | data not available | data not available | 45750
1030073236370 | [6 empty] | CLp Envirogas Ltd | WATER HALL QUARRY LOWER | Lower Hatfield Road |  | Hertford | Herts | SG13 8LF | England | 529800 | 209970 | Rye House | Welwyn Grid 33kV | West Hertford Primary 11kV | 11 | Eastern Power Networks (EPN) | Fossil - Gas | Steam-gas turbine (CCGT) |  |  |  | 1 | [12 empty] | No | Connected | 1 | 1 | 1.053 |  |  | 2013-07-11 | [13 empty] | 2020-11-13 | 0.41599 | 52.7391 | 52.7391204497403, 0.415994827452234 | EPN-S0000000H6055 | Fossil fuel
Data not available | [6 empty] | DISCO POWERED LTD | Lambeth Pier | ALBERT EMBANKMENT |  | Camberwell | LONDON | SE1 7SG | England | 530486 | 179008 | New Cross 132kV to Wimbledon 1 and 2 132kV | Bengeworth Rd Grid 33kV | Montford Place B 11kV | 11 | London Power Networks (LPN) | Stored Energy (all stored energy irrespective of the original energy source) | Storage - Electrochemical (Batteries) |  |  |  | 1.5 | [12 empty] | No | Accepted to Connect | [6 empty] | 1.5 | 1.5 | 1.579 | 1.5 | 1.579 | 2021-11-08 | [7 empty] | 2023-08-14 | -0.17427 | 51.5171 | 51.5170899547109, -0.174270879698083 | LPN-S000000000348 | Fossil fuel
Data not available | [6 empty] | DISCO POWERED LTD | Land part of Hermitage Wharf | ST. KATHARINES WAY |  | ALGATE | LONDON | E1W 1UJ | England | 534171 | 180208 | New Cross 132kV to Wimbledon 1 and 2 132kV | Osborn St B 11kV |  | 11 | London Power Networks (LPN) | Stored Energy (all stored energy irrespective of the original energy source) | Storage - Electrochemical (Batteries) |  |  |  | 1.5 | [12 empty] | No | Accepted to Connect | [6 empty] | 1.5 | 1.5 | 1.579 | 1.5 | 1.579 | 2021-11-08 | [7 empty] | 2023-08-14 | -0.10606 | 51.5114 | 51.5113682108678, -0.106059693719667 | LPN-S000000000916 | Fossil fuel
2100041401792 | [5 empty] | 2100041401774 | Clyne power ltd | Ebbw vale waun y pound 1 | Clyne Power Limited | Waun Y Pound Industrial Estate Bottom Ac | Ebbw vale | Blaenau Gwent | NP23 6PL | United Kingdom | 315742 | 210500 | Rassau Gsp | Ebbw Vale | data not available | 33 | National Grid Electricity Distribution (South Wales) Plc | Fossil - Gas | Engine (combustion / reciprocating) | No | data not available | data not available | 16 | data not applicable | data not applicable | data not applicable | data not available | data not available | data not applicable | data not applicable | data not applicable | data not applicable | data not available | data not available | data not applicable | data not available | Connected | 16 | 15.998 | 16.84 | 0.16625 | 0.175 | 42704 | data not applicable | data not applicable | data not applicable | data not applicable | data not applicable | data not applicable | data not applicable | data not available | data not available | data not available | data not available | data not available | data not available | 45750
Data not available | [6 empty] | Coca Cola | Coca Cola | CRAY ROAD |  | Ruxley | KENT | DA14 5DF | England | 547386 | 170706 | Beddington 132kV Hurst 132kV | Bromley Grid 33kV | Chislehurst 11kV | 0 | London Power Networks (LPN) | Fossil - Gas | Engine (combustion / reciprocating) |  |  |  | 1.28 | [12 empty] | No | Connected | 1.28 | 1.28 | 1.6 |  |  | 2019-04-18 | [13 empty] | 2020-11-13 | 0.25896 | 51.4355 | 51.4354875485235, 0.258959047424183 | LPN-S000000000716 | Fossil fuel
2394000115753 | [5 empty] | Data Not Available | Coca-Cola | Coca-Cola | Wakefield 41 Business Park | Kenmore Road | Wakefield | West Yorkshire | WF2 0XR | England | 431583 | 424886 | Skelton Grange | Wakefield North | Kenmore Road | 11 | Northern Powergrid (Yorkshire) plc | Fossil - Gas | Steam turbine (thermal power plant) | Yes | Data Not Applicable | Data Not Applicable | 1.169 | Data Not Available | Data Not Available | Data Not Available | Data Not Available | Data Not Available | Data Not Available | Data Not Available | Data Not Available | Data Not Available | Data Not Available | Data Not Available | Data Not Available | No | Connected | 1.169 | 0 | 0 | Data Not Available | Data Not Available | Data Not Available | Data Not Applicable | Data Not Applicable | 1.231 | Data Not Applicable | Data Not Applicable | Data Not Available | Data Not Available | Data Not Available | Data Not Available | Data Not Available | Data Not Available | Data Not Available | Data Not Available | 2017-03-08 | 53.71943430720051, -1.522884126558677 |  |  | Wakefield
1640000373918 | [5 empty] | 1640000373909 | COCKERHAM GREEN ENERGY LIMITED | HILLAM LANE FARM | HILLAM LANE | COCKERHAM | LANCASTER | LANCASHIRE | LA2 0DX | ENGLAND | 345865 | 453121 | HEYSHAM GSP | LANCASTER | BURROW BECK | 11 | ELECTRICITY NORTH WEST LIMITED | BIOFUEL - LANDFILL GAS | ENGINE (COMBUSTION / RECIPROCATING) | NO | 0 | 0 | 1.1 |  |  |  | 0 | 0 | 0 |  |  |  | 0 | 0 | 0 | NO | CONNECTED | 1.1 | 1.045 | 1.1 | 0.10925 | 0.115 | 2014-03-01 |  |  |  | 0 | 0 |  |  | NO | NO |  |  |  |  | 2021-12-06 | 53.9713099751993, -2.826769255259638
2300000948904 | [5 empty] | 2300000457386 | Cofely (GDF Suez) Power Station, Ex-Humber Energy/Bluestar/Courtaulds Powerhouse, Grimsby | Cofely (GDF Suez) Power Station, Ex-Humber Energy/Bluestar/Courtaulds Powerhouse, Grimsby | South Humberside Industrial Estate | Great Coates | Grimsby | Lincolnshire | DN31 2SE | England | 525370 | 411141 | Grimsby West | Yarborough Road 132/33kV | BTP | 11 | Northern Powergrid (Yorkshire) plc | Fossil - Gas | Steam turbine (thermal power plant) | Yes | Data Not Applicable | Data Not Applicable | 48.82 | Data Not Available | Data Not Available | Data Not Available | Data Not Available | Data Not Available | Data Not Available | Data Not Available | Data Not Available | Data Not Available | Data Not Available | Data Not Available | Data Not Available | No | Connected | 48.82 | 6.5 | 6.842 | Data Not Available | Data Not Available | 2010-04-01 00:00:00 | Data Not Applicable | Data Not Applicable | 51.389 | Data Not Applicable | Data Not Applicable | Data Not Available | Data Not Available | Data Not Available | Data Not Available | Data Not Available | Data Not Available | Data Not Available | Data Not Available | 2017-03-08 | 53.58188050397593, -0.10775319431129377 |  | 2010-04-01 | North East Lincolnshire
Data not available | [6 empty] | SEGRO PLC | Origin Business Park | Rainsford Road |  | Park Royal | LONDON | NW10 7FW | England | 519474 | 182786 | Willesden Grid 132kV | - | Gibbons Rd 11kV |  | London Power Networks (LPN) | Solar | Photovoltaic |  |  |  | 3.4 | [12 empty] | No | Accepted to Connect | [6 empty] | 3.4 | 3.4 | 3.579 | 0 | 0 | 2023-01-18 | [7 empty] | 2023-08-14 | -0.00095464 | 51.5305 | 51.5304867802044, -0.00095463971856362 | LPN-S000000000695 | Fossil fuel
Data not available | [6 empty] | WSP | Barking Energy Centre | Cowbridge Lane |  | BARKING | ESSEX | IG11 8LQ | England | 543700 | 184329 | Barking West 33kV | - | Axe St 11kV |  | London Power Networks (LPN) | Fossil - Gas | Engine (combustion / reciprocating) |  |  |  | 3.8 | [12 empty] | No | Accepted to Connect | [6 empty] | 3.8 | 3.8 | 4 | 2.5 | 2.632 | 2022-04-01 | [7 empty] | 2023-08-14 | -0.13973 | 51.4819 | 51.481934946571, -0.139727504484508 |  | Fossil fuel
1900060983145 | [5 empty] | Data not available | COFELY Limited | STATION ROAD |  | CHARTHAM | CANTERBURY | KENT | CT4 7JA | England | 610794 | 154986 | Canterbury North | Canterbury South 33kV | Chartham 11kV | 11 | South Eastern Power Networks (SPN) | Fossil - Gas | Steam-gas turbine (CCGT) |  |  |  | 5.3 | [12 empty] | No | Connected | 5.3 | 5.3 | 5.579 |  |  | 2013-11-05 | [13 empty] | 2021-07-14 | -0.53052 | 50.9486 | 50.9485874119877, -0.530517750607788 | SPN-S000000008460 | Fossil fuel
1900091074216 | [5 empty] | Data not available | Cogenco Ltd | CROYDON UNIVERSITY HOSPITAL | 530 LONDON ROAD |  | THORNTON HEATH | LONDON | CR7 7YE | England | 531456 | 167400 | Beddington SGT | Croydon B 33kV | Norbury 6.6kV | 6.6 | South Eastern Power Networks (SPN) | Fossil - Gas | Steam-gas turbine (CCGT) |  |  |  | 1 | [12 empty] | No | Connected | 1 | 1 | 1.053 |  |  | 2013-10-28 | [13 empty] | 2024-01-15 | -0.36256 | 51.0433 | 51.0432888855072, -0.362561567224392 | SPN-S000000009324 | Solar PV
data not available | [5 empty] | data not available | Cold Move Limited | Pentons | Maesbury Rd | Oswestry | Oswestry | Dee Valley and Mid Wales | SY11 1RP | Wales | 330186 | 327720 | LEGACY | LEGACY LOCAL GT2 / NEWTOWN GT2 / OSWESTRY GT5 / OSWESTRY GT8 / WELSHPOOL GT1 / WHITCHURCH GT1 | MAES-Y-CLAWDD T1 | 33 | SP Manweb plc | Fossil - Gas | Steam-gas turbine (CCGT) | Yes | 0 | 0 | 1.25 | data not applicable | data not applicable | No | 0 | 0 | 0 | data not applicable | data not applicable | No | 0 | 0 | 0 | data not available | Connected | 1.25 | 1.25 | 1.3158 | data not applicable | data not applicable | data not available | data not applicable | data not applicable | data not applicable | data not applicable | data not applicable | data not available | data not applicable | N | N | data not available | N | data not available | data not available | 44088 | data not available | 628
1900091892067 | [5 empty] | 1900091892058 | Collins Power | COLLINS POWER | COLLINS ROAD |  | NEW ROMNEY | KENT | TN28 8AN | England | 607047 | 124483 | Sellindge SGT2 & 3 & Richborough SGT | Ruckinge Grid 33kV | Romney Warren 11kV | 11 | South Eastern Power Networks (SPN) | Fossil - Gas | Engine (combustion / reciprocating) |  |  |  | 2.3 | [12 empty] | Yes | Connected | 2.3 | 2.3 | 2.415 | 0.125 | 0.131 | 2020-07-21 | [13 empty] | 2023-03-14 | 0.3013 | 50.786 | 50.786009705712, 0.301295375849284 | SPN-S000000009318 | Fossil fuel
1620000401420 | [5 empty] | 1620000418247 | COMBINED LANDFILL PROJECTS | ROWLEY LANDFILL SITE | QUEENS PARK ROAD | QUEENS PARK ROAD | BURNLEY | LANCASHIRE | BB10 3LB | ENGLAND | 385076 | 433450 | ROCHDALE SGTS 2 3 4 | BURNLEY | HEASANDFORD | 6.6 | ELECTRICITY NORTH WEST LIMITED | BIOFUEL - LANDFILL GAS | ENGINE (COMBUSTION / RECIPROCATING) | NO | 0 | 0 | 2.065 |  |  |  | 0 | 0 | 0 |  |  |  | 0 | 0 | 0 | NO | CONNECTED | 2.065 | 1.9 | 2 | 0.038 | 0.04 | 2007-04-01 |  |  |  | 0 | 0 |  |  | NO | NO |  |  |  |  | 2021-12-06 | 53.79713915015626, -2.228049575509307
Data not available | [6 empty] | Syzygy Consulting | Premier Park | Premier Park Road |  | Park Royal | LONDON | NW10 7NZ | England | 519966 | 183422 | Willesden Grid 132kV | - | Gibbons Rd 11kV |  | London Power Networks (LPN) | Solar | Photovoltaic |  |  |  | 8.143 | [12 empty] | No | Accepted to Connect | [6 empty] | 8.143 | 8.143 | 8.572 | 0 | 0 | 2023-06-23 | [7 empty] | 2023-12-14 | 0.079985 | 51.5273 | 51.5272718653198, 0.0799847010870837 |  | Biogas
1800053647185 | [5 empty] | data not applicable | Combined Landfill Projects (Clp) | Summerston Landfill 1 & 2 | Summerston Landfill Site/Power Generation Compound/S W Of Balmuildy Bridge | Balmore Road | Glasgow | Glasgow City | G23 5HD | Scotland | 258000 | 671700 | Killermont | data not applicable | MILTON (11kV) | 11 | SP Distribution Ltd | Biofuel - Landfill gas | Steam-gas turbine (CCGT) | No | data not available | data not available | 5 | data not applicable | data not applicable | No | 0 | 0 | 0 | data not applicable | data not applicable | No | 0 | 0 | 0 | Yes | Connected | 5 | 5 | 5.2632 | 0 | 0 | 39873 | data not applicable | data not applicable | data not applicable | data not applicable | data not applicable | data not available | data not available | N | N | data not available | N | data not available | data not available | 44088 | data not available | 736
1298000000644 | [6 empty] | Beckton Sewage Works (33kV) | Beckton Sewage Works | JENKINS LANE |  | Barking | ESSEX | IG11 0AD | England | 544385 | 182979 | Barking West 33kV | - |  | 33 | London Power Networks (LPN) | Waste | Steam turbine (thermal power plant) |  |  |  | 11.4 | [12 empty] | No | Connected | 11.4 | 11.4 | 14.25 |  |  | 2008-06-06 | [13 empty] | 2023-05-16 | 0.02712 | 51.5082 | 51.5081616878093, 0.0271199910754231 | LPN-S000000000684 | Storage
Data not available | [5 empty] | Data not available | FIRSTWAY SOLAR LTD | MANOR FARM | NORTH CRAY ROAD | RUXLEY | SIDCUP | KENT | DA14 5HE | England | 548463 | 171245 | Beddington 132kV Hurst 132kV | - |  | 132 | London Power Networks (LPN) | Stored Energy (all stored energy irrespective of the original energy source) | Storage - Electrical | No |  |  | 199.6 | [12 empty] | No | Accepted to Connect | [6 empty] | 199.6 | 199.6 | 209.58 | 199.6 | 209.58 | 2024-03-18 | 2031-09-30 | No | No |  | Yes |  |  | 2024-05-15 | -0.31974 | 51.0996 | 51.0996063175678, -0.319738791864878 |  | Biogas
Data not available | [6 empty] | Net Zero Marine Limited | Land at London's ExCel Centre | Western Gateway |  | CANNING TOWN | LONDON | E16 1XL | England | 540777 | 180751 | West Ham 132kV | West Ham 66kV | Silvertown B 11kV | 11 | London Power Networks (LPN) | Stored Energy (all stored energy irrespective of the original energy source) | Storage - Electrochemical (Batteries) |  |  |  | 1.5 | [12 empty] | No | Accepted to Connect | [6 empty] | 1.5 | 1.5 | 1.579 | 1.5 | 1.579 | 2023-09-22 | [7 empty] | 2025-02-14 | -0.32136 | 51.1349 | 51.1349086215968, -0.321359314497642 | SPN-S000000008356 | Fossil fuel
Data not available | [5 empty] | Data not available | COLBALT ENERGY LTD | WEALDEN WORKS | LANGHURSTWOOD ROAD |  | CRAWLEY | WEST SUSSEX | RH12 4QD | England | 517747 | 134709 | Bolney SGT | Horsham 132 KV | Horsham 132/11KV | 11 | South Eastern Power Networks (SPN) | Waste | Other | No |  |  | 3 | [12 empty] | Yes | Accepted to Connect | [6 empty] | 3 | 3 | 3.15 |  |  | 2024-06-11 |  | No | No |  | Yes |  |  | 2024-07-12 | 1.3492 | 51.3354 | 51.3353951202791, 1.34924339650648 | SPN-S000000009157 | Solar PV
1023538524998 | [5 empty] | 1023538525227 | Combined Landfill Projects Ltd | Costessey Generation Site (Longwater Ind Est) | Dereham Road | New Costessey | Norwich | Norfolk | NR5 0TL | England | 615460 | 310708 | Norwich Main | Earlham Grid 33kV | Earlham Grid Local B 11kV | 11 | Eastern Power Networks (EPN) | Biofuel - Landfill gas | Engine (combustion / reciprocating) |  |  |  | 2.2 | [12 empty] | No | Connected | 2.2 | 2.2 | 2.316 | 0 | 0 | 2003-05-01 | [13 empty] | 2024-01-15 | 0.011237 | 51.6506 | 51.6506350937441, 0.0112370960337161 | EPN-S0000000D7085 | Solar PV
1900091171373 | [5 empty] | Data not available | Solar Inc Ltd | MANSTON PV | THORNE HILL |  | RAMSGATE | KENT | CT12 5DS | England | 633391 | 164915 | Sellindge SGT2 & 3 & Richborough SGT | Richborough Grid 33kV |  | 33 | South Eastern Power Networks (SPN) | Solar | Photovoltaic |  |  |  | 5.2 | [12 empty] | No | Connected | 5.2 | 5.2 | 5.474 |  |  | 2014-10-30 | [13 empty] | 2022-08-12 | 0.47928 | 51.1708 | 51.1707673239979, 0.479283387684815 |  | Storage
1900091207133 | [5 empty] | Data not available | Solar Inc Ltd | WOODLANDS FARM | CALCOTT |  | CANTERBURY | KENT | CT3 4NB | England | 617438 | 162987 | Canterbury North | Canterbury South 33kV |  | 33 | South Eastern Power Networks (SPN) | Solar | Photovoltaic |  |  |  | 12 | [12 empty] | No | Connected | 12 | 12 | 12.632 |  |  | 2015-03-30 | [13 empty] | 2020-11-13 | 0.23806 | 50.9314 | 50.9314477646536, 0.238061530292594 | SPN-S000000009136 | Solar PV
Data not available | [5 empty] | Data not available | SHEEPWASHCLEAN ENERGY LTD | MARDEN GENERATION |  | MARDEN | TONBRIDGE | KENT | TN12 9NP | England | 573421 | 144202 | Northfleet East | - |  | 132 | South Eastern Power Networks (SPN) | Stored Energy (all stored energy irrespective of the original energy source) | Storage - Electrochemical (Batteries) |  |  |  | 50 | [12 empty] | No | Accepted to Connect | [6 empty] | 50 | 50 | 52.632 | 11 | 11.55 | 2021-01-26 | 2025-03-31 | No | No |  |  | UKPN_Rein_001 |  | 2024-06-14 | 0.65369 | 51.3673 | 51.3673413447604, 0.653694995752738 | SPN-S000000008462 | Solar PV
1900091200077 | [5 empty] | Data not available | Dragon Infrastructure Solutions Ltd | HORAM SOLAR FARM | HORAM |  | HEATHFIELD | EAST SUSSEX | TN21 0YD | England | 557368 | 117051 | Ninfield SGT | Ninfield Grid 33kV |  | 33 | South Eastern Power Networks (SPN) | Solar | Photovoltaic |  |  |  | 6.5 | [12 empty] | No | Connected | 6.5 | 6.5 | 6.842 |  |  | 2015-03-31 | [13 empty] | 2020-11-13 | -0.2867 | 50.8981 | 50.8980507742908, -0.286701455266147 | SPN-S000000009114 | Biogas
1900091220880 | [5 empty] | Data not available | Dragon Infrastructure Solutions Ltd | NEW KAINE FARM | HOLLYWELL LANE | UPCHURCH | SITTINGBOURNE | KENT | ME9 7HP | England | 584822 | 166484 | Kemsley SGT | Sittingbourne Grid 33kV | Rainham 11kV | 11 | South Eastern Power Networks (SPN) | Solar | Photovoltaic |  |  |  | 1.7 | [12 empty] | No | Connected | 1.7 | 1.7 | 1.789 |  |  | 2015-03-19 | [13 empty] | 2020-11-13 | 0.4444 | 50.8723 | 50.8723283907079, 0.444404339674304 | SPN-S000000009136 | Solar PV
1700000000000 | [5 empty] | 1700000000000 | COMMUNITY ENERGY SERVICES LTD | DATA NOT AVAILABLE | SEATON (CHP) ENERGY CENTRE | SCHOOL ROAD | ABERDEEN | ABERDEEN | AB24 1WA | SCOTLAND | 394754 | 808431 | PERSLEY | DATA NOT APPLICABLE | ST MACHAR | 11 | SCOTTISH HYDRO ELECTRIC POWER DISTRIBUTION PLC | FOSSIL - GAS | DATA NOT AVAILABLE | NO | DATA NOT AVAILABLE | DATA NOT AVAILABLE | 1.995 | DATA NOT AVAILABLE | DATA NOT AVAILABLE | DATA NOT AVAILABLE | DATA NOT AVAILABLE | DATA NOT AVAILABLE | DATA NOT AVAILABLE | DATA NOT AVAILABLE | DATA NOT AVAILABLE | DATA NOT AVAILABLE | DATA NOT AVAILABLE | DATA NOT AVAILABLE | DATA NOT AVAILABLE | NO | CONNECTED | 1.995 | 1.995 | 2.1 | DATA NOT AVAILABLE | DATA NOT AVAILABLE | DATA NOT AVAILABLE | DATA NOT AVAILABLE | DATA NOT AVAILABLE | DATA NOT AVAILABLE | DATA NOT AVAILABLE | DATA NOT AVAILABLE | DATA NOT AVAILABLE | DATA NOT AVAILABLE | N | DATA NOT AVAILABLE | DATA NOT AVAILABLE | DATA NOT AVAILABLE | DATA NOT AVAILABLE | DATA NOT AVAILABLE | 44105
1900091200397 | [5 empty] | Data not available | Lightsource Renewable Energy Ltd | FRANCIS WOOD | POTMANS LANE | NINFIELD | BEXHILL-ON-SEA | EAST SUSSEX | TN39 5JL | England | 572084 | 110938 | Ninfield SGT | Ninfield Grid 33kV |  | 33 | South Eastern Power Networks (SPN) | Solar | Photovoltaic |  |  |  | 4.4 | [12 empty] | No | Connected | 4.4 | 4.4 | 4.632 |  |  | 2015-03-18 | [13 empty] | 2020-11-13 | 0.17691 | 50.8556 | 50.8556268313866, 0.176911882817342 | SPN-S000000009130 | Solar PV
1900091310601 | [5 empty] | Data not available | Vogt Solar | MARSHBOROUGH PV 8618 | WOODNESBOROUGH |  | SANDWICH | KENT | CT13 0PJ | England | 630605 | 157511 | Sellindge SGT2 & 3 & Richborough SGT | Betteshanger Grid 33kV |  | 33 | South Eastern Power Networks (SPN) | Solar | Photovoltaic |  |  |  | 5 | [12 empty] | No | Connected | 5 | 5 | 5.263 |  |  | 2015-12-08 | [13 empty] | 2020-11-13 | 0.05668 | 50.916 | 50.9160415975494, 0.0566800592262741 | SPN-S000000009130 | Solar PV
1900091199379 | [5 empty] | Data not available | G2 Energy | BATBROOKS FARM ARLINGTON | LOWER WICK ST | BERWICK | POLEGATE | EAST SUSSEX | BN26 6TH | England | 553320 | 108492 | Ninfield SGT | Lewes Grid 33kV |  | 33 | South Eastern Power Networks (SPN) | Solar | Photovoltaic |  |  |  | 10 | [12 empty] | No | Connected | 10 | 10 | 10.526 |  |  | 2015-03-25 | [13 empty] | 2020-11-13 | 0.89054 | 51.1285 | 51.1284571169413, 0.890544144760254 | SPN-S000000008595 | Fossil fuel
1900091343769 | [5 empty] | Data not available | G2 Energy | RINGMER PV | UPPER CLAY | RINGMER | LEWES | EAST SUSSEX | BN8 5RR | England | 544671 | 114967 | Ninfield SGT | Lewes Grid 33kV |  | 33 | South Eastern Power Networks (SPN) | Solar | Photovoltaic |  |  |  | 8 | [12 empty] | No | Connected | 8 | 8 | 8.421 |  |  | 2015-12-18 | [13 empty] | 2022-08-12 | -0.31977 | 51.0996 | 51.0995887514585, -0.31976799397637 | SPN-S000000009324 | Biogas
2200040571122 |  |  |  |  | BESS | 2200040571113 | Connon bridge energy limited | Liskeard connon bridge 33kv gen project 2 import/export | Connon Bridge Generation Project 2 | Connon Bridge Landfill Site, , East Taphouse | Liskeard | Cornwall | PL14 4NP | United Kingdom | 217800 | 62000 | Landulph Sgp | St Germans Bsp | data not available | 33 | National Grid Electricity Distribution (South West) Plc | Biofuel - Landfill gas | Engine (combustion / reciprocating) | No | data not available | data not available | 7.75 | data not applicable | data not applicable | data not applicable | data not available | data not available | data not applicable | data not applicable | data not applicable | data not applicable | data not available | data not available | data not applicable | data not available | Connected | 7.75 | 4.75 | 5 | 0.1425 | 0.15 | 37956 | data not applicable | data not applicable | data not applicable | data not applicable | data not applicable | data not applicable | data not applicable | data not available | data not available | data not available | data not available | data not available | data not available | 45750
1470001236103 |  |  |  |  | BESS | 1470001236121 | Conrad (bilston) limited | Anchor lane gas generator | Export Gen 2, Anchor Lane Gas Generator, 2 | Anchor Lane, Bilston | Wolverhampton | data not available | WV14 9NA | United Kingdom | 393920 | 294920 | Penn 132Kv S Stn | Coseley 132Kv S Stn | Coseley 132/11Kv | 11 | National Grid Electricity Distribution (West Midlands) Plc | Fossil - Gas | Engine (combustion / reciprocating) | No | data not available | data not available | 19.25 | data not applicable | data not applicable | data not applicable | data not available | data not available | data not applicable | data not applicable | data not applicable | data not applicable | data not available | data not available | data not applicable | data not available | Connected | 19.25 | 21.66 | 22.8 | 0.57 | 0.6 | 44218 | data not applicable | data not applicable | data not applicable | data not applicable | data not applicable | data not applicable | data not applicable | data not available | data not available | data not available | data not available | data not available | data not available | 45750
Data not available | [5 empty] | Data not available | Tupa Solar 1 Limited | RICHBOROUGH ENERGY PARK | SOUTH ROAD | RAMSGATE ROAD | SANDWICH | KENT | CT13 9NL | England | 633306 | 161842 | Sellindge SGT2 & 3 & Richborough SGT | - |  | 132 | South Eastern Power Networks (SPN) | Solar | Photovoltaic | No |  |  | 49.9 | [12 empty] | Yes | Accepted to Connect | [6 empty] | 49.9 | 49.9 | 52.395 |  |  | 2022-06-14 | 2031-10-03 | No | No |  |  |  |  | 2022-12-14 | -0.15997 | 51.3887 | 51.3887223494772, -0.159967316124997 |  | Storage
Data not available | [5 empty] | Data not available | Luminous Energy | IRONSBOTTOM SOLAR FARM | IRONSBOTTOM | SIDLOW | REIGATE | SURREY | RH2 8PT | England | 525038 | 146356 | Bolney SGT | Leigh Grid 33kV |  | 33 | South Eastern Power Networks (SPN) | Solar | Photovoltaic | No |  |  | 30 | [12 empty] | Yes | Accepted to Connect | [6 empty] | 30 | 30 | 31.5 | 0.3 | 0.315 | 2021-11-23 | 2030-12-31 | No | No |  | Yes |  |  | 2024-06-14 | -0.28883 | 51.3503 | 51.3502805344873, -0.28882937362223 |  | Storage
Data not available | [5 empty] | Data not available | Bluestone Energy Limited | BEDDINGTON 1 | BEDDINGTON CORNER | MITCHAM | CROYDON | SURREY | CR4 4HU | England | 528128 | 167126 | Beddington SGT | - |  | 132 | South Eastern Power Networks (SPN) | Stored Energy (all stored energy irrespective of the original energy source) | Storage - Electrochemical (Batteries) | No |  |  | 240 | [12 empty] | No | Accepted to Connect | [6 empty] | 240 | 240 | 252 | 240 | 252 | 2022-12-02 | 2037-10-31 | No | No |  | No |  |  | 2024-07-12 | 0.44625 | 51.1778 | 51.1777676574844, 0.446249086149258 |  | Solar PV
Data not available | [5 empty] | Data not available | Bluestone Energy Limited | MERTON COLLEGE LAND | HENDON GROVE |  | CHESSINGTON | SURREY | KT19 7LH | England | 519262 | 162634 | Chessington | - |  | 132 | South Eastern Power Networks (SPN) | Stored Energy (all stored energy irrespective of the original energy source) | Storage - Electrochemical (Batteries) | No |  |  | 240 | [12 empty] | No | Accepted to Connect | [6 empty] | 240 | 240 | 252 | 240 | 252 | 2022-09-16 | 2030-11-06 | No | No |  | No |  |  | 2024-07-12 | -0.067409 | 51.2828 | 51.2828164221712, -0.0674092504485746 | SPN-S000000009141 | Storage
Data not available | [5 empty] | Data not available | Voltalia UK ltd | BOCKINGFOLD FARM | BOCKINGFOLD FARM | MARDEN | TONBRIDGE | KENT | TN12 9PH | England | 571086 | 144903 | Northfleet East | - |  | 132 | South Eastern Power Networks (SPN) | Solar | Photovoltaic | No |  |  | 49 | [12 empty] | No | Accepted to Connect | [6 empty] | 49 | 49 | 51.579 | 0.2 | 0.211 | 2021-04-02 | 2025-04-24 | No | No |  |  |  |  | 2024-05-15 | 0.51997 | 51.0592 | 51.0591647282808, 0.519969648104017 | SPN-S000000008163 | Storage
Data not available | [5 empty] | Data not available | YELM BEST (SOUTH) LTD | TILLINGDOWN FARM | TILLINGDOWN LANE |  | CATERHAM | SURREY | CR3 7JA | England | 534878 | 155515 | Beddington SGT | Purley Grid 33kV |  | 33 | South Eastern Power Networks (SPN) | Stored Energy (all stored energy irrespective of the original energy source) | Storage - Electrochemical (Batteries) |  |  |  | 12 | [12 empty] | No | Accepted to Connect | [6 empty] | 12 | 12 | 12.632 | 12 | 12.632 | 2022-04-20 | 2026-10-01 | No | No |  |  |  |  | 2024-06-14 | 1.2577 | 51.2092 | 51.2092060639521, 1.25774471030355 | SPN-S000000009962 | Solar PV
Data not available | [5 empty] | Data not available | RNA-Energy Ltd | LAND AT LOWER ELLENDEN | WATER LANE |  | CRANBROOK | KENT | TN18 5AX | England | 576690 | 131890 | Ninfield SGT | Hartley Grid 33kV | Hawkhurst 11kV | 11 | South Eastern Power Networks (SPN) | Stored Energy (all stored energy irrespective of the original energy source) | Storage - Electrochemical (Batteries) |  |  |  | 5.71 | Solar | Photovoltaic | [10 empty] | No | Accepted to Connect | [6 empty] | 5.71 | 5.71 | 6 | 3.8 | 4 | 2020-06-06 | 2026-10-31 | No | No |  |  |  |  | 2024-06-14 | 0.99419 | 51.1262 | 51.1262252658297, 0.99419032376404 |  | Solar PV
Data not available | [5 empty] | Data not available | PATHFINDER CLEAN ENERGY (PACE) ukdev ltd | THORNTON ROAD | THORNTON ROAD |  | DOVER | KENT | CT15 4DT | England | 627642 | 150599 | Sellindge SGT2 & 3 & Richborough SGT | - | Sellindge 132kV | 132 | South Eastern Power Networks (SPN) | Solar | Photovoltaic | No |  |  | 48.1 | Stored Energy (all stored energy irrespective of the original energy source) | Storage - Electrochemical (Batteries) |  |  |  | 50.51 | [6 empty] | Yes | Accepted to Connect | [6 empty] | 48.1 | 48.1 | 50.51 | 48.1 | 50.51 | 2023-07-24 | 2036-10-31 | No | No |  | Yes |  |  | 2024-04-15 | 0.42928 | 50.8742 | 50.8742362338858, 0.429279927448609 |  | Storage
Data not available | [5 empty] | Data not available | ECONERGY RENEWABLE ENERGY LTD | PARK FARM, POUND LANE | PARK FARM, POUND LANE |  | ASHFORD | KENT | TN25 6RG | England | 609613 | 140590 | Sellindge SGT2 & 3 & Richborough SGT | Sellindge Grid | Sellindge Local 33kV | 33 | South Eastern Power Networks (SPN) | Solar | Photovoltaic | No |  |  | 49.9 | Stored Energy (all stored energy irrespective of the original energy source) | Storage - Electrochemical (Batteries) |  |  |  | 49.9 | [6 empty] | Yes | Accepted to Connect | [6 empty] | 49.9 | 49.9 | 52.39 | 20 | 21 | 2021-03-18 | 2031-10-31 | No | No |  | Yes |  |  | 2024-04-15 | -0.21902 | 50.9503 | 50.9503227477647, -0.219019843857938 |  | Storage
Data not available | [5 empty] | Data not available | ELGIN ENERGY ESCO LTD | NINEFIELD ROAD | PASHLEY FARM, NINEFIELD ROAD |  | BEXHILL-ON-SEA | EAST SUSSEX | TN39 5JS | England | 571013 | 111115 | Ninfield SGT | - | Ninfield 132kV | 132 | South Eastern Power Networks (SPN) | Stored Energy (all stored energy irrespective of the original energy source) | Storage - Electrochemical (Batteries) | No |  |  | 130 | Stored Energy (all stored energy irrespective of the original energy source) |  |  |  |  | 30.6 | [6 empty] | Yes | Accepted to Connect | [6 empty] | 130 | 130 | 133 | 130 | 133 | 2023-05-05 | 2037-10-31 | No | No |  | Yes |  |  | 2024-04-15 | 0.36262 | 51.288 | 51.2879849245264, 0.362620516143136 | SPN-S000000008519 | Solar PV
Data not available | [5 empty] | Data not available | Elgin Energy EsCo Ltd | LANEHURST FARM | TWINEHAM LANE | ALBOURNE | HASSOCKS | WEST SUSSEX | BN6 9JP | England | 525200 | 118275 | Bolney SGT | - |  | 132 | South Eastern Power Networks (SPN) | Stored Energy (all stored energy irrespective of the original energy source) | Storage - Electrochemical (Batteries) | No |  |  | 225 | [12 empty] | Yes | Accepted to Connect | [6 empty] | 225 | 255 | 236 | 225 | 236 | 2023-02-27 | 2029-12-31 | No | No |  | No |  |  | 2023-09-14 | 0.54412 | 51.3108 | 51.3107926279886, 0.544124768569965 | SPN-S000000009181 | Solar PV
Data not available | [5 empty] | Data not available | INFINIS SOLAR LTD | OFFHAM QUARRY TESTON ROAD | OFFHAM QUARRY TESTON ROAD | OFFHAM | WEST MALLING | KENT | ME19 5PP | England | 564847 | 156967 | Kingsnorth SGT | Medway Grid | Wrotham Heath 11kV | 11 | South Eastern Power Networks (SPN) | Solar | Photovoltaic | No |  |  | 6 | [12 empty] | Yes | Accepted to Connect | [6 empty] | 6 | 6 | 6.3 | 0.1 | 0.105 | 2022-11-24 | 2025-04-30 | No | No |  | No |  |  | 2024-04-15 | 0.70099 | 51.3728 | 51.3728345868605, 0.700987170677599 |  | Storage
Data not available | [5 empty] | Data not available | BSR APPLICATIONS LTD | LAND AT HARP FARM | LAND AT HARP FARM, HARP FARM ROAD |  | MAIDSTONE | KENT | ME14 3ED | England | 577414 | 159926 | Kingsnorth SGT | Chatham Grid | Chatham Grid 33kV | 33 | South Eastern Power Networks (SPN) | Solar | Photovoltaic | No |  |  | 15 | [12 empty] | No | Accepted to Connect | [6 empty] | 15 | 15 | 15.75 | 0.05 | 0.052 | 2023-01-30 | 2025-04-30 | No | No |  | Yes |  |  | 2024-04-15 | 0.28761 | 50.7885 | 50.7885274214005, 0.287613471849603 | SPN-S000000009918 | Storage
Data not available | [5 empty] | Data not available | JBM Solar Projects (UK) Ltd | SCHOOL LANE | IWADE |  | SITTINGBOURNE | KENT | ME9 8QG | England | 588091 | 167215 | Kemsley SGT | - |  | 132 | South Eastern Power Networks (SPN) | Stored Energy (all stored energy irrespective of the original energy source) | Storage - Electrochemical (Batteries) | No |  |  | 49.9 | [12 empty] | Yes | Accepted to Connect | [6 empty] | 49.9 | 49.9 | 52.39 | 49.9 | 52.39 | 2021-02-26 | 2025-01-30 | No | No |  | No |  |  | 2024-07-12 | 1.2933 | 51.3024 | 51.3023534261457, 1.29325473044581 |  | Storage
Data not available | [5 empty] | Data not available | Low Carbon UK Solar Investment Company Limited | SHEARWATER SOLAR FARM | LOTTBRIDGE DROVE |  | EASTBOURNE | EAST SUSSEX | BN23 6QJ | England | 561342 | 101267 | Ninfield SGT | Eastbourne Grid 33kV |  | 33 | South Eastern Power Networks (SPN) | Stored Energy (all stored energy irrespective of the original energy source) | Storage - Electrochemical (Batteries) | No |  |  | 17 | Solar | Photovoltaic | No | [9 empty] | No | Accepted to Connect | [6 empty] | 17 | 17 | 17.85 | 5 | 5.25 | 2021-04-21 | 2029-01-31 | No | No |  | Yes |  |  | 2024-01-15 | 0.86309 | 51.393 | 51.3930425207582, 0.863091399301146 | SPN-S000000009946 | Wind
Data not available | [5 empty] | Data not available | The Farm Energy Company Ltd | LOWER GOLDSTONE | LOWER GOLDSTONE FARM | ASH | CANTERBURY | KENT | CT3 2DY | England | 629657 | 161065 | Sellindge SGT2 & 3 & Richborough SGT | - |  | 132 | South Eastern Power Networks (SPN) | Stored Energy (all stored energy irrespective of the original energy source) | Storage - Electrochemical (Batteries) | No |  |  | 51.01 | [12 empty] | Yes | Accepted to Connect | [6 empty] | 50 | 50 | 52.5 | 50 | 52.5 | 2023-07-04 | 2036-11-30 | No | No |  | Yes |  |  | 2024-04-15 | -0.57205 | 51.2207 | 51.2207087924598, -0.572046924635322 | SPN-S000000008482 | Fossil fuel
1900091718322 | [5 empty] | Data not available | ENERGIEPARK UK NR GMBH & CO. KG | NEW RIDES WIND FARM | LEYSDOWN ROAD |  | EASTCHURCH | KENT | ME12 4DD | England | 599284 | 169890 | Kemsley SGT | Sheerness Grid 33kV |  | 33 | South Eastern Power Networks (SPN) | Wind | Onshore wind turbines |  |  |  | 9.5 | [12 empty] | No | Connected | 9.5 | 9.5 | 10 | 5 | 5.263 | 2018-11-21 | [13 empty] | 2022-08-12 | -0.33945 | 51.4609 | 51.4609327039971, -0.339453608233296 | SPN-S000000009152 | Fossil fuel
1470001236140 |  |  |  |  | BESS | 1470001236098 | Conrad (bilston) limited | Anchor lane gas generator | Export Gen 1, Anchor Lane Gas Generator, 2 | Anchor Lane, Bilston | Wolverhampton | data not available | WV14 9NA | United Kingdom | 393920 | 294920 | Penn 132Kv S Stn | Coseley 132Kv S Stn | Coseley 132/11Kv | 11 | National Grid Electricity Distribution (West Midlands) Plc | Fossil - Gas | Engine (combustion / reciprocating) | No | data not available | data not available | 19.25 | data not applicable | data not applicable | data not applicable | data not available | data not available | data not applicable | data not applicable | data not applicable | data not applicable | data not available | data not available | data not applicable | data not available | Connected | 19.25 | 21.66 | 22.8 | 0.57 | 0.6 | 44218 | data not applicable | data not applicable | data not applicable | data not applicable | data not applicable | data not applicable | data not applicable | data not available | data not available | data not available | data not available | data not available | data not available | 45750
2200043528500 |  |  |  |  | BESS | 2200043528510 | Conrad (bridgwater) limited | Land of axe road | Bridgwater Generator Proposed Generation | Land Off Axe Road, Colley Lane Ind Estate | Bridgwater | data not available | TA6 5LP | United Kingdom | 330855 | 135941 | Bridgwater Sgp | Bridgwater Grid Bsp | Colley Lane | 11 | National Grid Electricity Distribution (South West) Plc | Fossil - Gas | Gas turbine (OCGT) | No | data not available | data not available | 7.605 | data not applicable | data not applicable | data not applicable | data not available | data not available | data not applicable | data not applicable | data not applicable | data not applicable | data not available | data not available | data not applicable | data not available | Connected | 7.605 | 7.22 | 7.6 | 0.285 | 0.3 | 45077 | data not applicable | data not applicable | data not applicable | data not applicable | data not applicable | data not applicable | data not applicable | data not available | data not available | data not available | data not available | data not available | data not available | 45750
2000000000000 |  |  |  |  | BESS | 2000000000000 | CONRAD (CALNE) LTD | CALNE POWER GENERATION PLANT | CALNE POWER GENERATION PLANT | CLARKE AVENUE | CALNE | WILTSHIRE | SN11 9BS | ENGLAND | 400332 | 172170 | MELKSHAM GSP | CHIPPENHAM | CALNE | 11 | SOUTHERN ELECTRIC POWER DISTRIBUTION PLC | FOSSIL - GAS | DATA NOT AVAILABLE | NO | DATA NOT AVAILABLE | DATA NOT AVAILABLE | 7.125 | DATA NOT AVAILABLE | DATA NOT AVAILABLE | DATA NOT AVAILABLE | DATA NOT AVAILABLE | DATA NOT AVAILABLE | DATA NOT AVAILABLE | DATA NOT AVAILABLE | DATA NOT AVAILABLE | DATA NOT AVAILABLE | DATA NOT AVAILABLE | DATA NOT AVAILABLE | DATA NOT AVAILABLE | NO | CONNECTED | 7.125 | 7.125 | 7.5 | DATA NOT AVAILABLE | DATA NOT AVAILABLE | DATA NOT AVAILABLE | DATA NOT AVAILABLE | DATA NOT AVAILABLE | DATA NOT AVAILABLE | DATA NOT AVAILABLE | DATA NOT AVAILABLE | DATA NOT AVAILABLE | DATA NOT AVAILABLE | N | DATA NOT AVAILABLE | DATA NOT AVAILABLE | DATA NOT AVAILABLE | DATA NOT AVAILABLE | DATA NOT AVAILABLE | 44034
2200043491988 |  |  |  |  | BESS | 2200043491997 | Conrad (crewkerne) limited | Crewkerne blacknell lane generator | Crewkerne Power Generation Plant Blacknell Lane Trading Estate | Blacknell Lane | Crewkerne | Somerset | TA18 7HE | United Kingdom | 344607 | 109482 | Axminster Sgp | Woodcote Bsp | Crewkerne | 11 | National Grid Electricity Distribution (South West) Plc | Fossil - Gas | Gas turbine (OCGT) | No | data not available | data not available | 7.605 | data not applicable | data not applicable | data not applicable | data not available | data not available | data not applicable | data not applicable | data not applicable | data not applicable | data not available | data not available | data not applicable | data not available | Connected | 7.605 | 7.22 | 7.6 | 0.19 | 0.2 | 44970 | data not applicable | data not applicable | data not applicable | data not applicable | data not applicable | data not applicable | data not applicable | data not available | data not available | data not available | data not available | data not available | data not available | 45750
2200042557468 |  |  |  |  | BESS | 2200042557440 | Conrad (drove) limited | Bridgwater, gfe generating station, the drove | Gfe Generating Station | The Drove | Bridgwater | Somerset | TA6 4DR | United Kingdom | 330299 | 137870 | Bridgwater Sgp | Bridgwater Grid Bsp | Bath Road Primary | 11 | National Grid Electricity Distribution (South West) Plc | Fossil - Gas | Gas turbine (OCGT) | No | data not available | data not available | 6.354 | data not applicable | data not applicable | data not applicable | data not available | data not available | data not applicable | data not applicable | data not applicable | data not applicable | data not available | data not available | data not applicable | data not available | Connected | 6.354 | 5.7 | 6 | 0.285 | 0.3 | 42300 | data not applicable | data not applicable | data not applicable | data not applicable | data not applicable | data not applicable | data not applicable | data not available | data not available | data not available | data not available | data not available | data not available | 45750
2200043123000 |  |  |  |  | BESS | 2200043122994 | Conrad (langage) limited | Land adjacent to applied automation langage plymouth | Langage Gas Generation Plant | Eastern Wood Road, Langage Business Park, Plympton | Plymouth | data not available | PL7 5ET | United Kingdom | 256660 | 55837 | Abham Sgp | Plympton Bsp | Langage | 11 | National Grid Electricity Distribution (South West) Plc | Biofuel - Landfill gas | Gas turbine (OCGT) | No | data not available | data not available | 4.3 | data not applicable | data not applicable | data not applicable | data not available | data not available | data not applicable | data not applicable | data not applicable | data not applicable | data not available | data not available | data not applicable | data not available | Connected | 4.3 | 4.2503 | 4.474 | 0.19 | 0.2 | 44088 | data not applicable | data not applicable | data not applicable | data not applicable | data not applicable | data not applicable | data not applicable | data not available | data not available | data not available | data not available | data not available | data not available | 45750
2000000000000 |  |  |  |  | BESS | DATA NOT AVAILABLE | CONRAD (MELKSHAM) LIMITED | DATA NOT AVAILABLE | BRADFORD ROAD | DATA NOT AVAILABLE | MELKSHAM | WILTSHIRE | SN12 8LQ | ENGLAND | 389742 | 163948 | MELKSHAM GSP | NORRINGTON | MELKSHAM TOWN | 11 | SOUTHERN ELECTRIC POWER DISTRIBUTION PLC | FOSSIL - GAS | DATA NOT AVAILABLE | NO | DATA NOT AVAILABLE | DATA NOT AVAILABLE | 6.84 | DATA NOT AVAILABLE | DATA NOT AVAILABLE | DATA NOT AVAILABLE | DATA NOT AVAILABLE | DATA NOT AVAILABLE | DATA NOT AVAILABLE | DATA NOT AVAILABLE | DATA NOT AVAILABLE | DATA NOT AVAILABLE | DATA NOT AVAILABLE | DATA NOT AVAILABLE | DATA NOT AVAILABLE | NO | CONNECTED | 6.84 | 6.84 | 7.2 | 0.19 | 0.2 | 44082 | DATA NOT AVAILABLE | DATA NOT AVAILABLE | DATA NOT AVAILABLE | DATA NOT AVAILABLE | DATA NOT AVAILABLE | DATA NOT AVAILABLE | DATA NOT AVAILABLE | N | DATA NOT AVAILABLE | DATA NOT AVAILABLE | DATA NOT AVAILABLE | DATA NOT AVAILABLE | DATA NOT AVAILABLE | 44225
1900091086540 | [5 empty] | Data not available | GW Finn & Sons | WESTWOOD CROSS PV | HAINE ROAD |  | RAMSGATE | KENT | CT12 5AE | England | 635906 | 167066 | Sellindge SGT2 & 3 & Richborough SGT | Richborough Grid 33kV |  | 33 | South Eastern Power Networks (SPN) | Solar | Photovoltaic |  |  |  | 10 | [12 empty] | No | Connected | 10 | 10 | 10.526 |  |  | 2014-03-27 | [13 empty] | 2022-08-12 | -0.32546 | 50.9422 | 50.942185007195, -0.325462604310539 | SPN-S000000009105 | Solar PV
1900091320006 | [5 empty] | Data not available | Cooper Energy Engineering Ltd | ASHURST WEST PV | PARTRIDGE GREEN |  | STEYNING | WEST SUSSEX | RH13 8NX | England | 515794 | 118065 | Bolney SGT | Bolney Grid 33kV |  | 33 | South Eastern Power Networks (SPN) | Solar | Photovoltaic |  |  |  | 7.52 | [12 empty] | No | Connected | 7.52 | 7.52 | 7.916 |  |  | 2015-12-23 | [13 empty] | 2022-08-12 | 0.61978 | 51.4456 | 51.4456216580281, 0.619775950333039 | SPN-S000000009137 | Solar PV
1900091361971 | [5 empty] | Data not available | Lumicity Limited | FORD FARM | FORD LANE |  | ARUNDEL | WEST SUSSEX | BN44 3AT | England | 517744 | 117195 | Bolney SGT | Bolney Grid 33kV |  | 33 | South Eastern Power Networks (SPN) | Solar | Photovoltaic |  |  |  | 10 | [12 empty] | No | Connected | 10 | 10 | 10.526 |  |  | 2016-02-29 | [13 empty] | 2020-11-13 | 0.44971 | 51.3287 | 51.328689090277, 0.449709571784077 | SPN-S000000008653 | Fossil fuel
1900091079232 | [5 empty] | Data not available | Wessex Solar Energy Developments Ltd | MALMAYNES HALL SOLAR PARK | MALMAYNES HALL ROAD | UPPER STOKE | ROCHESTER | KENT | ME3 9SD | England | 582150 | 175103 | Northfleet East | Northfleet East 33kV |  | 33 | South Eastern Power Networks (SPN) | Solar | Photovoltaic |  |  |  | 12 | [12 empty] | No | Connected | 12 | 12 | 12.632 |  |  | 2015-03-30 | [13 empty] | 2020-11-13 | 0.50978 | 51.1591 | 51.1590903179813, 0.509779621891572 | SPN-S000000009122 | Solar PV
2200043365458 |  |  |  |  | BESS | 2200043365467 | Conrad (minehead) limited | Minehead brunel way | Minehead Hire Export | Brunel Way | Minehead | data not available | TA24 5BY | United Kingdom | 297699 | 145918 | Taunton Sgp | Bowhays Cross Bsp | Alcombe | 11 | National Grid Electricity Distribution (South West) Plc | Fossil - Gas | Gas turbine (OCGT) | No | data not available | data not available | 7.323 | data not applicable | data not applicable | data not applicable | data not available | data not available | data not applicable | data not applicable | data not applicable | data not applicable | data not available | data not available | data not applicable | data not available | Connected | 7.323 | 7.2001 | 7.579 | 0.19 | 0.2 | 44595 | data not applicable | data not applicable | data not applicable | data not applicable | data not applicable | data not applicable | data not applicable | data not available | data not available | data not available | data not available | data not available | data not available | 45750
1900091478509 | [5 empty] | Data not available | WIDEHURST SOLAR PARK | WIDEHURST FARM | WIDEHURST FARM | MARDEN | TONBRIDGE | KENT | TN12 9LN | England | 575597 | 142976 | Ninfield SGT | Hartley Grid 33kV |  | 33 | South Eastern Power Networks (SPN) | Solar | Photovoltaic |  |  |  | 4 | [12 empty] | No | Connected | 4 | 4 | 4.211 |  |  | 2017-03-31 | [13 empty] | 2020-11-13 | 0.49326 | 51.2926 | 51.2926406932017, 0.49326057031533 | SPN-S000000009533 | Biogas
1900091192276 | [5 empty] | Data not available | Haymaker Energy | NATEWOOD FARM | POLEGATE ROAD |  | POLEGATE | EAST SUSSEX | BN27 3PH | England | 557788 | 107118 | Ninfield SGT | Polegate Grid 33kV | Hailsham 11kV | 11 | South Eastern Power Networks (SPN) | Solar | Photovoltaic |  |  |  | 7 | [12 empty] | No | Connected | 7 | 7 | 7.368 |  |  | 2015-01-24 | [13 empty] | 2020-11-13 | -0.21148 | 50.8277 | 50.8277457139008, -0.211476848933356 |  | Fossil fuel
1900070394466 | [5 empty] | Data not available | Kent Enviropower | ALLINGTON GENERATION | LAVERSTOKE ROAD |  | MAIDSTONE | KENT | ME16 0LE | England | 573938 | 157786 | Canterbury North | Maidstone Grid 33kV |  | 33 | South Eastern Power Networks (SPN) | Waste | Steam turbine (thermal power plant) |  |  |  | 40 | [12 empty] | No | Connected | 40 | 40 | 42.105 | 32.3 | 34 | 2005-10-27 | [13 empty] | 2022-12-14 | -0.11271 | 51.3772 | 51.3771524670298, -0.112711073094513 |  | Fossil fuel
1170001727630 |  |  |  |  | BESS | 1170001737160 | Conrad (newark) limited | Newark power generation plant, bowbridge lane, balderton, newark | Newark Power Generation Plant | Bowbridge Lane, Balderton | Newark | Nottinghamshire | NG24 3BY | United Kingdom | 480443 | 350746 | Staythorpe C 132Kv S Stn | Hawton 33Kv S Stn | Hawton 11Kv S Stn | 11 | National Grid Electricity Distribution (East Midlands) Plc | Fossil - Gas | Engine (combustion / reciprocating) | No | data not available | data not available | 6.698 | data not applicable | data not applicable | data not applicable | data not available | data not available | data not applicable | data not applicable | data not applicable | data not applicable | data not available | data not available | data not applicable | data not available | Connected | 6.698 | 6.9996 | 7.368 | 0.095 | 0.1 | 45505 | data not applicable | data not applicable | data not applicable | data not applicable | data not applicable | data not applicable | data not applicable | data not available | data not available | data not available | data not available | data not available | data not available | 45750
1470001678400 |  |  |  |  | BESS | 1470001678289 | Conrad (oldbury) limited | Oldbury stor, wolverhampton road | Oldbury Power Generation Plant | Wolverhampton Road | Oldbury | data not available | B69 4RL | United Kingdom | 398695 | 288237 | Oldbury 132Kv | Oldbury B 132Kv | Oldbury B 11Kv | 11 | National Grid Electricity Distribution (West Midlands) Plc | Fossil - Gas | Gas turbine (OCGT) | No | data not available | data not available | 10.135 | data not applicable | data not applicable | data not applicable | data not available | data not available | data not applicable | data not applicable | data not applicable | data not applicable | data not available | data not available | data not applicable | data not available | Connected | 10.135 | 10.165 | 10.7 | 0.475 | 0.5 | 45566 | data not applicable | data not applicable | data not applicable | data not applicable | data not applicable | data not applicable | data not applicable | data not available | data not available | data not available | data not available | data not available | data not available | 45750
2200043391731 |  |  |  |  | BESS | 2200043467025 | Conrad (plymouth rock) limited | Cattedown 11kv stor | 11Kv Connection, Cattedown Stor Generator | Faraday Road, Cattledown | Plymouth | Devon | PL4 0SF | United Kingdom | 249761 | 54150 | Abham Sgp | Plymouth Bsp | Prince Rock | 11 | National Grid Electricity Distribution (South West) Plc | Biofuel - Landfill gas | Engine (combustion / reciprocating) | No | data not available | data not available | 4.8 | data not applicable | data not applicable | data not applicable | data not available | data not available | data not applicable | data not applicable | data not applicable | data not applicable | data not available | data not available | data not applicable | data not available | Connected | 4.8 | 4.75 | 5 | 0.19 | 0.2 | 44965 | data not applicable | data not applicable | data not applicable | data not applicable | data not applicable | data not applicable | data not applicable | data not available | data not available | data not available | data not available | data not available | data not available | 45750
2200043121449 |  |  |  |  | BESS | 2200043121420 | Conrad (plymouth) limited | Valley road plympton plymouth | Proposed Gas Fired Generation;53 | Valley Road | Plymouth | Devon | PL7 1RF | United Kingdom | 253224 | 56322 | Abham Sgp | Plympton Bsp | Linketty Lane | 11 | National Grid Electricity Distribution (South West) Plc | Biofuel - Landfill gas | Gas turbine (OCGT) | No | data not available | data not available | 5.041 | data not applicable | data not applicable | data not applicable | data not available | data not available | data not applicable | data not applicable | data not applicable | data not applicable | data not available | data not available | data not applicable | data not available | Connected | 5.041 | 4.9999 | 5.263 | 0.19 | 0.2 | 43983 | data not applicable | data not applicable | data not applicable | data not applicable | data not applicable | data not applicable | data not applicable | data not available | data not available | data not available | data not available | data not available | data not available | 45750
1640000905109 |  |  |  |  | BESS | 1640000905093 | CONRAD (REDSCAR) LTD | REDSCAR BUSINESS PARK | LONGRIDGE ROAD | RIBBLETON | PRESTON | LANCASHIRE | PR2 5NQ | ENGLAND | 357689 | 431983 | PENWORTHAM EAST GSP / ROCHDALE SGT 1 GROUP | PRESTON EAST | PRESTON EAST | 33 | ELECTRICITY NORTH WEST LIMITED | FOSSIL - GAS | ENGINE (COMBUSTION / RECIPROCATING) | NO | 0 | 1 | 42.105 |  |  |  | 0 | 0 | 0 |  |  |  | 0 | 0 | 0 | NO | CONNECTED | 42.105 | 38 | 40 | 0.2375 | 0.25 | 2020-03-19 |  |  |  | 0 | 0 |  |  | NO | NO |  |  |  |  | 2021-12-06 | 53.78244251077641, -2.6436033139387534
1900092013491 |  |  |  |  | BESS | 1900092013482 | Conrad (Sittingbourne) Limited | SITTINGBOURNE POWER GENERATION PLANT | CASTLE ROAD | EUROLINK | SITTINGBOURNE | KENT | ME10 3FB | England | 592493 | 165163 | Kemsley SGT | Sittingbourne Grid 33kV | Sittingbourne Town 11kV | 11 | South Eastern Power Networks (SPN) | Fossil - Gas | Gas turbine (OCGT) |  |  |  | 12 | [12 empty] | No | Connected | 12 | 12 | 12.632 |  |  | 2021-05-31 | [13 empty] | 2023-04-18 | -0.13338 | 51.3788 | 51.3787965154174, -0.133379031462463 | SPN-S000000009303 | Fossil fuel
2000000000000 |  |  |  |  | BESS | DATA NOT AVAILABLE | CONRAD (SWINDON) LIMITED | CATSBRAIN FARM - FIRM STRATTON ST MARGAR | CATSBRAIN FARM IMPORT/EXPORT | DATA NOT AVAILABLE | SWINDON | WILTSHIRE | SN3 4TD | ENGLAND | 417637 | 188977 | MINETY GSP | STRATTON | DATA NOT AVAILABLE | EHV | SOUTHERN ELECTRIC POWER DISTRIBUTION PLC | OTHER | OTHER | NO | DATA NOT AVAILABLE | DATA NOT AVAILABLE | 20 | DATA NOT AVAILABLE | DATA NOT AVAILABLE | DATA NOT AVAILABLE | DATA NOT AVAILABLE | DATA NOT AVAILABLE | DATA NOT AVAILABLE | DATA NOT AVAILABLE | DATA NOT AVAILABLE | DATA NOT AVAILABLE | DATA NOT AVAILABLE | DATA NOT AVAILABLE | DATA NOT AVAILABLE | DATA NOT AVAILABLE | CONNECTED | 20 | 19 | 20 | 20 | 21.0526 | DATA NOT AVAILABLE | DATA NOT AVAILABLE | DATA NOT AVAILABLE | DATA NOT AVAILABLE | DATA NOT AVAILABLE | DATA NOT AVAILABLE | DATA NOT AVAILABLE | DATA NOT AVAILABLE | N | DATA NOT AVAILABLE | DATA NOT AVAILABLE | DATA NOT AVAILABLE | DATA NOT AVAILABLE | DATA NOT AVAILABLE | 45362
2000000000000 |  |  |  |  | BESS | 2000000000000 | CONRAD (WOOTTON) LIMITED | MARLBOROUGH ROAD | GENERATION STATION | DATA NOT AVAILABLE | SWINDON | WILTSHIRE | SN4 7SA | ENGLAND | 407560 | 180890 | MINETY GSP | SWINDON | WOOTTON BASSETT | 11 | SOUTHERN ELECTRIC POWER DISTRIBUTION PLC | OTHER | OTHER | NO | DATA NOT AVAILABLE | DATA NOT AVAILABLE | 6.175 | DATA NOT AVAILABLE | DATA NOT AVAILABLE | DATA NOT AVAILABLE | DATA NOT AVAILABLE | DATA NOT AVAILABLE | DATA NOT AVAILABLE | DATA NOT AVAILABLE | DATA NOT AVAILABLE | DATA NOT AVAILABLE | DATA NOT AVAILABLE | DATA NOT AVAILABLE | DATA NOT AVAILABLE | DATA NOT AVAILABLE | CONNECTED | 6.175 | 6.175 | 6.5 | 0.19 | 0.2 | DATA NOT AVAILABLE | DATA NOT AVAILABLE | DATA NOT AVAILABLE | DATA NOT AVAILABLE | DATA NOT AVAILABLE | DATA NOT AVAILABLE | DATA NOT AVAILABLE | DATA NOT AVAILABLE | N | DATA NOT AVAILABLE | DATA NOT AVAILABLE | DATA NOT AVAILABLE | DATA NOT AVAILABLE | DATA NOT AVAILABLE | 45238
2000000000000 |  |  |  |  | BESS | 2000000000000 | CONRAD (YEOVIL) LIMITED | DATA NOT AVAILABLE | YEOVIL FLEXIBLE GAS GENERATING PLANT | OXFORD ROAD | YEOVIL | SOMERSET | BA21 5HA | ENGLAND | 357498 | 116653 | AXMINSTER | YEOVIL | YEOVIL | 11 | SOUTHERN ELECTRIC POWER DISTRIBUTION PLC | FOSSIL - GAS | DATA NOT AVAILABLE | NO | DATA NOT AVAILABLE | DATA NOT AVAILABLE | 15.2095 | DATA NOT AVAILABLE | DATA NOT AVAILABLE | DATA NOT AVAILABLE | DATA NOT AVAILABLE | DATA NOT AVAILABLE | DATA NOT AVAILABLE | DATA NOT AVAILABLE | DATA NOT AVAILABLE | DATA NOT AVAILABLE | DATA NOT AVAILABLE | DATA NOT AVAILABLE | DATA NOT AVAILABLE | DATA NOT AVAILABLE | CONNECTED | 15.2095 | 15.2095 | 16.01 | 0.3325 | 0.35 | DATA NOT AVAILABLE | DATA NOT AVAILABLE | DATA NOT AVAILABLE | DATA NOT AVAILABLE | DATA NOT AVAILABLE | DATA NOT AVAILABLE | DATA NOT AVAILABLE | DATA NOT AVAILABLE | N | DATA NOT AVAILABLE | DATA NOT AVAILABLE | DATA NOT AVAILABLE | DATA NOT AVAILABLE | DATA NOT AVAILABLE | 44901
1900090934948 | [5 empty] | 1900020430212 | AFFINITY WATER LIMITED | WALTON WATER TREATMENT WORKS | WALTON LANE |  | WALTON-ON-THAMES | SURREY | KT12 1QP | England | 508652 | 166237 | West Weybridge SGT | West Weybridge Grid 33kV | Walton 11kV | 11 | South Eastern Power Networks (SPN) | Solar | Photovoltaic |  |  |  | 1.2 | [12 empty] | No | Connected | 1.2 | 1.2 | 1.263 |  |  | 2013-03-27 | [13 empty] | 2024-07-12 | 0.24908 | 51.4514 | 51.4513705459477, 0.249077645304771 | SPN-S000000008626 | Biogas
data not available |  |  |  |  | BESS | data not available | Conrad Energy | Aber Park Gas Generation | Conrad Energy Flint Power Generation Plant Aber Park | Aber Road | Flint | Dee Valley and Mid Wales | CH6 5EX | Wales | 323724 | 373232 | CONNAHS QUAY / PENTIR / ST ASAPH (CONQ) | BRYMBO GT2 / HAWARDEN GT2 / HOLYWELL GT2 | FLINT T1 / FLINT T2 | 33 | SP Manweb plc | Fossil - Gas | Steam-gas turbine (CCGT) | No | 0 | 0 | 5 | data not applicable | data not applicable | No | 0 | 0 | 0 | data not applicable | data not applicable | No | 0 | 0 | 0 | data not available | Connected | 5 | 5 | 5.2632 | data not applicable | data not applicable | 43811 | data not applicable | data not applicable | data not applicable | data not applicable | data not applicable | data not available | data not applicable | N | N | data not available | N | 613463543 | data not available | 44088 | data not available | 53
data not available |  |  |  |  | BESS | data not available | Conrad Energy | FERODO (Swn y Mor) | Caernarfon Road | Griffiths' Crossing | Y Felinheli, | North Wales | LL55 1TS | Wales | 249969 | 365495 | CONNAHS QUAY / PENTIR / ST ASAPH (PENT) | BANGOR GT2 / CAERNARFON GT2 | FERODO T1 | 33 | SP Manweb plc | Fossil - Gas | Steam-gas turbine (CCGT) | No | 0 | 0 | 5 | data not applicable | data not applicable | No | 0 | 0 | 0 | data not applicable | data not applicable | No | 0 | 0 | 0 | data not available | Connected | 5 | 5 | 5.2632 | 0.1 | 0.10526 | 44316 | data not applicable | data not applicable | data not applicable | data not applicable | data not applicable | data not available | data not applicable | N | N | data not available | N | data not available | data not available | 44910 | data not available | 319
1900090919772 | [5 empty] | Data not available | Standford Hill Wind Farm | HMP STANFORD HILL | BRABAZON RD |  | EASTCHURCH | KENT | ME12 4AA | England | 598432 | 170070 | Kemsley SGT | Sheerness Grid 33kV | Eastchurch Prison 6.6kV | 6.6 | South Eastern Power Networks (SPN) | Wind | Onshore wind turbines |  |  |  | 4.6 | [12 empty] | No | Connected | 4.6 | 4.6 | 4.842 |  |  | 2012-12-24 | [13 empty] | 2024-01-15 | 0.51295 | 50.8501 | 50.8501135760766, 0.512945728234627 | SPN-S000000008317 | Biogas
1900090730212 | [5 empty] | Data not available | SUN SAVE LTD | EBBSFLEET SOLAR FARM A (343672) |  |  | RAMSGATE | KENT | CT12 5DL | England | 633354 | 163118 | Sellindge SGT2 & 3 & Richborough SGT | Richborough Grid 33kV | Manston 11kV | 11 | South Eastern Power Networks (SPN) | Solar | Photovoltaic |  |  |  | 4 | [12 empty] | No | Connected | 4 | 4 | 4.211 |  |  | 2011-06-28 | [13 empty] | 2020-11-13 | 0.90729 | 51.3212 | 51.3212230310522, 0.907289186789265 | SPN-S000000008405 | Solar PV
1050001645938 |  |  |  |  | BESS |  | Conrad Energy | ABBESS ROAD |  |  | ONGAR | Essex | CM5 0JR | England | 555860 | 211210 | Pelham | Thaxted Grid 33kV | White Roding Primary 11kV | 11 | Eastern Power Networks (EPN) | Fossil - Gas | Engine (combustion / reciprocating) |  |  |  | 6 | [12 empty] | No | Connected | 6 | 6 | 6.316 | 0.2 | 0.211 | 2019-09-11 | [13 empty] | 2022-08-12 | 0.20215 | 52.3281 | 52.3281432459572, 0.202150218963978 | EPN-S0000000D4009 | Fossil fuel
1900091396334 | [5 empty] | Data not available | ABBEY FIELDS SOLAR LIMITED | ABBEY FIELDS 400175 |  |  | FAVERSHAM | KENT | ME13 8HX | England | 602675 | 162026 | Kemsley SGT | Sittingbourne Grid 33kV | Faversham 11kV | 11 | South Eastern Power Networks (SPN) | Solar | Photovoltaic |  |  |  | 5 | [12 empty] | No | Connected | 5 | 5 | 5.263 |  |  | 2016-03-30 | [13 empty] | 2021-02-12 | -0.38746 | 50.9444 | 50.9444245226529, -0.387460859839243 | SPN-S000000008308 | Solar PV
1900091332660 | [5 empty] | Data not available | Renewable Southeast Ltd | FISHERGATE TERMINAL | BASIN RD SOUTH | PORTSLADE | BRIGHTON | EAST SUSSEX | BN41 1WF | England | 526060 | 104658 | Bolney SGT | Fishersgate Grid 33kV | Portslade 11kV | 11 | South Eastern Power Networks (SPN) | Solar | Photovoltaic |  |  |  | 1.32 | [12 empty] | No | Connected | 1.32 | 1.32 | 1.389 |  |  | 2015-10-13 | [13 empty] | 2020-11-13 | -0.11358 | 51.11 | 51.110023184034, -0.113584948279378 | SPN-S000000008385 | Solar PV
1900091399177 | [5 empty] | Data not available | SPEAR HILL SOLAR FARM | SPEAR HILL FARM | OXCOPSE HILL | ASHINGTON | PULBOROUGH | WEST SUSSEX | RH20 3BA | England | 513383 | 117347 | Bolney SGT | Steyning Grid 33kV | Ashington 11kV | 11 | South Eastern Power Networks (SPN) | Solar | Photovoltaic |  |  |  | 4.14 | [12 empty] | No | Connected | 4.14 | 4.14 | 4.358 |  |  | 2016-03-29 | [13 empty] | 2021-02-12 | 0.27137 | 50.824 | 50.8239573709265, 0.271368612868618 | SPN-S000000009940 | Wind
1900091325245 | [5 empty] | Data not available | MAJORS HILL SOLAR LIMITED | MAJORS HILL SOLAR FARM 511952 | MAJORS HILL |  | CRAWLEY | WEST SUSSEX | RH10 4PE | England | 532151 | 136217 | Bolney SGT | Three Bridges Local 33kV | Crawley Town 11kV | 11 | South Eastern Power Networks (SPN) | Solar | Photovoltaic |  |  |  | 1 | [12 empty] | No | Connected | 1 | 1 | 1.053 |  |  | 2016-02-15 | [13 empty] | 2021-02-12 | 0.59898 | 51.4269 | 51.4269103243963, 0.598981368719907 | SPN-S000000009925 | Fossil fuel
1900091420137 | [5 empty] | Data not available | SECOND GENERATION SHEPHAM LIMITED | SHEPHAM WIND FARM | HAILSHAM ROAD | STONE CROSS | PEVENSEY | EAST SUSSEX | BN24 5BT | England | 560076 | 105171 | Ninfield SGT | Polegate Grid 33kV |  | 33 | South Eastern Power Networks (SPN) | Wind | Onshore wind turbines |  |  |  | 7.5 | [12 empty] | No | Connected | 7.5 | 7.5 | 7.5 |  |  | 2016-10-31 | [13 empty] | 2022-08-12 | -0.47715 | 51.4154 | 51.4154306160735, -0.477145084442795 | SPN-S000000008327 | Solar PV
Data not available |  |  |  |  | BESS |  | CONRAD ENERGY | Land West of B579 | LUTON ROAD |  | TODDINGTON | Beds | LU5 6HT | England | 502318 | 227492 | Sundon | Sundon 33kV | Sundon Primary 11kV T1&T2 | 11 | Eastern Power Networks (EPN) | Fossil - Gas | Engine (combustion / reciprocating) |  |  |  | 6.078 | [12 empty] | No | Connected | 6.078 | 6.078 | 6.398 | 0.2 | 0.211 | 2021-10-01 | [13 empty] | 2021-12-14 | 1.1117 | 51.8243 | 51.8242747809206, 1.11167701395957 | EPN-S0000000D3027 | Solar PV
1900091354200 | [5 empty] | Data not available | Thames Water | THAMES WATER LITTLETON [121992] |  |  | STAINES-UPON-THAMES | SURREY | TW18 1RU | England | 505998 | 169590 | West Weybridge SGT | West Weybridge Grid 33kV | Chertsey 11kV | 11 | South Eastern Power Networks (SPN) | Solar | Photovoltaic |  |  |  | 1.5 | [12 empty] | No | Connected | 1.5 | 1.5 | 1.5 |  |  | 2016-03-24 | [13 empty] | 2020-11-13 | 0.50333 | 51.0952 | 51.0952282211208, 0.50333401551961 |  | Storage
1900091566820 | [5 empty] | Data not available | Green Hedge Energy Barn Ltd | KINGS BARN FARM |  |  | STEYNING | WEST SUSSEX | BN44 3YR | England | 518462 | 111374 | Bolney SGT | Steyning Grid 33kV |  | 33 | South Eastern Power Networks (SPN) | Stored Energy (all stored energy irrespective of the original energy source) | Storage - Electrochemical (Batteries) |  |  |  | 10 | [12 empty] | No | Connected | 10 | 10 | 10 |  |  | 2017-07-12 | [13 empty] | 2022-12-14 | 0.51192 | 51.3991 | 51.3991216865809, 0.511916101897876 | SPN-S000000009348 | Fossil fuel
1900091523310 | [5 empty] | Data not available | Bluebell Energy | HUGGINS HALL |  |  | GLASSENBURY | KENT | TN17 2QJ | England | 575388 | 135860 | Ninfield SGT | - |  | 132 | South Eastern Power Networks (SPN) | Stored Energy (all stored energy irrespective of the original energy source) | Storage - Electrochemical (Batteries) |  |  |  | 49.9 | [12 empty] | No | Connected | 49.9 | 49.9 | 49.9 |  |  | 2017-10-29 | [13 empty] | 2022-12-14 | 0.33106 | 51.4277 | 51.4276632901094, 0.331063902684319 | SPN-S000000009137 | Storage
1050001729570 |  |  |  |  | BESS |  | Conrad Energy | COMMERCE WAY |  | FLITWICK | BEDFORD | Beds | MK45 5BP | England | 504120 | 235710 | Sundon | Westoning Grid 33kV | Ampthill Primary 11kV | 11 | Eastern Power Networks (EPN) | Fossil - Gas | Gas turbine (OCGT) |  |  |  | 6 | [12 empty] | No | Connected | 6 | 6 | 6.316 |  |  | 2019-07-23 | [13 empty] | 2020-11-13 | -0.27033 | 51.9652 | 51.9652254267516, -0.270326523531109 | EPN-S0000000H8165 | Fossil fuel
Data not available | [5 empty] | Data not available | Aton Energy Development Ltd | NORTHFLEET EAST GRID |  |  | NORTHFLEET | KENT | DA11 8HX | England | 562153 | 172428 | Northfleet East | Northfleet East 33kV |  | 33 | South Eastern Power Networks (SPN) | Stored Energy (all stored energy irrespective of the original energy source) | Storage - Electrochemical (Batteries) |  |  |  | 35 | [12 empty] | No | Accepted to Connect | [6 empty] | 35 | 35 | 36.842 |  |  | 2017-06-01 | 2025-06-30 | No | No |  |  |  |  | 2024-06-14 | 1.3888 | 51.3691 | 51.3690942304745, 1.38880853928518 | SPN-S000000009149 | Fossil fuel
Data not available | [5 empty] | Data not available | Balanced Grid Solutions Ltd | BOB LANE |  |  | HENFIELD | WEST SUSSEX | BN5 9AZ | England | 523770 | 121216 | Bolney SGT | - |  | 132 | South Eastern Power Networks (SPN) | Stored Energy (all stored energy irrespective of the original energy source) | Storage - Electrochemical (Batteries) |  |  |  | 49.9 | [12 empty] | No | Accepted to Connect | [6 empty] | 49.9 | 49.9 | 52.526 | 49.9 | 52.52 | 2018-11-19 | 2026-10-31 | No | No |  |  |  |  | 2024-06-14 | -0.33136 | 50.8427 | 50.8426609430065, -0.331357310555831 | SPN-S000000009154 | Storage
Data not available |  |  |  |  | BESS |  | Conrad Energy | LONDON ROAD |  |  | Billericay | Essex | CM12 9HR | England | 565656 | 194779 | Warley | Shenfield Grid 33kV | Gooseberry Grn Primary 11kV | 11 | Eastern Power Networks (EPN) | Fossil - Gas | Gas turbine (OCGT) |  |  |  | 10 | [12 empty] | No | Connected | 10 | 10 | 10.526 | 0.19 | 0.2 | 2023-01-26 | [13 empty] | 2024-02-14 | 1.3395 | 52.6057 | 52.6056505086153, 1.3394566982524 | EPN-S0000000D5084 | Fossil fuel
Data not available | [5 empty] | Data not available | G59 Professional Services Ltd | HALEWICK LANE |  |  | LANCING | WEST SUSSEX | BN15 0QW | England | 517580 | 106119 | Bolney SGT | Worthing Grid A 33kV |  | 33 | South Eastern Power Networks (SPN) | Stored Energy (all stored energy irrespective of the original energy source) | Storage - Electrochemical (Batteries) |  |  |  | 36 | [12 empty] | No | Accepted to Connect | [6 empty] | 36 | 36 | 37.895 |  |  | 2018-06-08 | 2024-12-31 | No | No |  |  |  |  | 2024-04-15 | -0.31974 | 51.0996 | 51.0996063175678, -0.319738791864878 | SPN-S000000009324 | Biogas
Data not available | [5 empty] | Data not available | GRIDSERVE EMEA DEPC ltd | GATWICK AIRPORT ELECTRIC FORECOURT | BUCKINGHAM GATE |  | GATWICK | WEST SUSSEX | RH6 0JB | England | 529234 | 141512 | Bolney SGT | Smallfield Grid 33kV |  | 33 | South Eastern Power Networks (SPN) | Stored Energy (all stored energy irrespective of the original energy source) | Storage - Electrochemical (Batteries) |  |  |  | 6 | [12 empty] | Yes | Accepted to Connect | [6 empty] | 6 | 6 | 6.3 | 6 | 6.3 | 2020-03-18 | 2024-09-30 | No | No |  |  |  |  | 2024-07-12 | 1.3487 | 51.3102 | 51.3101795069974, 1.34869713719805 |  | Storage
Data not available | [5 empty] | Data not available | Britaniacrest Recycling Ltd | WEALDEN WORKS | LANGHURSTWOOD RD |  | HORSHAM | WEST SUSSEX | RH12 4QD | England | 517747 | 134709 | Bolney SGT | - | Horsham Grid 11kV | 11 | South Eastern Power Networks (SPN) | Waste | Steam-gas turbine (CCGT) |  |  |  | 21 | [12 empty] | No | Accepted to Connect | [6 empty] | 21 | 21 | 22.05 | 4 | 4.2 | 2020-04-30 | 2025-10-31 | No | No |  |  |  |  | 2024-06-14 | 0.37535 | 50.879 | 50.8790251646524, 0.375350419761559 |  | Storage
Data not available | [5 empty] | Data not available | Puissance (Midlands) Limited | RICHBOROUGH ENERGY PARK | RICHBOROUGH ENERGY PARK |  | SANDWICH | KENT | CT13 9NL | England | 633481 | 162110 | Sellindge SGT2 & 3 & Richborough SGT | - |  | 132 | South Eastern Power Networks (SPN) | Stored Energy (all stored energy irrespective of the original energy source) | Storage - Electrochemical (Batteries) |  |  |  | 49.9 | [12 empty] | No | Accepted to Connect | [6 empty] | 49.9 | 49.9 | 52.6 | 0.5 | 0.52 | 2020-07-24 | 2025-06-30 | No | No |  | No |  |  | 2024-06-14 | 0.46065 | 51.352 | 51.3519508558297, 0.460645190411544 | SPN-S000000008333 | Storage
Data not available | [5 empty] | Data not available | Pelagic Energy Development Ltd | BOREHAM STREET | BOREHAM STREET |  | HAILSHAM | EAST SUSSEX | BN27 4SJ | England | 567202 | 111524 | Ninfield SGT | - |  | 132 | South Eastern Power Networks (SPN) | Stored Energy (all stored energy irrespective of the original energy source) | Storage - Electrochemical (Batteries) |  |  |  | 99.8 | Solar | Photovoltaic | [10 empty] | No | Accepted to Connect | [6 empty] | 99.8 | 99.8 | 104.79 | 99.8 | 104.79 | 2021-06-18 | 2029-01-31 | [6 empty] | 2024-05-15 | 0.97607 | 51.1023 | 51.1023126672147, 0.976071988593614 |  | Solar PV
Data not available | [5 empty] | Data not available | AMP ENERGY SERVICES LTD | LAND ON EAST SIDE OF ROCHESTER ROAD | LAND ON EAST SIDE OF ROCHESTER ROAD | WOULDHAM | ROCHESTER | KENT | ME1 3TS | England | 571443 | 164304 | Kingsnorth SGT | Medway Grid | Medway 11kV | 11 | South Eastern Power Networks (SPN) | Stored Energy (all stored energy irrespective of the original energy source) | Storage - Electrochemical (Batteries) | No |  |  | 5.058 | [12 empty] | Yes | Accepted to Connect | [6 empty] | 5.058 | 5.058 | 5.31 | 5.058 | 5.31 | 2021-05-24 | 2025-01-01 | No | No |  | Yes |  |  | 2024-04-15 | 0.26445 | 51.3819 | 51.3818722533317, 0.264451950196608 |  | Solar PV
1900091360969 | [5 empty] | 1900091360950 | Sellindge Solar Limited | SELLINDGE SOLAR FARM | SELLINDGE SOLAR FARM | SELLINDGE | ASHFORD | KENT | TN25 6AF | England | 608453 | 137880 | Sellindge SGT2 & 3 & Richborough SGT | Sellindge Local 33kV |  | 33 | South Eastern Power Networks (SPN) | Solar | Photovoltaic | No |  |  | 10 | [12 empty] | No | Connected | 10 | 10 | 10.5 | 0.1 | 0.105 | 2016-03-24 | [7 empty] | No | No |  |  |  |  | 2023-02-14 | 0.24855 | 51.3683 | 51.3683200089832, 0.248553906184958 | SPN-S000000009111 | Solar PV
Data not available | [5 empty] | Data not available | Wessex Solar Power Limited | HORTON WOOD SOLAR FARM | OFF SCHOOL LANE |  | LONGFIELD | KENT | DA3 8AH | England | 557680 | 167191 | Northfleet East | - |  | 132 | South Eastern Power Networks (SPN) | Solar | Photovoltaic | No |  |  | 49.9 | [12 empty] | No | Accepted to Connect | [6 empty] | 49.9 | 49.9 | 52.395 |  |  | 2020-09-29 | 2025-10-31 | No | No |  |  |  |  | 2024-06-14 | 0.94837 | 50.9825 | 50.982513675213, 0.948365647913798 | SPN-S000000008469 | Fossil fuel
Data not available | [5 empty] | Data not available | Wessex Solar Management Ltd | GABRIEL SPRING ROAD |  |  | LONGFIELD | KENT | DA3 8PJ | England | 556620 | 165650 | Northfleet East | Chelsfield Grid 33kV |  | 33 | South Eastern Power Networks (SPN) | Solar | Photovoltaic | No |  |  | 17.5 | [12 empty] | Yes | Accepted to Connect | [6 empty] | 17.5 | 17.5 | 18.375 | 0.1 | 0.105 | 2020-10-15 | 2025-01-31 | No | No |  | Yes |  |  | 2024-06-14 | 0.39404 | 51.2799 | 51.2798549532415, 0.394037755600961 | SPN-S000000008643 | Solar PV
1640000796619 |  |  |  |  | BESS | 1640000796585 | CONRAD ENERGY (BISPHAM) LTD | BRISTOL AVENUE | BRISTOL AVENUE |  | BLACKPOOL | LANCASHIRE | FY2 0JF | ENGLAND | 332392 | 439689 | PENWORTHAM WEST GSP / STANAH GSP GROUP | BISPHAM | BISPHAM | 33 | ELECTRICITY NORTH WEST LIMITED | FOSSIL - GAS | ENGINE (COMBUSTION / RECIPROCATING) | NO | 0 | 0 | 20 |  |  |  | 0 | 0 | 0 |  |  |  | 0 | 0 | 0 | NO | CONNECTED | 20 | 20 | 21.0526 | 0 | 0 | 2020-10-22 |  |  |  | 0 | 0 |  |  | NO | NO |  |  |  |  | 2021-12-06 | 53.849016612543515, -3.0291575496174277
Data not available | [5 empty] | Data not available | LHW Partnership LLP | KINGSHILL SOLAR | QUARRYMAN'S ROAD |  | WEST MALLING | KENT | ME19 4PN | England | 567067 | 156134 | Northfleet East | Pembury Grid 33kV | Mereworth 11kV | 11 | South Eastern Power Networks (SPN) | Solar | Photovoltaic | No |  |  | 2.8 | [12 empty] | Yes | Connected | 2.8 | 2.8 | 2.94 |  |  | 2023-10-09 | [7 empty] | No | No |  |  |  |  | 2024-07-12 | -0.051064 | 51.2146 | 51.2146484945081, -0.0510636557454618 | SPN-S000000008386 | Fossil fuel
1050002387879 |  |  |  |  | BESS |  | Conrad Energy (Developments) Ltd | (ANM) SPARROWHAWK ROAD | SPARROWHAWK ROAD |  | HALESWORTH | SUFFOLK | IP19 8RX | England | 639715 | 278928 | Bramford | Halesworth Grid 33kV | Halesworth Primary 11kV | 11 | Eastern Power Networks (EPN) | Fossil - Gas | Gas turbine (OCGT) |  |  |  | 7.2 | [12 empty] | Yes | Connected | 7.2 | 7.2 | 7.579 |  |  | 2023-10-17 | [7 empty] | No | To be confirmed |  |  |  |  | 2024-11-14 | 0.49487 | 51.5933 | 51.5933293384751, 0.494867774328269 | EPN-S0000000D7017 | Storage
Data not available | [5 empty] | Data not available | YELM BEST (SOUTH) LTD | BLETCHINGLEY CENTRAL | EASTBOURNE ROAD |  | GODSTONE | SURREY | RH9 8JB | England | 536219 | 147965 | Northfleet East | Dormansland Grid 33kV | Crowhurst 11kV | 11 | South Eastern Power Networks (SPN) | Fossil - Gas | Engine (combustion / reciprocating) | No |  |  | 1 | [12 empty] | No | Accepted to Connect | [6 empty] | 1 | 1 | 1.05 |  |  | 2019-06-25 | 2026-10-01 | No | No |  |  |  |  | 2024-06-14 | 0.31047 | 51.4243 | 51.4243390136459, 0.310468045003174 |  | Storage
Data not available | [5 empty] | Data not available | Aghagower Limited | BENTLEY ESTATE | EASTBOURNE ROAD |  | LEWES | EAST SUSSEX | BN8 6PT | England | 549351 | 117804 | Little Horsted SGT | - |  | 132 | South Eastern Power Networks (SPN) | Stored Energy (all stored energy irrespective of the original energy source) | Storage - Electrochemical (Batteries) | No |  |  | 50 | Solar | Photovoltaic | No |  |  | 30 | [6 empty] | Yes | Accepted to Connect | [6 empty] | 80 | 80 | 84 | 50 | 52.5 | 2022-03-24 | 2030-12-31 | No | No |  |  |  |  | 2024-04-15 | 0.21382 | 51.3685 | 51.3685408934564, 0.213824694861195 |  | Solar PV
Data not available | [5 empty] | Data not available | EcoDev (South) Ltd | SOUTHFLEET HOOK GREEN | PARK CORNER ROAD | SOUTHFLEET | GRAVESEND | KENT | DA13 9LJ | England | 560733 | 172013 | Littlebrook SGT | - |  | 132 | South Eastern Power Networks (SPN) | Stored Energy (all stored energy irrespective of the original energy source) | Storage - Electrochemical (Batteries) | No |  |  | 300 | [12 empty] | Yes | Accepted to Connect | [6 empty] | 300 | 300 | 315 | 300 | 315 | 2021-08-10 | 2027-12-31 | No | No |  | Yes |  |  | 2024-06-14 | 0.29441 | 51.3967 | 51.3966587371612, 0.294408997672461 |  | Solar PV
Data not available | [5 empty] | Data not available | Inchoo Ventures Limited | BOWER LANE | BOWER LANE | EYNSFORD | DARTFORD | KENT | DA4 0AL | England | 554202 | 165601 | Northfleet East | - |  | 132 | South Eastern Power Networks (SPN) | Solar | Other | No |  |  | 50 | [12 empty] | No | Accepted to Connect | [6 empty] | 50 | 50 | 52.5 | 0.5 | 0.525 | 2022-11-17 | 2037-10-31 | No | No |  | Yes |  |  | 2024-07-12 | 0.038226 | 50.9121 | 50.9120933495734, 0.0382258972518226 | SPN-S000000009130 | Solar PV
Data not available | [5 empty] | Data not available | Inchoo Ventures Limited | DEAN BOTTOM FARM | FAWKHAM ROAD |  | LONGFIELD | KENT | DA3 7BE | England | 559713 | 168900 | Northfleet East | - |  | 132 | South Eastern Power Networks (SPN) | Solar | Photovoltaic | No |  |  | 50 | [12 empty] | No | Accepted to Connect | [6 empty] | 50 | 50 | 52.5 | 0.2 | 0.21 | 2023-02-20 | 2037-10-31 | No | No |  | Yes |  |  | 2024-07-12 | 0.10411 | 50.909 | 50.9089547926673, 0.104106309846678 |  | Solar PV
Data not available | [5 empty] | Data not available | LOW CARBON UK SOLAR INVESTMENT COMPANY LTD | BARCOMBESOLAR FARM | BARCOMBE SOLAR FARM | BARCOMBE MILLS | LEWES | EAST SUSSEX | BN8 5BX | England | 543386 | 114492 | Ninfield SGT | Lewes Grid | Lewes Grid 33kV | 33 | South Eastern Power Networks (SPN) | Solar | Photovoltaic | No |  |  | 22.4 | Stored Energy (all stored energy irrespective of the original energy source) | Storage - Electrochemical (Batteries) |  |  |  | 22.4 | [6 empty] | Yes | Accepted to Connect | [6 empty] | 22 | 22 | 23.1 | 0.949 | 0.996 | 2023-07-31 | 2037-10-31 | No | No |  | Yes |  |  | 2024-04-15 | 0.082544 | 50.8969 | 50.896903343623, 0.082544070792847 |  | Solar PV
Data not available | [5 empty] | Data not available | INDUSTRIA SERVICES LTD | THE BROYLE | LAND AT THE MIDDLE BROYLE FARM | RINGMER | LEWES | EAST SUSSEX | BN8 5AJ | England | 548027 | 114273 | Ninfield SGT | Lewes Grid | Lewes 132kV | 132 | South Eastern Power Networks (SPN) | Solar | Photovoltaic | No |  |  | 50.9 | [12 empty] | Yes | Accepted to Connect | [6 empty] | 49.9 | 49.9 | 52.39 | 0.2 | 0.21 | 2023-05-18 | 2037-10-31 | No | No |  | Yes |  |  | 2024-04-15 | 1.4021 | 51.368 | 51.3680354295948, 1.40205153790087 | SPN-S000000009149 | Storage
Data not available | [5 empty] | Data not available | SCOTTISH POWER RENEWABLES (UK) LTD | OLDHOUSE SOLAR FARM | OLDHOUSE FARM, NEAVES LANE | ASTON GREEN | LEWES | EAST SUSSEX | BN8 5NQ | England | 546549 | 112890 | Ninfield SGT | Lewes Grid | Lewes 132kV | 132 | South Eastern Power Networks (SPN) | Solar | Photovoltaic | No |  |  | 49.9 | [12 empty] | No | Accepted to Connect | [6 empty] | 49.9 | 49.9 | 52.39 | 0.2 | 0.21 | 2022-10-14 | 2037-10-31 | No | No |  | Yes |  |  | 2024-04-15 | 1.0723 | 51.314 | 51.3140303938026, 1.07229960743083 | SPN-S000000009961 | Solar PV
Data not available | [5 empty] | Data not available | GF THANET ENERGY LTD | LND SACKETTS HILL FARM | LAND ADJ SACKETTS HILL FARM | DANE COURT ROAD | BROADSTAIRS | KENT | CT10 2QS | England | 636900 | 168713 | Sellindge SGT2 & 3 & Richborough SGT | Thanet Grid | Thanet Grid 33kV | 33 | South Eastern Power Networks (SPN) | Stored Energy (all stored energy irrespective of the original energy source) | Storage - Electrochemical (Batteries) | No |  |  | 22.45 | [12 empty] | Yes | Accepted to Connect | [6 empty] | 22.45 | 22.45 | 23.57 | 22.45 | 23.57 | 2023-02-09 | 2036-11-20 | No | No |  | Yes |  |  | 2024-04-15 | 0.97739 | 51.2566 | 51.2565717679681, 0.977385163505594 | SPN-S000000009961 | Solar PV
Data not available | [5 empty] | Data not available | RIVINGTON SOLAR LTD | BRITTON COURT FARM | BRITTON COURT FARM, HACKINGTON ROAD |  | CANTERBURY | KENT | CT2 9NG | England | 614204 | 161695 | Canterbury North | - | Canterbury North 132kV | 132 | South Eastern Power Networks (SPN) | Solar | Photovoltaic | No |  |  | 40 | [12 empty] | Yes | Accepted to Connect | [6 empty] | 40 | 40 | 42 | 0.4 | 0.42 | 2022-09-21 | 2036-10-31 | No | No |  | Yes |  |  | 2024-04-15 | 0.0047927 | 51.209 | 51.2090193466215, 0.00479271497415608 | SPN-S000000009917 | Solar PV
Data not available | [5 empty] | Data not available | GS VOGT LTD | LAND OF SHALSFORD RD |  |  | CANTERBURY | KENT | CT4 8AZ | England | 607850 | 155034 | Canterbury North | - | Canterbury North 132kV | 132 | South Eastern Power Networks (SPN) | Solar | Photovoltaic | No |  |  | 37.5 | [12 empty] | Yes | Accepted to Connect | [6 empty] | 37.5 | 37.5 | 39.37 |  |  | 2021-03-16 | 2029-01-31 | No | No |  | Yes |  |  | 2024-04-15 | 0.35693 | 51.2343 | 51.2342826618739, 0.356931165288744 | SPN-S000000009139 | Solar PV
Data not available | [5 empty] | Data not available | LIGHTSOURCE REWNEWABLE DEVELOPMENT LTD | TANDRIDGE 2, CROWHURST LANE | TANDRIDGE 2, CROWHURST LANE |  | OXTED | SURREY | RH7 6LT | England | 540137 | 147444 | Bolney SGT | Dormansland 132kV | Dormansland Grid 33kV | 33 | South Eastern Power Networks (SPN) | Solar | Photovoltaic | No |  |  | 20 | [12 empty] | Yes | Accepted to Connect | [6 empty] | 20 | 20 | 21 | 0.2 | 0.21 | 2023-04-05 | 2037-10-31 | No | No |  | Yes |  |  | 2024-04-15 | 0.028882 | 51.3319 | 51.331889640671, 0.0288816286996765 | SPN-S000000008609 | Solar PV
Data not available | [5 empty] | Data not available | RENEWABLE CONNECTIONS DEVELOPMENT LTD | GOOSE GREEN FARM | GOOSE GREEN FARM, HADLOW ROAD | HADLOW | TONBRIDGE | KENT | TN11 0JJ | England | 564642 | 150983 | Northfleet East | Pembury Grid | Pembury Grid 33kV | 33 | South Eastern Power Networks (SPN) | Solar | Photovoltaic | No |  |  | 15 | [12 empty] | Yes | Accepted to Connect | [6 empty] | 15 | 15 | 15.75 | 0.15 | 0.157 | 2023-06-22 | 2037-10-31 | No | No |  | Yes |  |  | 2024-04-15 | -0.30564 | 51.3376 | 51.3375576273271, -0.305640931604055 | SPN-S000000009112 | Solar PV
Data not available | [5 empty] | Data not available | ZESTES ASSET MANAGEMENT LTD | BIGGIN HILL AIRPORT (KITE SHED) | MAIN ROAD |  | WESTERHAM | KENT | TN16 3BH | England | 541442 | 161153 | Beddington SGT | Addington Grid | Addington Grid 11kV | 11 | South Eastern Power Networks (SPN) | Solar | Photovoltaic | No |  |  | 1.1 | [12 empty] | No | Connected | 1.1 | 1.1 | 1.15 |  |  | 2024-07-05 | [7 empty] | No | No |  | No |  |  | 2024-07-12 | -0.23971 | 51.215 | 51.2149856868175, -0.239711841748481 | SPN-S000000009929 | Solar PV
Data not available | [5 empty] | Data not available | ENSO GREEN HOLDINGS LTD | RUSHETT LANE |  |  | EPSOM | SURREY | KT18 7TR | England | 518124 | 161192 | Chessington | Chessington Grid | Chessington Grid 33kV | 33 | South Eastern Power Networks (SPN) | Solar | Photovoltaic | No |  |  | 30 | Stored Energy (all stored energy irrespective of the original energy source) | Storage - Electrochemical (Batteries) |  |  |  | 30 | [6 empty] | No | Accepted to Connect | [6 empty] | 30 | 30 | 31.5 | 30 | 31.5 | 2022-11-30 | 2025-01-01 | No | No |  | No |  |  | 2024-07-12 | 0.74911 | 51.3081 | 51.3080912632015, 0.749113209834279 | SPN-S000000009144 | Solar PV
Data not available | [5 empty] | Data not available | IIOS NEW ENERGY | LITTLE FLANCHFORD FARM | FLANCHFORD ROAD | LEIGH | REIGATE | SURREY | RH2 8RD | England | 523043 | 147670 | Bolney SGT | Leigh Grid |  | 33 | South Eastern Power Networks (SPN) | Solar | Photovoltaic | No |  |  | 11.3 | [12 empty] | Yes | Accepted to Connect | [6 empty] | 11.3 | 11.3 | 11.85 | 0.2 | 0.21 | 2022-04-20 | 2030-12-31 | No | No |  | Yes |  |  | 2024-06-14 | -0.58781 | 51.3821 | 51.3821061400157, -0.587809330971517 |  | Fossil fuel
Data not available | [5 empty] | Data not available | VOLTALIA UK LTD | PITSTOCK FARM | PITSTOCK ROAD |  | SITTINGBOURNE | KENT | ME9 0QW | England | 591710 | 160141 | Kemsley SGT | Sittingbourne Grid | Sittingbourne Grid 33kV | 33 | South Eastern Power Networks (SPN) | Solar | Photovoltaic | No |  |  | 40.8 | Stored Energy (all stored energy irrespective of the original energy source) | Storage - Electrochemical (Batteries) |  |  |  | 40.82 | [6 empty] | Yes | Accepted to Connect | [6 empty] | 40.8 | 40.8 | 42.84 | 0.5 | 0.525 | 2022-12-16 | 2036-10-31 | No | No |  | Yes |  |  | 2024-04-15 | -0.29372 | 50.9888 | 50.9888134437235, -0.293720634771403 | SPN-S000000009105 | Solar PV
Data not available | [5 empty] | Data not available | JCA ENGINEERING LTD | ARK LONGCROSS PARK | CHOBHAM LANE |  | CHERTSEY | SURREY | KT16 0EE | England | 498374 | 165730 | West Weybridge SGT | - |  | 132 | South Eastern Power Networks (SPN) | Fossil - Oil | Engine (combustion / reciprocating) | No |  |  | 6.4 | [12 empty] | Yes | Accepted to Connect | [6 empty] | 6.4 | 6.4 | 6.53 |  |  | 2024-03-07 |  | No | No |  | Yes |  |  | 2024-07-12 | 0.37038 | 51.3919 | 51.3918545605977, 0.370383745987238 |  | Storage
Data not available | [5 empty] | Data not available | LOW CARBON SOLAR PARK LTD | BROOMFIELD SOLAR FARM |  |  | HORSHAM | WEST SUSSEX | RH13 8DL | England | 519854 | 122431 | Bolney SGT | Bolney Grid | Bolney Grid 33kV | 33 | South Eastern Power Networks (SPN) | Solar | Photovoltaic | No |  |  | 20 | [12 empty] | Yes | Accepted to Connect | [6 empty] | 20 | 20 | 21 |  |  | 2021-09-21 | 2027-10-18 | No | No |  | No |  |  | 2024-04-15 | 1.3418 | 51.223 | 51.2229966366642, 1.34184489180331 | SPN-S000000009104 | Solar PV
Data not available | [5 empty] | Data not available | BRS APPLICATIONS LTD | CRANBOURNE FARM | COPTHALL ROAD |  | COBHAM | KENT | DA13 9AU | England | 565015 | 168534 | Northfleet East | - |  | 132 | South Eastern Power Networks (SPN) | Stored Energy (all stored energy irrespective of the original energy source) | Storage - Electrochemical (Batteries) | No |  |  | 52 | Solar | [5 empty] | Wind | [5 empty] | No | Accepted to Connect | [6 empty] | 49.9 | 49.9 | 52.5 | 49.9 | 52.5 | 2024-02-23 |  | No | No |  | Yes |  |  | 2024-05-15 | 1.0925 | 51.3502 | 51.350204026901, 1.09254556531801 | SPN-S000000009167 | Storage
Data not available | [5 empty] | Data not available | BSR Applications Limited | Land at Northbourne Estate |  | Northbourne | Deal | Kent | CT14 0LW | England | 633445 | 152396 | Sellindge SGT2 & 3 & Richborough SGT | Betteshanger Grid |  | 33 | South Eastern Power Networks (SPN) | Solar | Photovoltaic | No |  |  | 20 | Wind | Other | [10 empty] | Yes | Accepted to Connect | [6 empty] | 20 | 20 | 21 | 0.5 | 0.535 | 2024-07-03 |  | No | No |  | Yes |  |  | 2024-07-12 | 0.44157 | 50.8916 | 50.8915540891807, 0.441571502087857 |  | Storage
Data not available | [5 empty] | Data not available | Renesola Power UK Ltd | Ruckinge Farm | Thornden Wood Road |  | Herne Bay | Kent | CT6 7NU | England | 615445 | 165776 | Canterbury North | Herne Bay Grid 33kV |  | 33 | South Eastern Power Networks (SPN) | Stored Energy (all stored energy irrespective of the original energy source) | Storage - Electrochemical (Batteries) | No |  |  | 25.5 | [12 empty] | Yes | Accepted to Connect | [6 empty] | 25.5 | 25.5 | 26.77 | 25.5 | 26.77 | 2024-07-03 |  | No | No |  | Yes |  |  | 2024-07-12 | -0.12019 | 51.181 | 51.181021662506, -0.120188709765517 | SPN-S000000009145 | Storage
Data not available | [5 empty] | Data not available | Elgin Energy Esco | Catsfield Christmas Tree Farm | Stream Lane |  | Battle | East Sussex | TN33 9BB | England | 571814 | 113069 | Ninfield SGT | - |  | 132 | South Eastern Power Networks (SPN) | Stored Energy (all stored energy irrespective of the original energy source) | Storage - Electrochemical (Batteries) | No |  |  | 99.9 | [12 empty] | Yes | Accepted to Connect | [6 empty] | 99.9 | 99.9 | 101.94 | 99.9 | 101.94 | 2024-08-15 |  | No | No |  | Yes |  |  | 2024-09-13 | 1.3347 | 51.1502 | 51.1502239407698, 1.33465002725086 | SPN-S000000009104 | Storage
Data not available | [5 empty] | Data not available | Voltwise Power Holdings Ltd | Rookery Lane |  |  | Horley | Surrey | RH6 9BD | England | 531487 | 144100 | Bolney | Smallfield Grid |  | 33 | South Eastern Power Networks (SPN) | Stored Energy (all stored energy irrespective of the original energy source) | Storage - Electrochemical (Batteries) | No |  |  | 40 | [12 empty] | Yes | Accepted to Connect | [6 empty] | 40 | 40 | 40.8 | 40 | 40.8 | 2024-11-01 |  | No | No |  | Yes |  |  | 2024-12-13 | 0.24218 | 51.4314 | 51.4313671490108, 0.242181916100048 |  | Storage
Data not available | [5 empty] | Data not available | Net Zero Marine Limited | Dover Generation Facility Farm land | The lane |  | Dover | Kent | CT15 5ES | England | 633310 | 144283 | Sellindge | Betteshanger Grid |  | 33 | South Eastern Power Networks (SPN) | Stored Energy (all stored energy irrespective of the original energy source) | Storage - Electrochemical (Batteries) | No |  |  | 5 | Solar | Photovoltaic | [10 empty] | Yes | Accepted to Connect | [6 empty] | 5 | 5 | 5.102 | 5 | 5.102 | 2024-11-08 |  | No | No |  | Yes |  |  | 2024-12-13 | 0.78801 | 51.0641 | 51.0641291381113, 0.78801318841242 |  | Solar PV
Data not available | [5 empty] | Data not available | Net Zero Marine Limited | Club Holdings |  |  | Dartford | Kent | DA2 6PS | England | 555962 | 172647 | Northfleet East | - |  | 132 | South Eastern Power Networks (SPN) | Stored Energy (all stored energy irrespective of the original energy source) | Storage - Electrochemical (Batteries) | No |  |  | 99.9 | [12 empty] | Yes | Accepted to Connect | [6 empty] | 99.9 | 99.9 | 101.9 | 99.9 | 101.9 | 2024-12-19 |  | No | No |  | Yes |  |  | 2025-01-15 | 0.70754 | 51.3639 | 51.3638602303242, 0.707541803661305 |  | Solar PV
Data not available | [5 empty] | Data not available | RWE Renewables UK Solar And Storage Limited | Sellindge Solar | Appledore Road |  | Ashford | Kent | TN26 3TJ | England | 595450 | 133119 | Ninfield | - |  | 132 | South Eastern Power Networks (SPN) | Solar | Photovoltaic | No |  |  | 48.5 | Stored Energy (all stored energy irrespective of the original energy source) | Storage - Other | [10 empty] | Yes | Accepted to Connect | [6 empty] | 48.5 | 48.5 | 49.5 | 48.5 | 49.5 | 2025-01-08 |  | No | No |  | Yes |  |  | 2025-02-14 | 0.23769 | 50.9313 | 50.9313380406258, 0.237686230556436 |  | Storage
Data not available | [5 empty] | Data not available | BSR Applications Limited | Land At Stickfast Lane |  | Bobbing | Sittingbourne | Kent | ME9 8QL | England | 588584 | 166234 | Kemsley | - |  | 132 | South Eastern Power Networks (SPN) | Solar | Photovoltaic | No |  |  | 49.9 | Wind | Onshore wind turbines |  |  |  |  | Stored Energy (all stored energy irrespective of the original energy source) | Storage - Electrochemical (Batteries) |  |  |  |  | Yes | Accepted to Connect | [6 empty] | 49.9 | 49.9 | 50.92 | 49.9 | 50.92 | 2025-01-22 |  | No | No |  | Yes |  |  | 2025-02-14
Data not available | [5 empty] | Data not available | Vantage Re | Horam Solar Farm | Horam Manor Farm | Horam | Heathfield | East Sussex | TN21 0YD | England | 557342 | 117038 | Ninfield | Broad Oak Grid | TBC | 33 | South Eastern Power Networks (SPN) | Stored Energy (all stored energy irrespective of the original energy source) | Storage - Electrochemical (Batteries) | No |  |  | 6.5 | [12 empty] | Yes | Accepted to Connect | [6 empty] | 6.5 | 6.5 | 6.6 | 6.5 | 6.6 | 2025-03-13 |  | No | No |  | Yes |  |  | 2025-02-14
Data not available |  |  |  |  | BESS |  | Conrad Energy Ltd | Lower Dunton Road |  |  | Basildon | Essex | CM13 3SS | England | 565427 | 188350 | Tilbury | Basildon Grid 33kV | Langdon Primary 11kV | 11 | Eastern Power Networks (EPN) | Fossil - Gas | Engine (combustion / reciprocating) |  |  |  | 7.5 | [12 empty] | No | Connected | 7.5 | 7.5 | 7.895 | 0.2 | 0.211 | 2021-03-18 | [13 empty] | 2021-12-14 | 0.44323 | 51.5066 | 51.5066149843361, 0.443232595061328 |  | Fossil fuel
Data Not Available | [5 empty] | Data Not Available | Copley Data Centre, Salterhebble | Copley Data Centre, Salterhebble | Salterhebble | Wakefield Road | Copley | West Yorkshire | HX3 0TD | England | 407684 | 423582 | Elland | Sowerby Bridge 132/33kV | Salterhebble | 11 | Northern Powergrid (Yorkshire) plc | Other | Other | No | Data Not Applicable | Data Not Applicable | 7.6 | Data Not Available | Data Not Available | Data Not Available | Data Not Available | Data Not Available | Data Not Available | Data Not Available | Data Not Available | Data Not Available | Data Not Available | Data Not Available | Data Not Available | No | Connected | 7.6 | 0 | 0 | Data Not Available | Data Not Available | Data Not Available | Data Not Applicable | Data Not Applicable | 8 | Data Not Applicable | Data Not Applicable | Data Not Available | Data Not Available | Data Not Available | Data Not Available | Data Not Available | Data Not Available | Data Not Available | Data Not Available | 2018-02-14 | 53.70860778226388, -1.8850680532611537 |  |  | Calderdale
1900090580239 | [5 empty] | Data not available | Cory Environmental | GREATNESS QUARRY LANDFILL 451338 | BAT AND BALL RD |  | SEVENOAKS | KENT | TN14 5BP | England | 553435 | 157633 | Northfleet East | Chelsfield Grid 33kV | North Sevenoaks 11kV | 11 | South Eastern Power Networks (SPN) | Biofuel landfill gas | Gas turbine (OCGT) |  |  |  | 2.2 | [12 empty] | No | Connected | 2.2 | 2.2 | 2.316 |  |  | 2011-01-26 | [13 empty] | 2020-11-13 | 0.45614 | 51.3137 | 51.3136879792046, 0.456142930150672 | SPN-S000000009165 | Fossil fuel
1460001443384 | [5 empty] | 1460001443375 | Cory environmental (central) limited | Vigo utopia landfill generating site | Export Enovert North Limited | Coppice Lane | Walsall wood | data not available | WS9 8TB | United Kingdom | 404813 | 302107 | Bustleholm 132Kv S Stn | Rushall 132Kv S Stn | Rushall 132/11Kv | 11 | National Grid Electricity Distribution (West Midlands) Plc | Biofuel - Landfill gas | Gas turbine (OCGT) | No | data not available | data not available | 2.1 | data not applicable | data not applicable | data not applicable | data not available | data not available | data not applicable | data not applicable | data not applicable | data not applicable | data not available | data not available | data not applicable | data not available | Connected | 2.1 | 1.995 | 2.1 | 0.076 | 0.08 | 38718 | data not applicable | data not applicable | data not applicable | data not applicable | data not applicable | data not applicable | data not applicable | data not available | data not available | data not available | data not available | data not available | data not available | 45750
1470000061755 | [5 empty] | 1470000061746 | Cory environmental (central) limited | Highfields south landfill site | Highfields South Landfill | Walsall Road | Walsall wood | West Midlands | WS9 9AH | United Kingdom | 404434 | 302540 | Bustleholm 132Kv S Stn | Rushall 132Kv S Stn | Rushall 132/11Kv | 11 | National Grid Electricity Distribution (West Midlands) Plc | Biofuel - Landfill gas | Gas turbine (OCGT) | No | data not available | data not available | 2.2 | data not applicable | data not applicable | data not applicable | data not available | data not available | data not applicable | data not applicable | data not applicable | data not applicable | data not available | data not available | data not applicable | data not available | Connected | 2.2 | 2.09 | 2.2 | 0.0475 | 0.05 | 41166 | data not applicable | data not applicable | data not applicable | data not applicable | data not applicable | data not applicable | data not applicable | data not available | data not available | data not available | data not available | data not available | data not available | 45750
2200041825924 | [5 empty] | 2200041825942 | Cory environmental (gloucestershire) ltd | Bristol cattybrook rd north shortwood tip hvm | Shortwood Tip Generation | Shortwood | Bristol | North Somerset | BS16 9NN | United Kingdom | 368015 | 176696 | Iron Acton Sgp | Lockleaze Bsp 132Kv | Mangotsfield | data not available | National Grid Electricity Distribution (South West) Plc | data not available | data not available | No | data not available | data not available | 3.285 | data not applicable | data not applicable | data not applicable | data not available | data not available | data not applicable | data not applicable | data not applicable | data not applicable | data not available | data not available | data not applicable | data not available | Connected | 3.285 | 2.09 | 2.2 | 0.04275 | 0.045 | 40391 | data not applicable | data not applicable | data not applicable | data not applicable | data not applicable | data not applicable | data not applicable | data not available | data not available | data not available | data not available | data not available | data not available | 45750
1030000471277 | [6 empty] | CORY ENVIRONMENTAL LTD | BARLING LANDFILL SITE |  |  | SOUTHEND | Essex | SS3 0UL | England | 593600 | 190600 | Rayleigh | Fleethall Grid 33kV | Thorpe Bay Primary 11kV | 11 | Eastern Power Networks (EPN) | Biofuel - Landfill gas | Engine (combustion / reciprocating) |  |  |  | 2.6 | [12 empty] | No | Connected | 2.6 | 2.6 | 2.737 |  |  | 2004-07-16 | [13 empty] | 2024-11-14 | 1.1163 | 52.1071 | 52.1071026150137, 1.11626863828653 | EPN-S0000000H1059 | Biogas
1100050222473 | [5 empty] | data not applicable | Nottingham city council | London road heat station | London Road Heat Station;12 | London Road | Nottingham | Nottinghamshire | NG2 3AB | United Kingdom | 457799 | 339472 | Stoke Bardolph 132Kv | Nottingham East 33Kv S Stn | St Anns 33 11Kv S Stn | 33 | National Grid Electricity Distribution (East Midlands) Plc | Solar | Photovoltaic | Yes | data not available | data not available | 11.37 | data not applicable | data not applicable | data not applicable | data not available | data not available | data not applicable | data not applicable | data not applicable | data not applicable | data not available | data not available | data not applicable | data not available | Connected | 11.37 | 14.915 | 15.7 | data not available | data not available | 33970 | data not applicable | data not applicable | data not applicable | data not applicable | data not applicable | data not applicable | data not applicable | data not available | data not available | data not available | data not available | data not available | data not available | 45750
1023482519993 | [5 empty] | 1023482519761 | Costessey Energy Ltd | Landfill Site (Longwater Ind. Est) | Dereham Road | New Costessey | Norwich | Norfolk | NR5 0TL | England | 615460 | 310708 | Norwich Main | Earlham Grid 33kV | Earlham Grid Local 11kV | 11 | Eastern Power Networks (EPN) | Biofuel - Landfill gas | Engine (combustion / reciprocating) |  |  |  | 1.25 | [12 empty] | No | Connected | 1.25 | 1.2 | 1.263 | 0 | 0 | 2000-06-30 | [13 empty] | 2024-01-15 | -0.55101 | 52.0186 | 52.0185743747673, -0.551009756708532 |  | Solar PV
1700000000000 | [5 empty] | 1700000000000 | COULAGS HYDRO LIMITED | COULAGS HYDRO RECOST 2 | COULAGS HYDRO | COULAGS | STRATHCARRON | HIGHLAND | IV54 8YU | SCOTLAND | 200270 | 847977 | GRUDIE BRIDGE | DATA NOT APPLICABLE | GRUDIE BRIDGE | 33 | SCOTTISH HYDRO ELECTRIC POWER DISTRIBUTION PLC | HYDRO (TO BE CONFIRMED) | HYDRO POWER SYSTEM | NO | DATA NOT AVAILABLE | DATA NOT AVAILABLE | 1.425 | DATA NOT AVAILABLE | DATA NOT AVAILABLE | DATA NOT AVAILABLE | DATA NOT AVAILABLE | DATA NOT AVAILABLE | DATA NOT AVAILABLE | DATA NOT AVAILABLE | DATA NOT AVAILABLE | DATA NOT AVAILABLE | DATA NOT AVAILABLE | DATA NOT AVAILABLE | DATA NOT AVAILABLE | NO | CONNECTED | 1.425 | 1.425 | 1.5 | 0.024 | 0.025 | 42919 | DATA NOT AVAILABLE | DATA NOT AVAILABLE | DATA NOT AVAILABLE | DATA NOT AVAILABLE | DATA NOT AVAILABLE | DATA NOT AVAILABLE | DATA NOT AVAILABLE | N | DATA NOT AVAILABLE | DATA NOT AVAILABLE | DATA NOT AVAILABLE | DATA NOT AVAILABLE | DATA NOT AVAILABLE | 44034
1100050222516 | [5 empty] | 1100039675720 | Cummins engine co ltd | Cummins engines ltd | Cummins Limited | Royal Oak Way South, Royal Oak Industrial Estate | Daventry | Northamptonshire | NN11 8NU | United Kingdom | 456246 | 262963 | Coventry 132Kv S Stn | Daventry 33Kv S Stn | Braunston Road 33 11Kv S Stn | 11 | National Grid Electricity Distribution (East Midlands) Plc | Stored Energy (all stored energy irrespective of the original energy source) | Storage - Mechanical - Flywheel | No | data not available | data not available | 2.607 | Fossil - Other | Engine (combustion / reciprocating) | No | data not available | data not available | 2.24 | Solar | Photovoltaic | No | data not available | data not available | 0.1 | data not available | Connected | 4.947 | 5.035 | 5.3 | 3.515 | 3.7 | 44166 | data not applicable | data not applicable | data not applicable | data not applicable | data not applicable | data not applicable | data not applicable | data not available | data not available | data not available | data not available | data not available | data not available | 45750
1100050222525 | [5 empty] | 1100039668797 | Chatsworth house trust | Chatsworth, chatsworth house | Chatsworth House Export Edensor | Chatsworth | Bakewell | Derbyshire | DE45 1PP | United Kingdom | 426260 | 370292 | Chesterfield 132Kv S Stn | Goitside 33Kv S Stn | Robin Hood 33 11Kv S Stn | 0.4 | National Grid Electricity Distribution (East Midlands) Plc | Water (flowing water or head of water) | Hydro - Run of river | No | data not available | data not available | 3.7 | data not applicable | data not applicable | data not applicable | data not available | data not available | data not applicable | data not applicable | data not applicable | data not applicable | data not available | data not available | data not applicable | data not available | Connected | 3.7 | 0.285 | 0.3 | 0.4275 | 0.45 | 32947 | data not applicable | data not applicable | data not applicable | data not applicable | data not applicable | data not applicable | data not applicable | data not available | data not available | data not available | data not available | data not available | data not available | 45750
data not available |  |  |  | Countess Of Chester Hospital |  | data not available | CouNotess of Chester | West Chseshire Hospital | Countess Of Chester Hospital | Liverpool Road Chester Ch2 1Ul | Chester | Wirral | CH2 1UL | England | 340058 | 368678 | CAPENHURST | CHESTER MAIN GT4 / CRANE BANK GT1 / GUILDEN SUTTON GT1 / SALTNEY G2A | BROOK LA T1 / MANNINGS LA T1 / NEWTOWN CHESTER T1 / UPTON HEATH T1 | 33 | SP Manweb plc | Fossil - Gas | Steam-gas turbine (CCGT) | Yes | 0 | 0 | 2 | data not applicable | data not applicable | No | 0 | 0 | 0 | data not applicable | data not applicable | No | 0 | 0 | 0 | data not available | Connected | 2 | 2 | 2.1053 | data not applicable | data not applicable | data not available | data not applicable | data not applicable | data not applicable | data not applicable | data not applicable | data not available | data not applicable | N | N | data not available | N | data not available | data not available | 44088 | data not available | 793
Data not available | [6 empty] | Covanta Rookery | ROOKERY PIT | OFF GREEN LANE |  | Bedford | Beds | MK43 9LY | England | 501169 | 242686 | Sundon | - |  | 132 | Eastern Power Networks (EPN) | Biomass | Steam-gas turbine (CCGT) |  |  |  | 66.4 | [12 empty] | No | Connected | 66.4 | 66.4 | 69.895 | 8 | 8.421 | 2020-11-04 | [13 empty] | 2021-06-14 | 0.20196 | 52.3283 | 52.3282546025347, 0.201964957122585 |  | Storage
1100050525144 | [5 empty] | 1100050525135 | Coventry & solihull waste disposal co ltd | Import coventry wdp | The Coventry And Solihull Waste D Export | Bar Road | Coventry | data not available | CV3 4AN | United Kingdom | 434712 | 277657 | Coventry 132Kv S Stn | Whitley 33Kv S Stn | Whitley 11Kv S Stn | 0.4 | National Grid Electricity Distribution (East Midlands) Plc | data not available | data not available | No | data not available | data not available | 6 | data not applicable | data not applicable | data not applicable | data not available | data not available | data not applicable | data not applicable | data not applicable | data not applicable | data not available | data not available | data not applicable | data not available | Connected | 6 | 5.7 | 6 | 0.475 | 0.5 | 36708 | data not applicable | data not applicable | data not applicable | data not applicable | data not applicable | data not applicable | data not applicable | data not available | data not available | data not available | data not available | data not available | data not available | 45750
1100050222678 | [5 empty] | 1100039669044 | Nottingham university | University boulevard | University Of Nottingham | University Park | Nottingham | data not available | NG7 2RD | United Kingdom | 454767 | 338515 | Ratcliffe On Soar 132Kv S Stn | Nottingham 33Kv S Stn | Lenton 33 11Kv S Stn | 11 | National Grid Electricity Distribution (East Midlands) Plc | Solar | Photovoltaic | No | data not available | data not available | 0.3289 | data not applicable | data not applicable | data not applicable | data not available | data not available | data not applicable | data not applicable | data not applicable | data not applicable | data not available | data not available | data not applicable | data not available | Connected | 0.3289 | 3.42 | 3.6 | 9.5 | 10 | 44238 | data not applicable | data not applicable | data not applicable | data not applicable | data not applicable | data not applicable | data not applicable | data not available | data not available | data not available | data not available | data not available | data not available | 45750
1100050222604 | [5 empty] | 1100039667446 | Coventry and solihull waste disposal company ltd ( | Bar road | Coventry And Solihull Waste Disposal Com | Bar Road | Coventry | Warwickshire | CV3 4AN | United Kingdom | 434701 | 277678 | Coventry 132Kv S Stn | Whitley 33Kv S Stn | data not available | 0.4 | National Grid Electricity Distribution (East Midlands) Plc | data not available | data not available | No | data not available | data not available | 13 | Solar | Photovoltaic | No | data not available | data not available | 0.946 | data not applicable | data not applicable | data not applicable | data not available | data not available | data not applicable | data not available | Connected | 13.946 | 12.35 | 13 | 6.175 | 6.5 | 44864 | data not applicable | data not applicable | data not applicable | data not applicable | data not applicable | data not applicable | data not applicable | data not available | data not available | data not available | data not available | data not available | data not available | 45750
data not available | [5 empty] | data not available | CPL ENoERGY | Gowy Landfill 2 | Gowy 2 Landfill Site | Ince Lane (B5132) | Chester | Wirral | CH2 4JP | England | 344600 | 371500 | CAPENHURST | CHESTER MAIN GT4 / CRANE BANK GT1 / GUILDEN SUTTON GT1 / SALTNEY G2A | GOWY LANDFILL GEN T1 | 33 | SP Manweb plc | Biofuel - Landfill gas | Engine (combustion / reciprocating) | No | 0 | 0 | 1 | data not applicable | data not applicable | No | 0 | 0 | 0 | data not applicable | data not applicable | No | 0 | 0 | 0 | data not available | Connected | 1 | 1 | 1.0526 | data not applicable | data not applicable | data not available | data not applicable | data not applicable | data not applicable | data not applicable | data not applicable | data not available | data not applicable | N | N | data not available | N | data not available | data not available | 44146 | data not available | 370
data not available | [5 empty] | data not available | Craig Hill Estates | The Airfields | Plot C, The Airfields | data not available | Deeside | Wirral | CH5 2HW | England | 332322 | 369742 | CONNAHS QUAY / PENTIR / ST ASAPH (CONQ) | DEESIDE PK GRID GT1 / SIXTH AVE GRID GT1 |  | 33 | SP Manweb plc | Fossil - Gas | Steam-gas turbine (CCGT) | No | 0 | 0 | 11 | data not applicable | data not applicable | No | 0 | 0 | 0 | data not applicable | data not applicable | No | 0 | 0 | 0 | data not available | Connected | 11 | 11 | 11.5789 |  | data not available | data not available | data not applicable | data not applicable | data not applicable | data not applicable | data not applicable | data not available | data not applicable | N | N | data not available | N | 614028465 | data not available | 45625 | data not available | 741
1574000328094 | [5 empty] | Data Not Available | Cramlington Biomass Generation | Cramlington Biomass Generation | Aesica Pharmaceuticals | Windmill Industrial Estate | Cramlington | Northumberland | NE23 9JL | England | 430271 | 583107 | Blyth 66kV | Blyth 66kV | Cramlington Biomass | 33 | Northern Powergrid (Northeast) plc | Biomass | Steam turbine (thermal power plant) | No | Data Not Applicable | Data Not Applicable | 31.666 | Data Not Available | Data Not Available | Data Not Available | Data Not Available | Data Not Available | Data Not Available | Data Not Available | Data Not Available | Data Not Available | Data Not Available | Data Not Available | Data Not Available | No | Connected | 31.666 | 31.666 | 33.333 | Data Not Available | Data Not Available | 2017-08-16 00:00:00 | Data Not Applicable | Data Not Applicable | 33.333 | Data Not Applicable | Data Not Applicable | Data Not Available | Data Not Available | Data Not Available | Data Not Available | Data Not Available | Data Not Available | Data Not Available | Data Not Available | 2017-03-08 | 55.14139794693114, -1.5266629433220762 |  | 2017-08-16 | Northumberland
2394000137710 | [5 empty] | Data Not Available | Cranswick Country Foods | Cranswick Country Foods | Cranswick Country Foods | Staithes Road | Hull | North Yorkshire | HU12 8TB | England | 518414 | 430453 | Saltend North | Hull East 132/33kV | Hedon Road | 11 | Northern Powergrid (Yorkshire) plc | Fossil - Gas | Steam turbine (thermal power plant) | Yes | Data Not Applicable | Data Not Applicable | 2.053 | Data Not Available | Data Not Available | Data Not Available | Data Not Available | Data Not Available | Data Not Available | Data Not Available | Data Not Available | Data Not Available | Data Not Available | Data Not Available | Data Not Available | Yes | Connected | 2.053 | 2 | 2.105 | Data Not Available | Data Not Available | 2018-09-02 00:00:00 | Data Not Applicable | Data Not Applicable | 2.161 | Data Not Applicable | Data Not Applicable | 2017-12-11 00:00:00 | Data Not Available | Data Not Available | Data Not Available | Data Not Available | Data Not Available | Data Not Available | Data Not Available | 2018-01-05 | 53.75698978231376, -0.20540771940601776 | 2017-12-11 | 2018-09-02 | East Riding of Yorkshire
2000000000000 | [5 empty] | 2000000000000 | CRAPPER & SONS LANDFILL LIMITED | PARK GROUNDS | CRAPPER & SONS LANDFILL LTD | BRINKWORTH ROAD | SWINDON | WILTSHIRE | SN4 8DW | ENGLAND | 405117 | 183986 | MINETY GSP | SWINDON | PARK GROUNDS GENERATION | 33 | SOUTHERN ELECTRIC POWER DISTRIBUTION PLC | DATA NOT AVAILABLE | DATA NOT AVAILABLE | NO | DATA NOT AVAILABLE | DATA NOT AVAILABLE | 5.7 | DATA NOT AVAILABLE | DATA NOT AVAILABLE | DATA NOT AVAILABLE | DATA NOT AVAILABLE | DATA NOT AVAILABLE | DATA NOT AVAILABLE | DATA NOT AVAILABLE | DATA NOT AVAILABLE | DATA NOT AVAILABLE | DATA NOT AVAILABLE | DATA NOT AVAILABLE | DATA NOT AVAILABLE | DATA NOT AVAILABLE | CONNECTED | 5.7 | 5.7 | 6 | 0.6175 | 0.65 | 42999 | DATA NOT AVAILABLE | DATA NOT AVAILABLE | DATA NOT AVAILABLE | DATA NOT AVAILABLE | DATA NOT AVAILABLE | DATA NOT AVAILABLE | DATA NOT AVAILABLE | N | DATA NOT AVAILABLE | DATA NOT AVAILABLE | DATA NOT AVAILABLE | DATA NOT AVAILABLE | DATA NOT AVAILABLE | 45176
2300000233736 | [5 empty] | 2300000880975 | Cristal Pigments Ltd | Cristal Pigments Ltd | Leondell Chemicals | Laporte Road | Stallingborough | Lincolnshire | DN40 2PR | England | 521470 | 414757 | Grimsby West | Immingham | Millennium Inorganic Chemicals | 33 | Northern Powergrid (Yorkshire) plc | Fossil - Gas | Steam turbine (thermal power plant) | Yes | Data Not Applicable | Data Not Applicable | 15 | Data Not Available | Data Not Available | Data Not Available | Data Not Available | Data Not Available | Data Not Available | Data Not Available | Data Not Available | Data Not Available | Data Not Available | Data Not Available | Data Not Available | No | Connected | 15 | 0 | 0 | Data Not Available | Data Not Available | 2012-04-01 00:00:00 | Data Not Applicable | Data Not Applicable | 15.789 | Data Not Applicable | Data Not Applicable | Data Not Available | Data Not Available | Data Not Available | Data Not Available | Data Not Available | Data Not Available | Data Not Available | Data Not Available | 2017-03-08 | 53.61528220242936, -0.1652218766038738 |  | 2012-04-01 | North East Lincolnshire
2100041033887 | [5 empty] | 2100041033896 | Crossdean limited | Monmouth hadnock road valley enterprise park | Valley Enterprise Park | Hadnock Road | Monmouth | Gwent | NP25 3AG | United Kingdom | 351587 | 212947 | Rassau Gsp | Abergavenny | Monmouth | 11 | National Grid Electricity Distribution (South Wales) Plc | Fossil - Other | Engine (combustion / reciprocating) | No | data not available | data not available | 3.2 | data not applicable | data not applicable | data not applicable | data not available | data not available | data not applicable | data not applicable | data not applicable | data not applicable | data not available | data not available | data not applicable | data not available | Connected | 3.2 | 2.85 | 3 | 0.019 | 0.02 | 40850 | data not applicable | data not applicable | data not applicable | data not applicable | data not applicable | data not applicable | data not applicable | data not available | data not available | data not available | data not available | data not available | data not available | 45750
1200061171324 | [6 empty] | Crossness Sewage Treatment Works | Crossness Sewage Treatment Works | BELVEDERE ROAD |  | Thamesmead | LONDON | SE2 9AQ | England | 548516 | 180926 | Barking West 33kV | - |  | 33 | London Power Networks (LPN) | Fossil - Oil | Engine (combustion / reciprocating) |  |  |  | 11.056 | [12 empty] | No | Connected | 11.056 | 11.056 | 13.82 |  |  | 2000-09-10 | [13 empty] | 2023-05-16 | -0.045352 | 51.4846 | 51.4845632924237, -0.0453524178416949 |  | Fossil fuel
DATA NOT AVAILABLE | [5 empty] | 1620000595780 | CROWN PAINTS LTD. | LOWER ECCLESHILL ROAD | LOWER ECCLESHILL ROAD |  | DARWEN | LANCASHIRE | BB3 0RP | ENGLAND | 369081 | 423001 | PENWORTHAM EAST GSP / ROCHDALE SGT 1 GROUP | LOWER DARWEN | ALBION ST | 11 | ELECTRICITY NORTH WEST LIMITED | FOSSIL - GAS | ENGINE (COMBUSTION / RECIPROCATING) | YES | 0 | 0 | 2.55 |  |  |  | 0 | 0 | 0 |  |  |  | 0 | 0 | 0 | NO | CONNECTED | 2.55 | 0 | 0 | 2.85 | 3 | 2000-08-02 |  |  |  | 0 | 0 |  |  | NO | NO |  |  |  |  | 2021-12-06 | 53.70251834151268, -2.469821131665607
1900060831708 | [5 empty] | 1900060831692 | CROYDON ENERGY | ROLLS ROYCE POWER | FACTORY LANE |  | CROYDON | SURREY | CR0 3RL | England | 531449 | 165923 | Beddington SGT | - |  | 132 | South Eastern Power Networks (SPN) | Fossil - Gas | Gas turbine (OCGT) |  |  |  | 58 | [12 empty] | No | Connected | 58 | 58 | 61.053 |  |  | 2002-12-01 | [13 empty] | 2024-01-15 | 1.3218 | 51.3531 | 51.3530691111369, 1.32183120439174 | SPN-S000000008510 | Fossil fuel
1620001301629 | [5 empty] | 1600000177125 | CUADRILLA RESOURCES LIMITED | SASWICK HOUSE FARM | ROSEACRE ROAD | ROSEACRE ROAD | PRESTON | LANCASHIRE | PR4 3XD | ENGLAND | 342287 | 436957 | PENWORTHAM EAST GSP / ROCHDALE SGT 1 GROUP | RIBBLE | MOORSIDE | 6.6 | ELECTRICITY NORTH WEST LIMITED | FOSSIL - GAS | ENGINE (COMBUSTION / RECIPROCATING) | NO | 0 | 0 | 1.25 |  |  |  | 0 | 0 | 0 |  |  |  | 0 | 0 | 0 | NO | CONNECTED | 1.25 | 0.95 | 1 | 0.038 | 0.04 | 2000-12-15 |  |  |  | 0 | 0 |  |  | NO | NO |  |  |  |  | 2021-12-06 | 53.825660509420935, -2.878255884442559
1574000329423 | [5 empty] | Data Not Available | Cummins Engine Company | Cummins Engine Company | Cummins Engine CO. | Yarm Road | Darlington | County Durham | DL1 4PW | England | 431383 | 513938 | Norton | Darlington Central | Darlington East | 11 | Northern Powergrid (Northeast) plc | Fossil - Gas | Engine (combustion / reciprocating) | No | Data Not Applicable | Data Not Applicable | 2.5 | Data Not Available | Data Not Available | Data Not Available | Data Not Available | Data Not Available | Data Not Available | Data Not Available | Data Not Available | Data Not Available | Data Not Available | Data Not Available | Data Not Available | No | Connected | 2.5 | 2.5 | 2.632 | Data Not Available | Data Not Available | Data Not Available | Data Not Applicable | Data Not Applicable | 2.632 | Data Not Applicable | Data Not Applicable | 2020-12-03 00:00:00 | Data Not Available | Data Not Available | Data Not Available | Data Not Available | Data Not Available | Data Not Available | Data Not Available | 2021-01-12 | 54.51977067967675, -1.516697029197589 | 2020-12-03 |  | Darlington
1900060781084 | [5 empty] | Data not available | CUMMINS POWER GENERATION LIMITED | CUMMINS ENGINE CO | MANSTON BUSINESS PARK |  | MANSTON | KENT | CT12 5BF | England | 631393 | 166793 | Sellindge SGT2 & 3 & Richborough SGT | Thanet Grid 33kV | Westgate 11kV | 11 | South Eastern Power Networks (SPN) | Fossil - Oil | Engine (combustion / reciprocating) |  |  |  | 4 | [12 empty] | No | Connected | 4 | 4 | 4.211 |  |  | 1997-04-01 | [13 empty] | 2021-07-14 | 0.24908 | 51.4514 | 51.4513705459477, 0.249077645304771 | SPN-S000000008249 | Biogas
1023485611195 | [6 empty] | Cynergin Consultants | VILLA NURSERY | REEVES LANE |  | Roydon | Essex | CM19 5LE | England | 541558 | 208058 | Rye House | Harlow West Grid 33kV | Harlow West Grid 11kV | 11 | Eastern Power Networks (EPN) | Fossil - Gas | Steam-gas turbine (CCGT) |  |  |  | 3 | [12 empty] | No | Connected | 3 | 3 | 3.158 |  |  | 2000-03-02 | [13 empty] | 2020-11-13 | -0.34483 | 51.8607 | 51.8606795671748, -0.344831607440072 | EPN-S0000000D8057 | Solar PV
2100041265818 | [5 empty] | 2100041265809 | Cynon power limited | Aberdare aberaman generation substation | Aberaman Generation Sub Station | Aberaman Industrial Estate, Aberaman | Aberdare | Mid Glamorgan | CF44 6DA | United Kingdom | 302130 | 207920 | Upper Boat | Mountain Ash Grid | data not available | 33 | National Grid Electricity Distribution (South Wales) Plc | Biofuel - Landfill gas | Gas turbine (OCGT) | No | data not available | data not available | 16 | data not applicable | data not applicable | data not applicable | data not available | data not available | data not applicable | data not applicable | data not applicable | data not applicable | data not available | data not available | data not applicable | data not available | Connected | 16 | 16.72 | 17.6 | 0.21375 | 0.225 | 42324 | data not applicable | data not applicable | data not applicable | data not applicable | data not applicable | data not applicable | data not applicable | data not available | data not available | data not available | data not available | data not available | data not available | 45750
1100051165611 | [5 empty] | 1170000334367 | Mablethorpe wind park limited | Mablethorpe water treatment works mile end lane ln12 2qw | Anglian Water Treatment Works | Mile End Lane | Mablethorpe | Lincolnshire | LN12 2QW | United Kingdom | 549040 | 382483 | Bicker Fen 132Kv S Stn | Skegness 33Kv S Stn | Trusthorpe 33 11Kv S Stn | 0.4 | National Grid Electricity Distribution (East Midlands) Plc | Wind | Onshore wind turbines | No | data not available | data not available | 1.2 | data not applicable | data not applicable | data not applicable | data not available | data not available | data not applicable | data not applicable | data not applicable | data not applicable | data not available | data not available | data not applicable | data not available | Connected | 1.2 | 1.14 | 1.2 | 0.475 | 0.5 | 37433 | data not applicable | data not applicable | data not applicable | data not applicable | data not applicable | data not applicable | data not applicable | data not available | data not available | data not available | data not available | data not available | data not available | 45750
1050000769925 | [6 empty] | D Williams & Co | CATTLEGATE FARM |  |  | Enfield | London | EN2 8UB | England | 530605 | 201431 | Tottenham | Palmers Grn Grid 33kV | North Enfield Primary 11kV | 11 | Eastern Power Networks (EPN) | Biofuel - Biogas from anaerobic digestion (excluding landfill & sewage) | Steam-gas turbine (CCGT) |  |  |  | 1.5 | [12 empty] | No | Connected | 1.5 | 1.5 | 1.579 |  |  | 2016-02-01 | [13 empty] | 2020-11-13 | 1.2326 | 52.5127 | 52.5127090639144, 1.23264522828511 | EPN-S0000000D5076 | Solar PV
1100770099927 | [5 empty] | 1100770099918 | Wykes engineering co (rushden) ltd | Goosey lodge | Wykes Engineering Co (Rushden) Li Goosey Lodge Power Plant | Wymington Lane, Wymington | Rushden | Northamptonshire | NN10 9LU | United Kingdom | 496275 | 263751 | Grendon 132Kv S Stn | Wellingborough 33Kv S Stn | data not available | 33 | National Grid Electricity Distribution (East Midlands) Plc | Waste | Steam turbine (thermal power plant) | Yes | data not available | data not available | 25.6 | data not applicable | data not applicable | data not applicable | data not available | data not available | data not applicable | data not applicable | data not applicable | data not applicable | data not available | data not available | data not applicable | data not available | Connected | 25.6 | 23.75 | 25 | 1.9 | 2 | 37424 | data not applicable | data not applicable | data not applicable | data not applicable | data not applicable | data not applicable | data not applicable | data not available | data not available | data not available | data not available | data not available | data not available | 45750
2100041227102 | [5 empty] | 2100041227014 | Dafen reserve power ltd | Dafen reserve power llethri rd dafen | Dafen Reserve Power (Stor) | Llethri Road, Dafen | Llanelli | Dyfed | SA14 8EU | United Kingdom | 252864 | 202219 | Swansea North Grid | Trostre Grid | Westfa | 11 | National Grid Electricity Distribution (South Wales) Plc | Fossil - Gas | Engine (combustion / reciprocating) | No | data not available | data not available | 10 | data not applicable | data not applicable | data not applicable | data not available | data not available | data not applicable | data not applicable | data not applicable | data not applicable | data not available | data not available | data not applicable | data not available | Connected | 10 | 9.5 | 10 | 0.11875 | 0.125 | 42068 | data not applicable | data not applicable | data not applicable | data not applicable | data not applicable | data not applicable | data not applicable | data not available | data not available | data not available | data not available | data not available | data not available | 45750
1050000636890 | [6 empty] | Dalkia PLC | LISTER HOSP | COREYS MILL LANE |  | STEVENAGE | Herts | SG1 4AB | England | 552207 | 227408 | Wymondley | Wymondley Grid 33kV | Verity Way Primary 11kV | 11 | Eastern Power Networks (EPN) | Fossil - Gas | Steam turbine (thermal power plant) |  |  |  | 4.5 | [12 empty] | No | Connected | 4.5 | 4.5 | 4.737 |  |  | 2016-06-13 | [13 empty] | 2021-06-14 | -0.027312 | 52.1193 | 52.1193476460475, -0.0273117750038457 | EPN-S0000000D4055 | Solar PV
data not available | [5 empty] | data not available | DALKIA UTILITIES SERVICES PLC | Royal Liverpool Hospitial | Teaching Hospital | Prescot St | Liverpool | Merseyside | L7 8UE | England | 336055 | 390829 | LISTER DRIVE | BURLINGTON ST GT2 / LISTER DV B GT1 / PARADISE ST GT1 | ROYAL LIVERPOOL HOSP T1 / ROYAL LIVERPOOL HOSP T2 | 33 | SP Manweb plc | Fossil - Gas | Steam-gas turbine (CCGT) | Yes | 0 | 0 | 5 | data not applicable | data not applicable | No | 0 | 0 | 0 | data not applicable | data not applicable | No | 0 | 0 | 0 | data not available | Connected | 5 | 5 | 5.2632 | data not applicable | data not applicable | data not available | data not applicable | data not applicable | data not applicable | data not applicable | data not applicable | data not available | data not applicable | N | N | data not available | N | data not available | data not available | 44088 | data not available | 676
1200010257160 | [6 empty] | Darent Valley Hospital | Darent Valley Hospital | DARENTH WOOD ROAD |  | Dartford / London | KENT | DA2 8AB | England | 557114 | 173141 | Littlebrook 132kV | - | Dartford Grid B 11kV | 0 | London Power Networks (LPN) | Fossil - Gas | Engine (combustion / reciprocating) |  |  |  | 1.36 | [12 empty] | No | Connected | 1.36 | 1.36 | 1.7 |  |  | 2015-10-06 | [13 empty] | 2020-11-13 | -0.12172 | 51.495 | 51.494965898474, -0.121722210366982 |  | Storage
2300000457730 | [5 empty] | Data Not Available | Darrington Leys Quarries Export | Darrington Leys Quarries Export | Darrington Leys | Cridling Stubbs | Knottingley | West Yorkshire | WF11 0AH | England | 450667 | 421427 | Ferrybridge B | Kirkhaw Lane | Weeland Road | 11 | Northern Powergrid (Yorkshire) plc | Fossil - Gas | Steam turbine (thermal power plant) | Yes | Data Not Applicable | Data Not Applicable | 1.52 | Data Not Available | Data Not Available | Data Not Available | Data Not Available | Data Not Available | Data Not Available | Data Not Available | Data Not Available | Data Not Available | Data Not Available | Data Not Available | Data Not Available | No | Connected | 1.52 | 1.52 | 1.6 | Data Not Available | Data Not Available | 2000-08-30 00:00:00 | Data Not Applicable | Data Not Applicable | 1.6 | Data Not Applicable | Data Not Applicable | Data Not Available | Data Not Available | Data Not Available | Data Not Available | Data Not Available | Data Not Available | Data Not Available | Data Not Available | 2017-03-08 | 53.68684756036977, -1.2342816579307065 |  | 2000-08-30 | North Yorkshire
1700000000000 | [5 empty] | 1700000000000 | DARROCH POWER LIMITED | DATA NOT AVAILABLE | DERRYDARROCH GEN STATION | DATA NOT AVAILABLE | ARROCHAR | DUNBARTONSHIRE | DATA NOT AVAILABLE | SCOTLAND | DATA NOT AVAILABLE | DATA NOT AVAILABLE | SLOY | DATA NOT APPLICABLE | SLOY POWER STATION | 11 | SCOTTISH HYDRO ELECTRIC POWER DISTRIBUTION PLC | HYDRO (TO BE CONFIRMED) | HYDRO POWER SYSTEM | NO | DATA NOT AVAILABLE | DATA NOT AVAILABLE | 2.803 | DATA NOT AVAILABLE | DATA NOT AVAILABLE | DATA NOT AVAILABLE | DATA NOT AVAILABLE | DATA NOT AVAILABLE | DATA NOT AVAILABLE | DATA NOT AVAILABLE | DATA NOT AVAILABLE | DATA NOT AVAILABLE | DATA NOT AVAILABLE | DATA NOT AVAILABLE | DATA NOT AVAILABLE | NO | CONNECTED | 2.803 | 2.803 | 2.95 | DATA NOT AVAILABLE | DATA NOT AVAILABLE | DATA NOT AVAILABLE | DATA NOT AVAILABLE | DATA NOT AVAILABLE | DATA NOT AVAILABLE | DATA NOT AVAILABLE | DATA NOT AVAILABLE | DATA NOT AVAILABLE | DATA NOT AVAILABLE | N | DATA NOT AVAILABLE | DATA NOT AVAILABLE | DATA NOT AVAILABLE | DATA NOT AVAILABLE | DATA NOT AVAILABLE | 44105
1800053946507 | [5 empty] | data not applicable | data not available | Lafarge Cement | Dunbar Works | data not available | Dunbar | East Lothian | EH42 1SL | Scotland | 370598 | 676488 | Dunbar | data not applicable | OXWELL MAINS (11kV) | 11 | SP Distribution Ltd | Biofuel - Landfill gas | Steam-gas turbine (CCGT) | No | data not available | data not available | 5.3 | data not applicable | data not applicable | No | 0 | 0 | 0 | data not applicable | data not applicable | No | 0 | 0 | 0 | No | Connected | 5.3 | 5.3 | 5.5789 | 0 | 0 | 41005 | data not applicable | data not applicable | data not applicable | data not applicable | data not applicable | data not available | data not available | N | N | data not available | N | data not available | data not available | 44088 | data not available | 470
1100770683377 | [5 empty] | 1100770683368 | Bambers wind park ltd | Bambers farm, mile end lane | Bambers Farm | Mile Lane | Mablethorpe | Lincolnshire | LN12 2QW | United Kingdom | 549161 | 382662 | Bicker Fen 132Kv S Stn | Skegness 33Kv S Stn | data not available | 11 | National Grid Electricity Distribution (East Midlands) Plc | Wind | Onshore wind turbines | No | data not available | data not available | 9.6 | data not applicable | data not applicable | data not applicable | data not available | data not available | data not applicable | data not applicable | data not applicable | data not applicable | data not available | data not available | data not applicable | data not available | Connected | 9.6 | 9.12 | 9.6 | 0.095 | 0.1 | 38264 | data not applicable | data not applicable | data not applicable | data not applicable | data not applicable | data not applicable | data not applicable | data not available | data not available | data not available | data not available | data not available | data not available | 45750
1800054358329 | [5 empty] | data not applicable | data not available | Straid Farm Landfill | Straid Farm | data not available | Girvan | South Ayrshire | KA26 0JF | Scotland | 213679 | 590178 | Maybole | data not applicable | PINWHERRY (11kV) | 11 | SP Distribution Ltd | Biofuel - Landfill gas | Steam-gas turbine (CCGT) | No | data not available | data not available | 1 | data not applicable | data not applicable | No | 0 | 0 | 0 | data not applicable | data not applicable | No | 0 | 0 | 0 | No | Connected | 1 | 1 | 1.0526 | 0 | 0 | data not available | data not applicable | data not applicable | data not applicable | data not applicable | data not applicable | data not available | data not available | N | N | data not available | N | data not available | data not available | 44088 | data not available | 730
1800061031810 | [5 empty] | data not applicable | data not available | Wardpark Alpha GE | South Wardpark Place | data not available | Cumbernauld | North Lanarkshire | G67 3HX | Scotland | 277618 | 676509 | Cumbernauld | data not applicable | KILDRUM (11kV) | 11 | SP Distribution Ltd | Fossil - Gas | Gas turbine (OCGT) | No | data not available | data not available | 4 | data not applicable | data not applicable | No | 0 | 0 | 0 | data not applicable | data not applicable | No | 0 | 0 | 0 | No | Connected | 4 | 4 | 4.2105 | 0 | 0 | data not available | data not applicable | data not applicable | data not applicable | data not applicable | data not applicable | data not available | data not available | N | N | data not available | N | data not available | data not available | 44088 | data not available | 779
1800061031829 | [5 empty] | data not applicable | data not available | Wardpark Bravo GE | South Wardpark Place | data not available | Cumbernauld | North Lanarkshire | G67 3HX | Scotland | 277618 | 676509 | Cumbernauld | data not applicable | KILDRUM (11kV) | 11 | SP Distribution Ltd | Fossil - Gas | Gas turbine (OCGT) | No | data not available | data not available | 4 | data not applicable | data not applicable | No | 0 | 0 | 0 | data not applicable | data not applicable | No | 0 | 0 | 0 | No | Connected | 4 | 4 | 4.2105 | 0 | 0 | data not available | data not applicable | data not applicable | data not applicable | data not applicable | data not applicable | data not available | data not available | N | N | data not available | N | data not available | data not available | 44088 | data not available | 780
data not available | [5 empty] | data not available | data not available | Buildwas Rd 1 (Longacres) | data not available | data not available | data not available | Wirral | data not available | England | data not available | data not available | BIRKENHEAD | HESWALL GT1 / HOYLAKE GT2 / PRENTON GRID GT3 | data not available | 33 | SP Manweb plc | Fossil - Gas | Steam-gas turbine (CCGT) | No | 0 | 0 | 2.54 | data not applicable | data not applicable | No | 0 | 0 | 0 | data not applicable | data not applicable | No | 0 | 0 | 0 | data not available | Connected | 2.54 | 2.54 | 2.6737 | data not applicable | data not applicable | data not available | data not applicable | data not applicable | data not applicable | data not applicable | data not applicable | 44097 | data not applicable | N | N | data not available | N | 615031442 | data not available | 45749 | data not available | 869
data not available | [5 empty] | data not available | data not available | ENWL_DER_0001 (Lodge Lane South (55/60880) | data not available | data not available | data not available | Merseyside | data not available | England | 358137 | 396950 | RAINHILL | Golborne | Newton Le Willows | 33 | SP Manweb plc | Fossil - Gas | Steam-gas turbine (CCGT) | No | 0 | 0 | 19.999 | data not applicable | data not applicable | No | 0 | 0 | 0 | data not applicable | data not applicable | No | 0 | 0 | 0 | data not available | Connected | 19.999 | 19.9994 | 21.052 | 0.238 | 0.25053 | 43374 | data not applicable | data not applicable | data not applicable | data not applicable | data not applicable | data not available | data not applicable | N | N | data not available | N | data not available | data not available | 45749 | data not available | 888
data not available | [5 empty] | data not available | data not available | Former Pilkington Works | Land At Former Pilkingtons Works | Glascoed Road | Bwlchgwyn | North Wales | LL11 5YG | Wales | 301936 | 374112 | CONNAHS QUAY / PENTIR / ST ASAPH (CONQ) | HOLYWELL GT1 / RHYL GT1 / ST ASAPH GT2 / ST ASAPH GT4 | data not available | 33 | SP Manweb plc | Fossil - Oil | Engine (combustion / reciprocating) | No | 0 | 0 | 16 | data not applicable | data not applicable | No | 0 | 0 | 0 | data not applicable | data not applicable | No | 0 | 0 | 0 | data not available | Connected | 16 | 16 | 16.8421 | data not applicable | data not applicable | 43067 | data not applicable | data not applicable | data not applicable | data not applicable | data not applicable | data not available | data not applicable | N | N | data not available | N | data not available | data not available | 44026 | data not available | 335
data not available | [5 empty] | data not applicable | data not available | Thermo Fisher Diesel (Inchinnan Bus Park Gen/Life Technologies) | 3 Fountain Drive | Inchinnan Business Park | Paisley | Renfrewshire | PA4 9RF | Scotland | 247254 | 668084 | Johnstone | data not applicable | ARDGOUR DRIVE (11kV) | 11 | SP Distribution Ltd | Fossil - Gas | Gas turbine (OCGT) | No | 0 | 0 | 1.12 | data not applicable | data not applicable | No | 0 | 0 | 0 | data not applicable | data not applicable | No | 0 | 0 | 0 | Yes | Connected | 1.12 | 1.12 | 1.1789 | 0 | 0 | data not available | data not applicable | data not applicable | data not applicable | data not applicable | data not applicable | data not available | data not available | N | N | data not available | N | 225603 | data not available | 44862 | data not available | 745
1130000044013 | [5 empty] | 1130000044004 | Lynn wind farm | Lynn wind farm | Lynn & Inner Dowsing Wind Farms, Lynn Farm | Middle Marsh Road, Ashington End | Skegness | Lincolnshire | PE24 4UD | United Kingdom | 553657 | 365530 | data not available | data not available | data not available | 132 | National Grid Electricity Distribution (East Midlands) Plc | Wind | Offshore wind turbines | No | data not available | data not available | 97.2 | data not applicable | data not applicable | data not applicable | data not available | data not available | data not applicable | data not applicable | data not applicable | data not applicable | data not available | data not available | data not applicable | data not available | Connected | 97.2 | 85.5 | 90 | 1.9 | 2 | 39452 | data not applicable | data not applicable | data not applicable | data not applicable | data not applicable | data not applicable | data not applicable | data not available | data not available | data not available | data not available | data not available | data not available | 45750
1130000044031 | [5 empty] | 1130000044022 | Inner dowsing wind farm | Inner dowsing wind farm | Lynn & Inner Dowsing Wind Farms, Inner Dowsing | Middle Marsh Road, Ashington End | Skegness | Lincolnshire | PE24 4UD | United Kingdom | 553657 | 365530 | data not available | data not available | data not available | 132 | National Grid Electricity Distribution (East Midlands) Plc | Wind | Offshore wind turbines | No | data not available | data not available | 97.2 | data not applicable | data not applicable | data not applicable | data not available | data not available | data not applicable | data not applicable | data not applicable | data not applicable | data not available | data not available | data not applicable | data not available | Connected | 97.2 | 85.5 | 90 | 1.9 | 2 | 39448 | data not applicable | data not applicable | data not applicable | data not applicable | data not applicable | data not applicable | data not applicable | data not available | data not available | data not available | data not available | data not available | data not available | 45750
data not available | [5 empty] | data not applicable | data not available | Thermo Fisher Diesel (Inchinnan Bus Park Gen/Life Technologies) Alternative Feed | data not available | data not available | data not available | data not available | data not available | Scotland | data not available | data not available | Erskine | data not applicable | ERSKINE (11kV) | 11 | SP Distribution Ltd | Fossil - Gas | Gas turbine (OCGT) | No | 0 | 0 | 1 | data not applicable | data not applicable | No | 0 | 0 | 0 | data not applicable | data not applicable | No | 0 | 0 | 0 | Yes | Connected | 1 | 1.12 | 1.1789 | 0 | 0 | data not available | data not applicable | data not applicable | data not applicable | data not applicable | data not applicable | data not available | data not available | N | N | data not available | N | 225603 | data not available | 45532 | data not available | 746
1130000083449 | [5 empty] | 1100039627693 | Yorkshire water services limited | old whittington station lane | Yorkshire Water Sewage | Newbridge Lane, Old Whittington | Chesterfield | Derbyshire | S41 9HY | United Kingdom | 438948 | 374632 | Chesterfield 132Kv S Stn | Chesterfield 33Kv S Stn | Sheepbridge 6 6Kv S Stn | 11 | National Grid Electricity Distribution (East Midlands) Plc | Wind | Onshore wind turbines | No | data not available | data not available | 0.5 | data not applicable | data not applicable | data not applicable | data not available | data not available | data not applicable | data not applicable | data not applicable | data not applicable | data not available | data not available | data not applicable | data not available | Connected | 0.5 | 1.0583 | 1.114 | 1.045 | 1.1 | 42583 | data not applicable | data not applicable | data not applicable | data not applicable | data not applicable | data not applicable | data not applicable | data not available | data not available | data not available | data not available | data not available | data not available | 45750
1160000154160 | [5 empty] | 1160000154150 | Fenland windfarms limited | Import site | Red House Farm | Red House Corner, Gedney Marsh, Long Sutton | Spalding | Lincolnshire | PE12 9NG | United Kingdom | 542176 | 328816 | Walpole 132Kv S Stn | Spalding Clay Lake 33Kv S Stn | data not available | 11 | National Grid Electricity Distribution (East Midlands) Plc | Wind | Onshore wind turbines | No | data not available | data not available | 12 | data not applicable | data not applicable | data not applicable | data not available | data not available | data not applicable | data not applicable | data not applicable | data not applicable | data not available | data not available | data not applicable | data not available | Connected | 12 | 11.59 | 12.2 | 0.08075 | 0.085 | 38811 | data not applicable | data not applicable | data not applicable | data not applicable | data not applicable | data not applicable | data not applicable | data not available | data not available | data not available | data not available | data not available | data not available | 45750
data not available | [5 empty] | data not applicable | data not available | Auchencarroch Landfill | data not available | data not available | Alexandria | West Dunbartonshire | G83 9LU | Scotland | 241828 | 681445 | Strathleven | data not applicable | SSEN NETWORK | 33 | SP Distribution Ltd | Biofuel - Landfill gas | Steam-gas turbine (CCGT) | No | 0 | 0 | 5.01 | data not applicable | data not applicable | No | 0 | 0 | 0 | data not applicable | data not applicable | No | 0 | 0 | 0 | Yes | Connected | 5.01 | 5.01 | 5.2737 | 0 | 0 | data not available | data not applicable | data not applicable | data not applicable | data not applicable | data not applicable | data not available | data not available | N | N | data not available | N | data not available | data not available | 44859 | data not available | 95
1160000213610 | [5 empty] | 1160000213601 | Fenland windfarms limited | Vine farm house | Vine House Farm | Main Road, Deeping St Nicholas | Spalding | Peterborough Lincolnshire | PE11 3DG | United Kingdom | 520434 | 315004 | Walpole 132Kv S Stn | Spalding Clay Lake 33Kv S Stn | data not available | 11 | National Grid Electricity Distribution (East Midlands) Plc | Wind | Onshore wind turbines | No | data not available | data not available | 16 | data not applicable | data not applicable | data not applicable | data not available | data not available | data not applicable | data not applicable | data not applicable | data not applicable | data not available | data not available | data not applicable | data not available | Connected | 16 | 15.485 | 16.3 | 0.2375 | 0.25 | 38838 | data not applicable | data not applicable | data not applicable | data not applicable | data not applicable | data not applicable | data not applicable | data not available | data not available | data not available | data not available | data not available | data not available | 45750
data not available | [5 empty] | data not available | data not available | Lawton Street | data not available | data not available | data not available | Merseyside | data not available | England | 335039 | 390224 | LISTER DRIVE | BURLINGTON ST GT2 / LISTER DV B GT1 / PARADISE ST GT1 | CABLE ST T1 / GRADWELL ST T2 / OLDHAM PLACE T2 | 33 | SP Manweb plc | Fossil - Gas | Steam-gas turbine (CCGT) | No | 0 | 0 | 1 | data not applicable | data not applicable | No | 0 | 0 | 0 | data not applicable | data not applicable | No | 0 | 0 | 0 | data not available | Connected | 1 | 1 | 1.0526 | data not applicable | data not applicable | data not available | data not applicable | data not applicable | data not applicable | data not applicable | data not applicable | data not available | data not applicable | N | N | data not available | N | data not available | data not available | 45625 | data not available | 485
data not available | [5 empty] | data not available | data not available | Mona AD | Mona Ad Plant | Ecoparc Mon | Gwalchmai, Holyhead | North Wales | LL65 4RJ | Wales | 241851 | 375647 | WYLFA | AMLWCH GT1 / CAERGEILIOG GT1 / GT2 | MONA T1 | 33 | SP Manweb plc | Biofuel - Biogas from anaerobic digestion (excluding landfill & sewage) | Engine (combustion / reciprocating) | No | 0 | 0 | 2 | data not applicable | data not applicable | No | 0 | 0 | 0 | data not applicable | data not applicable | No | 0 | 0 | 0 | data not available | Connected | 2 | 2 | 2.1053 | data not applicable | data not applicable | data not available | data not applicable | data not applicable | data not applicable | data not applicable | data not applicable | data not available | data not applicable | N | N | data not available | N | data not available | data not available | 44088 | data not available | 560
data not available | [5 empty] | data not available | data not available | Oak Road 1 and 2 | data not available | data not available | data not available | Dee Valley and Mid Wales | data not available | Wales | 338648 | 349513 | LEGACY | BRYMBO GT1 / LEGACY LOCAL GT1 / MARCHWIEL GT1 / MARCHWIEL GT2 / WREXHAM GT1 | data not available | 33 | SP Manweb plc | Fossil - Gas | Steam-gas turbine (CCGT) | No | 0 | 0 | 10 | data not applicable | data not applicable | No | 0 | 0 | 0 | data not applicable | data not applicable | No | 0 | 0 | 0 | data not available | Connected | 10 | 10 | 10.5263 | 0.2 | 0.21053 | 44295 | data not applicable | data not applicable | data not applicable | data not applicable | data not applicable | data not available | data not applicable | N | N | data not available | N | data not available | data not available | 45625 | data not available | 608
data not available | [5 empty] | data not available | data not available | Wykey Farm | Wykey Farm | Wykey | Shrewsbury | Dee Valley and Mid Wales | SY4 1JA | Wales | 338939 | 325160 | LEGACY | LEGACY LOCAL GT2 / NEWTOWN GT2 / OSWESTRY GT5 / OSWESTRY GT8 / WELSHPOOL GT1 / WHITCHURCH GT1 | EXPRESS FOODS T1 | 33 | SP Manweb plc | Biofuel - Biogas from anaerobic digestion (excluding landfill & sewage) | Engine (combustion / reciprocating) | No | 0 | 0 | 1.9 | data not applicable | data not applicable | No | 0 | 0 | 0 | data not applicable | data not applicable | No | 0 | 0 | 0 | data not available | Connected | 1.9 | 1.9 | 2 | data not applicable | data not applicable | data not available | data not applicable | data not applicable | data not applicable | data not applicable | data not applicable | data not available | data not applicable | N | N | data not available | N | 614138883 | data not available | 44088 | data not available | 821
data not available | [5 empty] | data not available | data not available | Aber Park | Aber Park | Aber Road | Flint | Dee Valley and Mid Wales | CH6 5EX | Wales | 323792 | 373213 | CONNAHS QUAY / PENTIR / ST ASAPH (CONQ) | BRYMBO GT2 / HAWARDEN GT2 / HOLYWELL GT2 | FLINT T1 / FLINT T2 | 33 | SP Manweb plc | Fossil - Gas | Steam-gas turbine (CCGT) | No | 0 | 0 | 2.5 | data not applicable | data not applicable | No | 0 | 0 | 0 | data not applicable | data not applicable | No | 0 | 0 | 0 | data not available | Connected | 2.5 | 2.5 | 2.6316 | 0.1 | 0.10526 | 43838 | data not applicable | data not applicable | data not applicable | data not applicable | data not applicable | data not available | data not applicable | N | N | data not available | N | 613062928 | data not available | 44088 | data not available | 52
1160000909840 | [5 empty] | 1160000909822 | Hollies wind farm | The hollies farm | Export | High Lane, Croft | Peterborough | Lincolnshire | PE24 4SH | United Kingdom | 549995 | 362998 | Bicker Fen 132Kv S Stn | Skegness 33Kv S Stn | data not available | 0.4 | National Grid Electricity Distribution (East Midlands) Plc | Wind | Onshore wind turbines | No | data not available | data not available | 2.8 | data not applicable | data not applicable | data not applicable | data not available | data not available | data not applicable | data not applicable | data not applicable | data not applicable | data not available | data not available | data not applicable | data not available | Connected | 2.8 | 2.66 | 2.8 | 0.019 | 0.02 | 39479 | data not applicable | data not applicable | data not applicable | data not applicable | data not applicable | data not applicable | data not applicable | data not available | data not available | data not available | data not available | data not available | data not available | 45750
1160000999046 | [5 empty] | 1160000999037 | Bicker fen windfarm | data not available | Export | Bicker Fen Farm, Longhedge Drove, Bicker | Boston | Lincolnshire | PE20 3BL | United Kingdom | 521123 | 338950 | Walpole 132Kv S Stn | Boston 33Kv S Stn | data not available | 0.4 | National Grid Electricity Distribution (East Midlands) Plc | Wind | Onshore wind turbines | No | data not available | data not available | 26 | data not applicable | data not applicable | data not applicable | data not available | data not available | data not applicable | data not applicable | data not applicable | data not applicable | data not available | data not available | data not applicable | data not available | Connected | 26 | 24.7 | 26 | 0.3325 | 0.35 | 39637 | data not applicable | data not applicable | data not applicable | data not applicable | data not applicable | data not applicable | data not applicable | data not available | data not available | data not available | data not available | data not available | data not available | 45750
data not available | [5 empty] | data not available | data not available | Ashton (Golborne)/Culcheth/Golbome/Haydock/ Newton Le Willows | data not available | data not available | data not available | Merseyside | data not available | England | data not available | data not available | RAINHILL | Golborne | data not available | data not available | SP Manweb plc | data not available | data not available | No | 0 | 0 | 5.8 | data not applicable | data not applicable | No | 0 | 0 | 0 | data not applicable | data not applicable | No | 0 | 0 | 0 | data not available | Connected | 5.8 | 5.8 | 6.1053 | data not applicable | data not applicable | data not available | data not applicable | data not applicable | data not applicable | data not applicable | data not applicable | data not available | data not applicable | N | N | data not available | N | data not available | data not available | 45749 | data not available | 854
data not available | [5 empty] | data not available | data not available | Dock Yard Power | Dock Yard Power | Oil Sites Road | Ellesmere Port | Wirral | CH65 4EF | England | 340867 | 376763 | CAPENHURST | BROMBOROUGH GT2 / ELLESMERE PORT GT1 / HOOTON PK GT1A / HOOTON PK GT2A | BOWATER CONTAINERS T1 / ELLESMERE PORT LOCAL T1 / HH ROBERTSONS T1 / MOBIL OIL (E PORT) T1 / WHITBY MAIN T1 | 33 | SP Manweb plc | Fossil - Gas | Steam-gas turbine (CCGT) | No | 0 | 0 | 2.5 | data not applicable | data not applicable | No | 0 | 0 | 0 | data not applicable | data not applicable | No | 0 | 0 | 0 | data not available | Connected | 2.5 | 2.535 | 2.6684 |  | data not available | data not available | data not applicable | data not applicable | data not applicable | data not applicable | data not applicable | 43584 | data not applicable | N | N | data not available | N | 613709216 | data not available | 45625 | data not available | 260
data not available | [5 empty] | data not available | data not available | Factory Road | Sandycroft Power Generation Plant | Sandycroft | Deeside | Dee Valley and Mid Wales | CH5 2QJ | Wales | 332487 | 367946 | CONNAHS QUAY / PENTIR / ST ASAPH (CONQ) | CASTLE CEMENT GT1 / HAWARDEN GT1 / SALTNEY GT1 / SALTNEY G2B | ENGINEER PK T1 / PILKINGTONS QUEENSFERRY T1 / QUEENSFERRY T1 | 33 | SP Manweb plc | Fossil - Gas | Steam-gas turbine (CCGT) | No | 0 | 0 | 5 | data not applicable | data not applicable | No | 0 | 0 | 0 | data not applicable | data not applicable | No | 0 | 0 | 0 | data not available | Connected | 5 | 5 | 5.2632 | data not applicable | data not applicable | 43675 | data not applicable | data not applicable | data not applicable | data not applicable | data not applicable | data not available | data not applicable | N | N | data not available | N | 614799292 | data not available | 44088 | data not available | 322
data not available | [5 empty] | data not available | data not available | G59 Colwydr Cyf, Gwynedd LL55 4UU | data not available | data not available | data not available | North Wales | LL5 4UU | Wales | 277574 | 366254 | CONNAHS QUAY / PENTIR / ST ASAPH (PENT) | COLWYN BAY GT1 / COLWYN BAY GT2 / DOLGARROG GT2 | DOLGARROG T1/ DOLGARROG T2 | 33 | SP Manweb plc | data not available | data not available | No | 0 | 0 | 1.5 | data not applicable | data not applicable | No | 0 | 0 | 0 | data not applicable | data not applicable | No | 0 | 0 | 0 | data not available | Connected | 1.5 | 1.5 | 1.5789 | data not applicable | data not applicable | data not available | data not applicable | data not applicable | data not applicable | data not applicable | data not applicable | data not available | data not applicable | N | N | data not available | N | data not available | data not available | 44910 | data not available | 340
data not available | [5 empty] | data not available | data not available | Great Bear Distribution | Bear Power | Weighbridge Rd | Sealand | Wirral | CH5 2LL | England | 331366 | 371798 | CONNAHS QUAY / PENTIR / ST ASAPH (CONQ) | DEESIDE PK GRID GT1 / SIXTH AVE GRID GT1 | OPTICAL FIBRES T1 / SHOTWICK T1 / WALBRO T1 | 33 | SP Manweb plc | Fossil - Gas | Steam-gas turbine (CCGT) | No | 0 | 0 | 5 | data not applicable | data not applicable | No | 0 | 0 | 0 | data not applicable | data not applicable | No | 0 | 0 | 0 | data not available | Connected | 5 | 5 | 5.2632 | data not applicable | data not applicable | data not available | data not applicable | data not applicable | data not applicable | data not applicable | data not applicable | 43556 | data not applicable | N | N | data not available | N | 613961363 | data not available | 44088 | data not available | 377
1160001174840 | [5 empty] | 1160001177353 | Carsington wind energy ltd | Carsington pastures windfarm | Carsington Wind Farm | Many Stones Lane, Hopton | Brassington | Derbyshire | DE4 4DF | United Kingdom | 424992 | 354496 | Willington 132Kv S Stn | Winster 33Kv S Stn | Hopton 33 11Kv S Stn | 11 | National Grid Electricity Distribution (East Midlands) Plc | Wind | Onshore wind turbines | No | data not available | data not available | 8.7 | data not applicable | data not applicable | data not applicable | data not available | data not available | data not applicable | data not applicable | data not applicable | data not applicable | data not available | data not available | data not applicable | data not available | Connected | 8.7 | 8.265 | 8.7 | 0.19 | 0.2 | 41674 | data not applicable | data not applicable | data not applicable | data not applicable | data not applicable | data not applicable | data not applicable | data not available | data not available | data not available | data not available | data not available | data not available | 45750
data not available | [5 empty] | data not available | data not available | Hooton Bio Power | Northern Bio Power Ltd | North Road | Ellesmere | Wirral | CH65 1AJ | England | 337420 | 380079 | CAPENHURST | HOOTON PARK 1B / HOOTON PARK 2B | data not available | 33 | SP Manweb plc | Fossil - Oil | Engine (combustion / reciprocating) | No | 0 | 0 | 29 | data not applicable | data not applicable | No | 0 | 0 | 0 | data not applicable | data not applicable | No | 0 | 0 | 0 | data not available | Connected | 29 | 29 | 30.5263 | 7.5 | 7.8947 | 44057 | data not applicable | data not applicable | data not applicable | data not applicable | data not applicable | 43595 | data not applicable | N | N | data not available | N | 613446699 | data not available | 44057 | data not available | 424
data not available | [5 empty] | data not available | data not available | Kerfoot Power | data not available | data not available | data not available | Mid Cheshire | data not available | England | 360288 | 0 | CARRINGTON / FIDDLERS FERRY | DALLAM GT1 / SANKEY BRIDGES GT1 / WARRINGTON GT3 | BEWSEY T1 / OWEN ST T1 / RODNEY ST T1 / RYLANDS ELDON ST T1 | 33 | SP Manweb plc | Fossil - Gas | Steam-gas turbine (CCGT) | No | 0 | 0 | 4.052 | data not applicable | data not applicable | No | 0 | 0 | 0 | data not applicable | data not applicable | No | 0 | 0 | 0 | data not available | Connected | 4.052 | 4.052 | 4.2653 |  | data not available | 45139 | data not applicable | data not applicable | data not applicable | data not applicable | data not applicable | data not available | data not applicable | N | N | data not available | N | data not available | data not available | 45569 | data not available | 454
1160001253321 | [5 empty] | 1160001253330 | Npower limited | Lindhurst windfarm | Lindhurst Wind Farm, Substation With Control Buildings | Blidworth Lane | Rainworth | Nottinghamshire | NG21 0HF | United Kingdom | 457956 | 358062 | Chesterfield 132Kv S Stn | Mansfield 33Kv S Stn | data not available | 33 | National Grid Electricity Distribution (East Midlands) Plc | Wind | Onshore wind turbines | No | data not available | data not available | 9.5 | data not applicable | data not applicable | data not applicable | data not available | data not available | data not applicable | data not applicable | data not applicable | data not applicable | data not available | data not available | data not applicable | data not available | Connected | 9.5 | 9.025 | 9.5 | 0.0475 | 0.05 | 40267 | data not applicable | data not applicable | data not applicable | data not applicable | data not applicable | data not applicable | data not applicable | data not available | data not available | data not available | data not available | data not available | data not available | 45750
data not available | [5 empty] | data not applicable | data not available | Nairn Road Gas (Drumcross Gas) | Nairn Road | Deans Industrial Estate | Livingston | West Lothian | EH54 8AY | Scotland | 302239 | 669854 | Drumcross | data not applicable | data not available | 33 | SP Distribution Ltd | Fossil - Gas | Gas turbine (OCGT) | No | 0 | 0 | 20 | data not applicable | data not applicable | No | 0 | 0 | 0 | data not applicable | data not applicable | No | 0 | 0 | 0 | No | Connected | 20 | 20 | 21.0526 | 0 | 0 | data not available | data not applicable | data not applicable | data not applicable | data not applicable | data not applicable | 44890 | data not available | N | N | data not available | Y | 617455106 | data not available | 45426 | data not available | 587
data not available | [5 empty] | data not applicable | data not available | Netherton Gas | Site West of 22A22F Netherdale Road | Netherton Industrial Estate | Wishaw | North Lanarkshire | ML2 0ER | Scotland | 278333 | 654697 | Wishaw | data not applicable | Larkhall (11KV) | 33 | SP Distribution Ltd | Fossil - Gas | Gas turbine (OCGT) | No | 0 | 0 | 19.9 | data not applicable | data not applicable | No | 0 | 0 | 0 | data not applicable | data not applicable | No | 0 | 0 | 0 | Yes | Connected | 19.9 | 19.9 | 20.9474 | 0 | 0 | data not available | data not applicable | data not applicable | data not applicable | data not applicable | data not applicable | 43207 | data not available | N | N | data not available | N | 612528482 | data not available | 44088 | data not available | 596
1160001324220 | [5 empty] | 1160000102950 | Power on connections | A5/m1 link | Tesco Distribution | Saxon Drive, Daventry Rail Freight Terminal | Northampton | data not available | NN6 7GY | United Kingdom | 456685 | 273426 | Coventry 132Kv S Stn | Daventry 33Kv S Stn | Crick 33 11Kv S Stn | 0.4 | National Grid Electricity Distribution (East Midlands) Plc | Wind | Onshore wind turbines | No | data not available | data not available | 1.85 | data not applicable | data not applicable | data not applicable | data not available | data not available | data not applicable | data not applicable | data not applicable | data not applicable | data not available | data not available | data not applicable | data not available | Connected | 1.85 | 1.7575 | 1.85 | 1.7575 | 1.85 | 40591 | data not applicable | data not applicable | data not applicable | data not applicable | data not applicable | data not applicable | data not applicable | data not available | data not available | data not available | data not available | data not available | data not available | 45750
data not available | [5 empty] | data not available | data not available | Penhsgyn | Penhesgyn Gors | Llansadwrn | Llansadwrn | North Wales | LL59 5RY | Wales | 253332 | 374242 | WYLFA | AMLWCH GT1 / CAERGEILIOG GT1 / GT2 | LLANDEGFAN T1 | 33 | SP Manweb plc | Biofuel - Landfill gas | Engine (combustion / reciprocating) | No | 0 | 0 | 1.054 | data not applicable | data not applicable | No | 0 | 0 | 0 | data not applicable | data not applicable | No | 0 | 0 | 0 | data not available | Connected | 1.054 | 1.054 | 1.1095 | data not applicable | data not applicable | data not available | data not applicable | data not applicable | data not applicable | data not applicable | data not applicable | data not available | data not applicable | N | N | data not available | N | data not available | data not available | 44088 | data not available | 624
data not available | [5 empty] | data not applicable | data not available | Tambowie Biogas | TAMBOWIE HOUSE | 0 | Milngavie | Glasgow | G62 7HN | Scotland | 252559 | 675557 | Drumchapel | data not applicable | data not available | 11 | SP Distribution Ltd | Biofuel - Biogas from anaerobic digestion (excluding landfill & sewage) | Gas turbine (OCGT) | No | 0 | 0 | 0.999 | data not applicable | data not applicable | No | 0 | 0 | 0 | data not applicable | data not applicable | No | 0 | 0 | 0 | data not available | Connected | 0.999 | 0.999 | data not available | 0 | 0 | data not available | data not applicable | data not available | data not available | data not available | data not available | data not available | data not available | N | N | data not available | N | data not available | data not available | 44859 | data not available | 31
1160001363380 | [5 empty] | 1160001363390 | Broadview energy developments | Ashby magna | Low Spinney Farm | Gilmorton Lane, Ashby Magna | Lutterworth | Leicestershire | LE17 5NB | United Kingdom | 455816 | 289705 | Coventry 132Kv S Stn | data not available | data not available | 33 | National Grid Electricity Distribution (East Midlands) Plc | Wind | Onshore wind turbines | No | data not available | data not available | 8.2 | data not applicable | data not applicable | data not applicable | data not available | data not available | data not applicable | data not applicable | data not applicable | data not applicable | data not available | data not available | data not applicable | data not available | Connected | 8.2 | 7.79 | 8.2 | 0.2375 | 0.25 | 40893 | data not applicable | data not applicable | data not applicable | data not applicable | data not applicable | data not applicable | data not applicable | data not available | data not available | data not available | data not available | data not available | data not available | 45750
DATA NOT AVAILABLE | [5 empty] | DATA NOT AVAILABLE | DATA NOT AVAILABLE | ISLE OF MAN INTERCONNECTOR |  |  | BLACKPOOL | LANCASHIRE |  | ENGLAND | 332356 | 439729 | PENWORTHAM WEST GSP / STANAH GSP GROUP | - | - | 132 | ELECTRICITY NORTH WEST LIMITED | OTHER | INTERCONNECTOR | NO | 0 | 0 | 67 |  |  |  | 0 | 0 | 0 |  |  |  | 0 | 0 | 0 | NO | CONNECTED | 67 | 0 | 0 | 0 | 0 | 2018-09-01 |  |  |  | 0 | 0 |  |  | NO | NO |  |  |  |  | 2021-12-06 | 53.849371374429715, -3.0297134945974675
DATA NOT AVAILABLE | [5 empty] | DATA NOT AVAILABLE | DATA NOT AVAILABLE | GOOSE HOUSE LANE GENERATION | GOOSE HOUSE LANE |  | DARWEN | LANCASHIRE | BB3 0EH | ENGLAND | 369203 | 423494 | PENWORTHAM EAST GSP / ROCHDALE SGT 1 GROUP | LOWER DARWEN | - | 33 | ELECTRICITY NORTH WEST LIMITED | FOSSIL - GAS | ENGINE (COMBUSTION / RECIPROCATING) | NO | 0 | 0 | 21.2 |  |  |  | 0 | 0 | 0 |  |  |  | 0 | 0 | 0 | NO | CONNECTED | 21.2 | 20.14 | 21.2 | 0 | 0 | 2018-10-01 |  |  |  | 0 | 0 |  |  | NO | NO |  |  |  |  | 2021-12-06 | 53.70695656116737, -2.468022402575314
1160001430665 | [5 empty] | 1160001430656 | Wildlife and butterfly park phase 1 | Little london | The Butterfly And Falconry Park, Hall Marsh Farm | Little London, Long Sutton | Spalding | Lincolnshire | PE12 9LE | United Kingdom | 543725 | 323351 | Walpole 132Kv S Stn | South Holland 33Kv S Stn | Long Sutton 33 11Kv S Stn | 0.4 | National Grid Electricity Distribution (East Midlands) Plc | Solar | Photovoltaic | No | data not available | data not available | 1.3 | data not applicable | data not applicable | data not applicable | data not available | data not available | data not applicable | data not applicable | data not applicable | data not applicable | data not available | data not available | data not applicable | data not available | Connected | 1.3 | 1.235 | 1.3 | 0.095 | 0.1 | 40695 | data not applicable | data not applicable | data not applicable | data not applicable | data not applicable | data not applicable | data not applicable | data not available | data not available | data not available | data not available | data not available | data not available | 45750
1160001430823 | [5 empty] | 1160001430814 | Wildlife and butterly park phase 2 | Little london | The Butterfly And Falconry Park, Hall Marsh Farm | Little London, Long Sutton | Spalding | Lincolnshire | PE12 9LE | United Kingdom | 543725 | 323351 | Walpole 132Kv S Stn | South Holland 33Kv S Stn | Long Sutton 33 11Kv S Stn | 0.4 | National Grid Electricity Distribution (East Midlands) Plc | Solar | Photovoltaic | No | data not available | data not available | 1.7 | data not applicable | data not applicable | data not applicable | data not available | data not available | data not applicable | data not applicable | data not applicable | data not applicable | data not available | data not available | data not applicable | data not available | Connected | 1.7 | 1.615 | 1.7 | 0.095 | 0.1 | 40695 | data not applicable | data not applicable | data not applicable | data not applicable | data not applicable | data not applicable | data not applicable | data not available | data not available | data not available | data not available | data not available | data not available | 45750
1160001439301 | [5 empty] | 1100039603559 | Toyota motor manufacturing (uk) ltd | Toyota motor manufacturing | Toyota Motor Manufacturing (Uk) Limited | data not available | Derby | Derbyshire | DE1 9TA | United Kingdom | 429448 | 330612 | Willington 132Kv S Stn | Burnaston 132Kv S Stn | data not available | 11 | National Grid Electricity Distribution (East Midlands) Plc | Solar | Photovoltaic | No | data not available | data not available | 4.1857 | data not applicable | data not applicable | data not applicable | data not available | data not available | data not applicable | data not applicable | data not applicable | data not applicable | data not available | data not available | data not applicable | data not available | Connected | 4.1857 | 4.56 | 4.8 | 28.5 | 30 | 41263 | data not applicable | data not applicable | data not applicable | data not applicable | data not applicable | data not applicable | data not applicable | data not available | data not available | data not available | data not available | data not available | data not available | 45750
1160001439589 | [5 empty] | 1160001439570 | Tonatiuh trading 1 limited | Tolbar road pv farm | Tolbar Road | Marston | Grantham | Lincolnshire | NG32 2HT | United Kingdom | 488068 | 342029 | Bicker Fen 132Kv S Stn | Grantham North 132Kv S Stn | Grantham North 11Kv S Stn | 11 | National Grid Electricity Distribution (East Midlands) Plc | Solar | Photovoltaic | No | data not available | data not available | 4.7 | data not applicable | data not applicable | data not applicable | data not available | data not available | data not applicable | data not applicable | data not applicable | data not applicable | data not available | data not available | data not applicable | data not available | Connected | 4.7 | 4.465 | 4.7 | 0.02375 | 0.025 | 40742 | data not applicable | data not applicable | data not applicable | data not applicable | data not applicable | data not applicable | data not applicable | data not available | data not available | data not available | data not available | data not available | data not available | 45750
1160001449648 | [5 empty] | 1160001449639 | Islip solar park ltd | Colpmans farm, islip, kettering | Colpmans Farm | Colpmans Farmhouse, Inslip | Kettering | Northamptonshire | NN14 3LT | United Kingdom | 498016 | 279592 | Grendon 132Kv S Stn | Irthlingborough 33Kv S Stn | Thrapston 33 11Kv S Stn | 11 | National Grid Electricity Distribution (East Midlands) Plc | Solar | Photovoltaic | No | data not available | data not available | 5 | data not applicable | data not applicable | data not applicable | data not available | data not available | data not applicable | data not applicable | data not applicable | data not applicable | data not available | data not available | data not applicable | data not available | Connected | 5 | 4.75 | 5 | 0.0475 | 0.05 | 40745 | data not applicable | data not applicable | data not applicable | data not applicable | data not applicable | data not applicable | data not applicable | data not available | data not available | data not available | data not available | data not available | data not available | 45750
1160001457408 | [5 empty] | 1160001457392 | Swinford windfarm | Swinford windfarm | Swinford Wind Farm | Swinford | Lutterworth | Leicestershire | LE17 6BQ | United Kingdom | 456325 | 281709 | Coventry 132Kv S Stn | data not available | data not available | 33 | National Grid Electricity Distribution (East Midlands) Plc | Wind | Onshore wind turbines | No | data not available | data not available | 22 | data not applicable | data not applicable | data not applicable | data not available | data not available | data not applicable | data not applicable | data not applicable | data not applicable | data not available | data not available | data not applicable | data not available | Connected | 22 | 20.9 | 22 | 0.456 | 0.48 | 41122 | data not applicable | data not applicable | data not applicable | data not applicable | data not applicable | data not applicable | data not applicable | data not available | data not available | data not available | data not available | data not available | data not available | 45750
DATA NOT AVAILABLE | [5 empty] | DATA NOT AVAILABLE | DATA NOT AVAILABLE | RAKE LN GENERATION |  |  | CLIFTON |  |  | ENGLAND | 379222 | 403306 | KEARSLEY LOCAL 33 GSP | - | - | 33 | ELECTRICITY NORTH WEST LIMITED | FOSSIL - GAS | ENGINE (COMBUSTION / RECIPROCATING) | NO | 0 | 0 | 21.1 |  |  |  | 0 | 0 | 0 |  |  |  | 0 | 0 | 0 | NO | CONNECTED | 21.1 | 20.045 | 21.1 | 0.855 | 0.9 | 2019-06-01 |  |  |  | 0 | 0 |  |  | NO | NO |  |  |  |  | 2021-12-06 | 53.52600203767515, -2.3148930336537425
1700000000000 | [5 empty] | 1700000000000 | DATA NOT AVAILABLE | CRUACH MOR | CRUACH MOR | STRIVAN | DUNOON | ARGYLL AND BUTE | PA23 8RG | SCOTLAND | 206037 | 682943 | DUNOON | DATA NOT APPLICABLE | DUNOON GRID | 33 | SCOTTISH HYDRO ELECTRIC POWER DISTRIBUTION PLC | HYDRO (TO BE CONFIRMED) | HYDRO POWER SYSTEM | NO | DATA NOT AVAILABLE | DATA NOT AVAILABLE | 27.55 | DATA NOT AVAILABLE | DATA NOT AVAILABLE | DATA NOT AVAILABLE | DATA NOT AVAILABLE | DATA NOT AVAILABLE | DATA NOT AVAILABLE | DATA NOT AVAILABLE | DATA NOT AVAILABLE | DATA NOT AVAILABLE | DATA NOT AVAILABLE | DATA NOT AVAILABLE | DATA NOT AVAILABLE | NO | CONNECTED | 27.55 | 27.55 | 29 | DATA NOT AVAILABLE | DATA NOT AVAILABLE | DATA NOT AVAILABLE | DATA NOT AVAILABLE | DATA NOT AVAILABLE | DATA NOT AVAILABLE | DATA NOT AVAILABLE | DATA NOT AVAILABLE | DATA NOT AVAILABLE | DATA NOT AVAILABLE | N | DATA NOT AVAILABLE | DATA NOT AVAILABLE | DATA NOT AVAILABLE | DATA NOT AVAILABLE | DATA NOT AVAILABLE | 44034
1700000000000 | [5 empty] | 1700000000000 | DATA NOT AVAILABLE | BRAEVALLICH | BRAEVALLICH | GENERATING STATION | DALMALLY | ARGYLL AND BUTE | PA33 1BU | SCOTLAND | 195383 | 707542 | TAYNUILT | DATA NOT APPLICABLE | TAYNUILT GRID | 33 | SCOTTISH HYDRO ELECTRIC POWER DISTRIBUTION PLC | HYDRO (TO BE CONFIRMED) | HYDRO POWER SYSTEM | NO | DATA NOT AVAILABLE | DATA NOT AVAILABLE | 2.85 | DATA NOT AVAILABLE | DATA NOT AVAILABLE | DATA NOT AVAILABLE | DATA NOT AVAILABLE | DATA NOT AVAILABLE | DATA NOT AVAILABLE | DATA NOT AVAILABLE | DATA NOT AVAILABLE | DATA NOT AVAILABLE | DATA NOT AVAILABLE | DATA NOT AVAILABLE | DATA NOT AVAILABLE | NO | CONNECTED | 2.85 | 2.85 | 3 | DATA NOT AVAILABLE | DATA NOT AVAILABLE | DATA NOT AVAILABLE | DATA NOT AVAILABLE | DATA NOT AVAILABLE | DATA NOT AVAILABLE | DATA NOT AVAILABLE | DATA NOT AVAILABLE | DATA NOT AVAILABLE | DATA NOT AVAILABLE | N | DATA NOT AVAILABLE | DATA NOT AVAILABLE | DATA NOT AVAILABLE | DATA NOT AVAILABLE | DATA NOT AVAILABLE | 44034
1700000000000 | [5 empty] | 1700000000000 | DATA NOT AVAILABLE | HYDRO GENERATING STATION | HYDRO GENERATING STATION ARDTORNISH | DATA NOT AVAILABLE | OBAN | HIGHLAND | PA34 5UZ | SCOTLAND | 170242 | 747203 | LYNDHURST | DATA NOT APPLICABLE | LYNDHURST | 11 | SCOTTISH HYDRO ELECTRIC POWER DISTRIBUTION PLC | HYDRO (TO BE CONFIRMED) | HYDRO POWER SYSTEM | NO | DATA NOT AVAILABLE | DATA NOT AVAILABLE | 2.85 | DATA NOT AVAILABLE | DATA NOT AVAILABLE | DATA NOT AVAILABLE | DATA NOT AVAILABLE | DATA NOT AVAILABLE | DATA NOT AVAILABLE | DATA NOT AVAILABLE | DATA NOT AVAILABLE | DATA NOT AVAILABLE | DATA NOT AVAILABLE | DATA NOT AVAILABLE | DATA NOT AVAILABLE | NO | CONNECTED | 2.85 | 2.85 | 3 | DATA NOT AVAILABLE | DATA NOT AVAILABLE | DATA NOT AVAILABLE | DATA NOT AVAILABLE | DATA NOT AVAILABLE | DATA NOT AVAILABLE | DATA NOT AVAILABLE | DATA NOT AVAILABLE | DATA NOT AVAILABLE | DATA NOT AVAILABLE | N | DATA NOT AVAILABLE | DATA NOT AVAILABLE | DATA NOT AVAILABLE | DATA NOT AVAILABLE | DATA NOT AVAILABLE | 44034
1700000000000 | [5 empty] | 1700000000000 | DATA NOT AVAILABLE | COULIN FOREST KINLOCHEWE | COULIN HYDRO 2,3,4 | DATA NOT AVAILABLE | ACHNASHEEN | ROSS-SHIRE | IV22 2ES | SCOTLAND | 200327 | 856267 | GRUDIE BRIDGE | DATA NOT APPLICABLE | GRUDIE BRIDGE | 33 | SCOTTISH HYDRO ELECTRIC POWER DISTRIBUTION PLC | HYDRO (TO BE CONFIRMED) | HYDRO POWER SYSTEM | NO | DATA NOT AVAILABLE | DATA NOT AVAILABLE | 1.195 | DATA NOT AVAILABLE | DATA NOT AVAILABLE | DATA NOT AVAILABLE | DATA NOT AVAILABLE | DATA NOT AVAILABLE | DATA NOT AVAILABLE | DATA NOT AVAILABLE | DATA NOT AVAILABLE | DATA NOT AVAILABLE | DATA NOT AVAILABLE | DATA NOT AVAILABLE | DATA NOT AVAILABLE | NO | CONNECTED | 1.195 | 1.195 | 1.258 | 0.019 | 0.02 | 42956 | DATA NOT AVAILABLE | DATA NOT AVAILABLE | DATA NOT AVAILABLE | DATA NOT AVAILABLE | DATA NOT AVAILABLE | DATA NOT AVAILABLE | DATA NOT AVAILABLE | N | DATA NOT AVAILABLE | DATA NOT AVAILABLE | DATA NOT AVAILABLE | DATA NOT AVAILABLE | DATA NOT AVAILABLE | 44084
1170000059186 | [5 empty] | 1170000059210 | Bilsthorpe wind farm ltd | Bilsthorpe wind farm | Bilsthorpe Wind Farm | Stonish Hill | Bilsthorpe | Nottinghamshire | NG22 0DG | United Kingdom | 466170 | 362067 | Chesterfield 132Kv S Stn | Clipstone 33Kv S Stn | data not available | 33 | National Grid Electricity Distribution (East Midlands) Plc | Wind | Onshore wind turbines | No | data not available | data not available | 10.25 | data not applicable | data not applicable | data not applicable | data not available | data not available | data not applicable | data not applicable | data not applicable | data not applicable | data not available | data not available | data not applicable | data not available | Connected | 10.25 | 10.032 | 10.56 | 0.475 | 0.5 | 41183 | data not applicable | data not applicable | data not applicable | data not applicable | data not applicable | data not applicable | data not applicable | data not available | data not available | data not available | data not available | data not available | data not available | 45750
1170000078221 | [5 empty] | 1170000078268 | Severn trent wind power ltd | Wanlip wind farm | Wanlip Wind Farm | Wanlip Treatment Work | Fillingate wanlip | Leicestershire | LE7 4PF | United Kingdom | 459501 | 312107 | Ratcliffe On Soar 132Kv S Stn | Willoughby 33Kv S Stn | Mountsorrel 33 11Kv S Stn | 11 | National Grid Electricity Distribution (East Midlands) Plc | Wind | Onshore wind turbines | No | data not available | data not available | 2.5 | data not applicable | data not applicable | data not applicable | data not available | data not available | data not applicable | data not applicable | data not applicable | data not applicable | data not available | data not available | data not applicable | data not available | Connected | 2.5 | 2.375 | 2.5 | 0.03325 | 0.035 | 41456 | data not applicable | data not applicable | data not applicable | data not applicable | data not applicable | data not applicable | data not applicable | data not available | data not available | data not available | data not available | data not available | data not available | 45750
1170000085140 | [5 empty] | 1170000085130 | Leicester district energy company ltd | St marks boiler house | St Marks Boiler House | Donaldson Road | Leicester | data not available | LE4 6BF | United Kingdom | 459434 | 305751 | Enderby 132Kv S Stn | Leicester North 33Kv S Stn | Lero 33 6 6Kv S Stn | 66 | National Grid Electricity Distribution (East Midlands) Plc | Waste | Steam turbine (thermal power plant) | Yes | data not available | data not available | 1.6 | data not applicable | data not applicable | data not applicable | data not available | data not available | data not applicable | data not applicable | data not applicable | data not applicable | data not available | data not available | data not applicable | data not available | Connected | 1.6 | 1.52 | 1.6 | 0.095 | 0.1 | 41244 | data not applicable | data not applicable | data not applicable | data not applicable | data not applicable | data not applicable | data not applicable | data not available | data not available | data not available | data not available | data not available | data not available | 45750
1700000000000 | [5 empty] | 1700000000000 | DATA NOT AVAILABLE | DOUGLAS WATER | HYDRO GENERATOR | DATA NOT AVAILABLE | INVERARAY | ARGYLL | DATA NOT AVAILABLE | SCOTLAND | DATA NOT AVAILABLE | DATA NOT AVAILABLE | PORT ANN | DATA NOT APPLICABLE | PORT ANN GRID | 33 | SCOTTISH HYDRO ELECTRIC POWER DISTRIBUTION PLC | HYDRO (TO BE CONFIRMED) | HYDRO POWER SYSTEM | NO | DATA NOT AVAILABLE | DATA NOT AVAILABLE | 2.85 | DATA NOT AVAILABLE | DATA NOT AVAILABLE | DATA NOT AVAILABLE | DATA NOT AVAILABLE | DATA NOT AVAILABLE | DATA NOT AVAILABLE | DATA NOT AVAILABLE | DATA NOT AVAILABLE | DATA NOT AVAILABLE | DATA NOT AVAILABLE | DATA NOT AVAILABLE | DATA NOT AVAILABLE | NO | CONNECTED | 2.85 | 2.85 | 3 | DATA NOT AVAILABLE | DATA NOT AVAILABLE | DATA NOT AVAILABLE | DATA NOT AVAILABLE | DATA NOT AVAILABLE | DATA NOT AVAILABLE | DATA NOT AVAILABLE | DATA NOT AVAILABLE | DATA NOT AVAILABLE | DATA NOT AVAILABLE | N | DATA NOT AVAILABLE | DATA NOT AVAILABLE | DATA NOT AVAILABLE | DATA NOT AVAILABLE | DATA NOT AVAILABLE | 44137
1170000110610 | [5 empty] | 1170000110600 | Grange renewable energy ltd | The grange wind farm | The Grange Farm | Middle Road, Tydd St Mary | Wisbech | Lincolnshire | PE13 5QZ | United Kingdom | 545364 | 318829 | Walpole 132Kv S Stn | South Holland 33Kv S Stn | data not available | 33 | National Grid Electricity Distribution (East Midlands) Plc | Wind | Onshore wind turbines | No | data not available | data not available | 14 | data not applicable | data not applicable | data not applicable | data not available | data not available | data not applicable | data not applicable | data not applicable | data not applicable | data not available | data not available | data not applicable | data not available | Connected | 14 | 13.3 | 14 | 0.095 | 0.1 | 41306 | data not applicable | data not applicable | data not applicable | data not applicable | data not applicable | data not applicable | data not applicable | data not available | data not available | data not available | data not available | data not available | data not available | 45750
1700000000000 | [5 empty] | 1700000000000 | DATA NOT AVAILABLE | DATA NOT AVAILABLE | DATA NOT AVAILABLE | DATA NOT AVAILABLE | DATA NOT AVAILABLE | DATA NOT AVAILABLE | DATA NOT AVAILABLE | SCOTLAND | DATA NOT AVAILABLE | DATA NOT AVAILABLE | DATA NOT AVAILABLE | DATA NOT APPLICABLE | DATA NOT AVAILABLE | DATA NOT AVAILABLE | SCOTTISH HYDRO ELECTRIC POWER DISTRIBUTION PLC | HYDRO (TO BE CONFIRMED) | HYDRO POWER SYSTEM | NO | DATA NOT AVAILABLE | DATA NOT AVAILABLE | 2.09 | DATA NOT AVAILABLE | DATA NOT AVAILABLE | DATA NOT AVAILABLE | DATA NOT AVAILABLE | DATA NOT AVAILABLE | DATA NOT AVAILABLE | DATA NOT AVAILABLE | DATA NOT AVAILABLE | DATA NOT AVAILABLE | DATA NOT AVAILABLE | DATA NOT AVAILABLE | DATA NOT AVAILABLE | DATA NOT AVAILABLE | CONNECTED | 2.09 | 2.09 | 2.2 | DATA NOT AVAILABLE | DATA NOT AVAILABLE | DATA NOT AVAILABLE | DATA NOT AVAILABLE | DATA NOT AVAILABLE | DATA NOT AVAILABLE | DATA NOT AVAILABLE | DATA NOT AVAILABLE | DATA NOT AVAILABLE | DATA NOT AVAILABLE | N | DATA NOT AVAILABLE | DATA NOT AVAILABLE | DATA NOT AVAILABLE | DATA NOT AVAILABLE | DATA NOT AVAILABLE | 45176
1700000000000 | [5 empty] | 1700000000000 | DATA NOT AVAILABLE | ST FERGUS | ST FERGUS ENERGY PARK IMPORT/EXPORT | DATA NOT AVAILABLE | PETERHEAD | ABERDEENSHIRE | AB42 3EP | SCOTLAND | 409778 | 853406 | ST FERGUS GAS | DATA NOT APPLICABLE | ST FERGUS GAS TERM | HV | SCOTTISH HYDRO ELECTRIC POWER DISTRIBUTION PLC | OTHER | OTHER | NO | DATA NOT AVAILABLE | DATA NOT AVAILABLE | 9.7 | DATA NOT AVAILABLE | DATA NOT AVAILABLE | DATA NOT AVAILABLE | DATA NOT AVAILABLE | DATA NOT AVAILABLE | DATA NOT AVAILABLE | DATA NOT AVAILABLE | DATA NOT AVAILABLE | DATA NOT AVAILABLE | DATA NOT AVAILABLE | DATA NOT AVAILABLE | DATA NOT AVAILABLE | DATA NOT AVAILABLE | CONNECTED | 9.7 | 9.215 | 9.7 | 0.1 | 0.10526 | 45363 | DATA NOT AVAILABLE | DATA NOT AVAILABLE | DATA NOT AVAILABLE | DATA NOT AVAILABLE | DATA NOT AVAILABLE | DATA NOT AVAILABLE | DATA NOT AVAILABLE | N | DATA NOT AVAILABLE | DATA NOT AVAILABLE | DATA NOT AVAILABLE | DATA NOT AVAILABLE | DATA NOT AVAILABLE | 45420
1170000112486 | [5 empty] | 1170000112477 | Fcc environment (lincolnshire)ltd | Lincolnshire energy from waste facility | Facility | Paving Way, North Hykeham | Lincoln | Lincolnshire | LN6 3QW | United Kingdom | 493200 | 367819 | West Burton 132Kv S Stn | Lincoln Main No 1 33Kv S Stn | data not available | 33 | National Grid Electricity Distribution (East Midlands) Plc | Waste | Steam turbine (thermal power plant) | No | data not available | data not available | 13.1 | data not applicable | data not applicable | data not applicable | data not available | data not available | data not applicable | data not applicable | data not applicable | data not applicable | data not available | data not available | data not applicable | data not available | Connected | 13.1 | 12.445 | 13.1 | 2.375 | 2.5 | 41183 | data not applicable | data not applicable | data not applicable | data not applicable | data not applicable | data not applicable | data not applicable | data not available | data not available | data not available | data not available | data not available | data not available | 45750
1800000000000 | [5 empty] | DATA NOT AVAILABLE | DATA NOT AVAILABLE | BEINN TURIC II EXPORT CVA | DATA NOT AVAILABLE | DATA NOT AVAILABLE | DATA NOT AVAILABLE | DATA NOT AVAILABLE | DATA NOT AVAILABLE | SCOTLAND | DATA NOT AVAILABLE | DATA NOT AVAILABLE | CLACHAN | DATA NOT APPLICABLE | CLACHAN GRID | 33 | SCOTTISH HYDRO ELECTRIC POWER DISTRIBUTION PLC | DATA NOT AVAILABLE | DATA NOT AVAILABLE | NO | DATA NOT AVAILABLE | DATA NOT AVAILABLE | 43.7 | DATA NOT AVAILABLE | DATA NOT AVAILABLE | DATA NOT AVAILABLE | DATA NOT AVAILABLE | DATA NOT AVAILABLE | DATA NOT AVAILABLE | DATA NOT AVAILABLE | DATA NOT AVAILABLE | DATA NOT AVAILABLE | DATA NOT AVAILABLE | DATA NOT AVAILABLE | DATA NOT AVAILABLE | DATA NOT AVAILABLE | CONNECTED | 43.7 | 43.7 | 46 | DATA NOT AVAILABLE | DATA NOT AVAILABLE | DATA NOT AVAILABLE | DATA NOT AVAILABLE | DATA NOT AVAILABLE | DATA NOT AVAILABLE | DATA NOT AVAILABLE | DATA NOT AVAILABLE | DATA NOT AVAILABLE | DATA NOT AVAILABLE | N | DATA NOT AVAILABLE | DATA NOT AVAILABLE | DATA NOT AVAILABLE | DATA NOT AVAILABLE | DATA NOT AVAILABLE | 45238
1170000117953 | [5 empty] | 1170000117944 | Dalby wind park ltd | Land at old dalby lodge farm | Old Dalby Lodge Farm | Paddys Lane, Old Dalby | Melton mowbray | Leicestershire | LE14 3LY | United Kingdom | 465052 | 322958 | Ratcliffe On Soar 132Kv S Stn | Willoughby 33Kv S Stn | data not available | 33 | National Grid Electricity Distribution (East Midlands) Plc | Wind | Onshore wind turbines | No | data not available | data not available | 7.65 | Solar | Photovoltaic | No | data not available | data not available | 6.4 | data not applicable | data not applicable | data not applicable | data not available | data not available | data not applicable | data not available | Connected | 14.05 | 13.9175 | 14.65 | 0.475 | 0.5 | 44910 | data not applicable | data not applicable | data not applicable | data not applicable | data not applicable | data not applicable | data not applicable | data not available | data not available | data not available | data not available | data not available | data not available | 45750
1170000117980 | [5 empty] | 1170000117971 | Yelvertoft wind farm ltd | Yelvertoft wind farm | Yelvertoft Wind Farm | Hilmorton Lane, Yelvertoft, Crick | Northampton | Northamptonshire | NN6 7SN | United Kingdom | 457754 | 274755 | Coventry 132Kv S Stn | Daventry 33Kv S Stn | data not available | 33 | National Grid Electricity Distribution (East Midlands) Plc | Wind | Onshore wind turbines | No | data not available | data not available | 16.4 | data not applicable | data not applicable | data not applicable | data not available | data not available | data not applicable | data not applicable | data not applicable | data not applicable | data not available | data not available | data not applicable | data not available | Connected | 16.4 | 15.58 | 16.4 | 0.285 | 0.3 | 41197 | data not applicable | data not applicable | data not applicable | data not applicable | data not applicable | data not applicable | data not applicable | data not available | data not available | data not available | data not available | data not available | data not available | 45750
1170000133263 | [5 empty] | 1170000204589 | Severn trent wind power ltd | Severn trent water treatment works wind turbine site | Derby Sewage Treatment Works | Megaloughton Lane, Spondon | Derby | data not available | DE21 7BR | United Kingdom | 439033 | 335184 | Willington 132Kv S Stn | Derby 33Kv S Stn | Chaddesden 33 11Kv S Stn | 11 | National Grid Electricity Distribution (East Midlands) Plc | Wind | Onshore wind turbines | No | data not available | data not available | 5 | data not applicable | data not applicable | data not applicable | data not available | data not available | data not applicable | data not applicable | data not applicable | data not applicable | data not available | data not available | data not applicable | data not available | Connected | 5 | 4.75 | 5 | 0.9405 | 0.99 | 41426 | data not applicable | data not applicable | data not applicable | data not applicable | data not applicable | data not applicable | data not applicable | data not available | data not available | data not available | data not available | data not available | data not available | 45750
1170000137588 | [5 empty] | 1170000137579 | Hive solar charlie ltd | Shacks barn farm | Shacks Barn Farm House | Silverstone | Towcester | Northamptonshire | NN12 8TB | United Kingdom | 468104 | 245638 | East Claydon 132Kv S Stn | Brackley 132Kv S Stn | data not available | 33 | National Grid Electricity Distribution (East Midlands) Plc | Solar | Photovoltaic | No | data not available | data not available | 5 | data not applicable | data not applicable | data not applicable | data not available | data not available | data not applicable | data not applicable | data not applicable | data not applicable | data not available | data not available | data not applicable | data not available | Connected | 5 | 4.75 | 5 | 0.095 | 0.1 | 41361 | data not applicable | data not applicable | data not applicable | data not applicable | data not applicable | data not applicable | data not applicable | data not available | data not available | data not available | data not available | data not available | data not available | 45750
1170000138234 | [5 empty] | 1170000138225 | Severn trent wind power ltd | Newthorpe sewerage treatment works wind turbines | Newthorpe Sewage Treatment Works | Halls Lane, Newthorpe | Nottingham | data not available | NG16 2DE | United Kingdom | 447683 | 344886 | Willington 132Kv S Stn | Heanor 33Kv S Stn | Watnall 33 11Kv S Stn | 11 | National Grid Electricity Distribution (East Midlands) Plc | Wind | Onshore wind turbines | No | data not available | data not available | 2.6 | data not applicable | data not applicable | data not applicable | data not available | data not available | data not applicable | data not applicable | data not applicable | data not applicable | data not available | data not available | data not applicable | data not available | Connected | 2.6 | 2.47 | 2.6 | 0.03325 | 0.035 | 41395 | data not applicable | data not applicable | data not applicable | data not applicable | data not applicable | data not applicable | data not applicable | data not available | data not available | data not available | data not available | data not available | data not available | 45750
1170000146680 | [5 empty] | 1170000146670 | Pulse clean energy uk ltd | Willoughby bess | Export | West Thorpe Road | Willoughby | Leicestershire | LE12 6TD | United Kingdom | 462662 | 325806 | Ratcliffe On Soar 132Kv S Stn | Willoughby 33Kv S Stn | data not available | 33 | National Grid Electricity Distribution (East Midlands) Plc | Stored Energy (all stored energy irrespective of the original energy source) | Storage - Electrochemical (Batteries) | No | data not available | data not available | 35.12 | data not applicable | data not applicable | data not applicable | data not available | data not available | data not applicable | data not applicable | data not applicable | data not applicable | data not available | data not available | data not applicable | data not available | Connected | 35.12 | 19 | 20 | 19 | 20 | 44943 | data not applicable | data not applicable | data not applicable | data not applicable | data not applicable | data not applicable | data not applicable | data not available | data not available | data not available | data not available | data not available | data not available | 45750
1170000154547 | [5 empty] | 1170000154538 | Chelveston renewable energy ltd | Chelveston renewable energy park | Chelveston Wind Farm | Caldecott Road, Chelveston | Wellingborough | Northamptonshire | NN9 6AR | United Kingdom | 500631 | 268857 | Grendon 132Kv S Stn | Irthlingborough 33Kv S Stn | data not available | 33 | National Grid Electricity Distribution (East Midlands) Plc | Wind | Onshore wind turbines | No | data not available | data not available | 32.6 | data not applicable | data not applicable | data not applicable | data not available | data not available | data not applicable | data not applicable | data not applicable | data not applicable | data not available | data not available | data not applicable | data not available | Connected | 32.6 | 30.97 | 32.6 | 0.95 | 1 | 41364 | data not applicable | data not applicable | data not applicable | data not applicable | data not applicable | data not applicable | data not applicable | data not available | data not available | data not available | data not available | data not available | data not available | 45750
1800000000000 | [5 empty] | DATA NOT AVAILABLE | DATA NOT AVAILABLE | TORR ACHILTY 1 CVA EXPORT | DATA NOT AVAILABLE | DATA NOT AVAILABLE | DATA NOT AVAILABLE | DATA NOT AVAILABLE | DATA NOT AVAILABLE | SCOTLAND | DATA NOT AVAILABLE | DATA NOT AVAILABLE | BEAULY | DATA NOT APPLICABLE | DATA NOT AVAILABLE | DATA NOT AVAILABLE | SCOTTISH HYDRO ELECTRIC POWER DISTRIBUTION PLC | DATA NOT AVAILABLE | DATA NOT AVAILABLE | NO | DATA NOT AVAILABLE | DATA NOT AVAILABLE | 7.6 | DATA NOT AVAILABLE | DATA NOT AVAILABLE | DATA NOT AVAILABLE | DATA NOT AVAILABLE | DATA NOT AVAILABLE | DATA NOT AVAILABLE | DATA NOT AVAILABLE | DATA NOT AVAILABLE | DATA NOT AVAILABLE | DATA NOT AVAILABLE | DATA NOT AVAILABLE | DATA NOT AVAILABLE | DATA NOT AVAILABLE | CONNECTED | 7.6 | 7.6 | 8 | DATA NOT AVAILABLE | DATA NOT AVAILABLE | DATA NOT AVAILABLE | DATA NOT AVAILABLE | DATA NOT AVAILABLE | DATA NOT AVAILABLE | DATA NOT AVAILABLE | DATA NOT AVAILABLE | DATA NOT AVAILABLE | DATA NOT AVAILABLE | N | DATA NOT AVAILABLE | DATA NOT AVAILABLE | DATA NOT AVAILABLE | DATA NOT AVAILABLE | DATA NOT AVAILABLE | 45238
1800000000000 | [5 empty] | DATA NOT AVAILABLE | DATA NOT AVAILABLE | TORR ACHILTY 2 EXPORT CVA | DATA NOT AVAILABLE | DATA NOT AVAILABLE | DATA NOT AVAILABLE | DATA NOT AVAILABLE | DATA NOT AVAILABLE | SCOTLAND | DATA NOT AVAILABLE | DATA NOT AVAILABLE | BEAULY | DATA NOT APPLICABLE | DATA NOT AVAILABLE | DATA NOT AVAILABLE | SCOTTISH HYDRO ELECTRIC POWER DISTRIBUTION PLC | DATA NOT AVAILABLE | DATA NOT AVAILABLE | NO | DATA NOT AVAILABLE | DATA NOT AVAILABLE | 7.6 | DATA NOT AVAILABLE | DATA NOT AVAILABLE | DATA NOT AVAILABLE | DATA NOT AVAILABLE | DATA NOT AVAILABLE | DATA NOT AVAILABLE | DATA NOT AVAILABLE | DATA NOT AVAILABLE | DATA NOT AVAILABLE | DATA NOT AVAILABLE | DATA NOT AVAILABLE | DATA NOT AVAILABLE | DATA NOT AVAILABLE | CONNECTED | 7.6 | 7.6 | 8 | DATA NOT AVAILABLE | DATA NOT AVAILABLE | DATA NOT AVAILABLE | DATA NOT AVAILABLE | DATA NOT AVAILABLE | DATA NOT AVAILABLE | DATA NOT AVAILABLE | DATA NOT AVAILABLE | DATA NOT AVAILABLE | DATA NOT AVAILABLE | N | DATA NOT AVAILABLE | DATA NOT AVAILABLE | DATA NOT AVAILABLE | DATA NOT AVAILABLE | DATA NOT AVAILABLE | 45238
1170000172963 | [5 empty] | 1170000172954 | Wymeswold solar farm ltd | Wymeswold solar farm | Wymeswold Airfield | Prestwold, Wymeswold | Loughborough | Leicestershire | LE12 5SH | United Kingdom | 458289 | 322592 | Ratcliffe On Soar 132Kv S Stn | Loughborough 33Kv S Stn | data not available | 33 | National Grid Electricity Distribution (East Midlands) Plc | Solar | Photovoltaic | No | data not available | data not available | 30 | data not applicable | data not applicable | data not applicable | data not available | data not available | data not applicable | data not applicable | data not applicable | data not applicable | data not available | data not available | data not applicable | data not available | Connected | 30 | 28.5 | 30 | 0.057 | 0.06 | 41353 | data not applicable | data not applicable | data not applicable | data not applicable | data not applicable | data not applicable | data not applicable | data not available | data not available | data not available | data not available | data not available | data not available | 45750
1170000174836 | [5 empty] | 1170000174827 | Elm uk solar limited | Beachampton solar farm | Potash Farm | Nash Road, Beachampton | Milton keynes | Buckinghamshire | MK19 6EA | United Kingdom | 478020 | 235651 | East Claydon 132Kv S Stn | Stony Stratford 33Kv S Stn | data not available | 33 | National Grid Electricity Distribution (East Midlands) Plc | Solar | Photovoltaic | No | data not available | data not available | 3 | data not applicable | data not applicable | data not applicable | data not available | data not available | data not applicable | data not applicable | data not applicable | data not applicable | data not available | data not available | data not applicable | data not available | Connected | 3 | 2.85 | 3 | 0.095 | 0.1 | 41334 | data not applicable | data not applicable | data not applicable | data not applicable | data not applicable | data not applicable | data not applicable | data not available | data not available | data not available | data not available | data not available | data not available | 45750
1170000180760 | [5 empty] | 1170000180750 | Wickham solar ltd | Phase 2 lime solar farm | Lime Solar Farm Phase 2 | Lodge Farm, Spalding Road | Bourne | Lincolnshire | PE10 0AU | United Kingdom | 510600 | 319570 | Walpole 132Kv S Stn | Bourne 33Kv S Stn | Tunnel Bank Bourne 33 11Kv S Stn | data not available | National Grid Electricity Distribution (East Midlands) Plc | Solar | Photovoltaic | No | data not available | data not available | 5 | data not applicable | data not applicable | data not applicable | data not available | data not available | data not applicable | data not applicable | data not applicable | data not applicable | data not available | data not available | data not applicable | data not available | Connected | 5 | 4.75 | 5 | 0.0475 | 0.05 | 41390 | data not applicable | data not applicable | data not applicable | data not applicable | data not applicable | data not applicable | data not applicable | data not available | data not available | data not available | data not available | data not available | data not available | 45750
1170000182970 | [5 empty] | 1170000182961 | The hollies solar farm ltd | The hollies solar farm | Spencer Farm | The Hollies, Croft | Skegness | Lincolnshire | PE24 4SH | United Kingdom | 549725 | 363228 | Bicker Fen 132Kv S Stn | Skegness 33Kv S Stn | data not available | 33 | National Grid Electricity Distribution (East Midlands) Plc | Solar | Photovoltaic | No | data not available | data not available | 10 | data not applicable | data not applicable | data not applicable | data not available | data not available | data not applicable | data not applicable | data not applicable | data not applicable | data not available | data not available | data not applicable | data not available | Connected | 10 | 9.5 | 10 | 0.038 | 0.04 | 41361 | data not applicable | data not applicable | data not applicable | data not applicable | data not applicable | data not applicable | data not applicable | data not available | data not available | data not available | data not available | data not available | data not available | 45750
1800000000000 | [5 empty] | DATA NOT AVAILABLE | DATA NOT AVAILABLE | CASHLIE EXPORT CVA | DATA NOT AVAILABLE | DATA NOT AVAILABLE | DATA NOT AVAILABLE | DATA NOT AVAILABLE | DATA NOT AVAILABLE | SCOTLAND | DATA NOT AVAILABLE | DATA NOT AVAILABLE | KEITH | DATA NOT APPLICABLE | KEITH GRID | 33 | SCOTTISH HYDRO ELECTRIC POWER DISTRIBUTION PLC | DATA NOT AVAILABLE | DATA NOT AVAILABLE | NO | DATA NOT AVAILABLE | DATA NOT AVAILABLE | 11.1197 | DATA NOT AVAILABLE | DATA NOT AVAILABLE | DATA NOT AVAILABLE | DATA NOT AVAILABLE | DATA NOT AVAILABLE | DATA NOT AVAILABLE | DATA NOT AVAILABLE | DATA NOT AVAILABLE | DATA NOT AVAILABLE | DATA NOT AVAILABLE | DATA NOT AVAILABLE | DATA NOT AVAILABLE | DATA NOT AVAILABLE | CONNECTED | 11.1197 | 11.1197 | 11.705 | DATA NOT AVAILABLE | DATA NOT AVAILABLE | DATA NOT AVAILABLE | DATA NOT AVAILABLE | DATA NOT AVAILABLE | DATA NOT AVAILABLE | DATA NOT AVAILABLE | DATA NOT AVAILABLE | DATA NOT AVAILABLE | DATA NOT AVAILABLE | N | DATA NOT AVAILABLE | DATA NOT AVAILABLE | DATA NOT AVAILABLE | DATA NOT AVAILABLE | DATA NOT AVAILABLE | 45238
1170000191840 | [5 empty] | 1170000266799 | Stables solar limited | Pine close | Export (Rear Of), The Stables | Pine Close, Stoke Golding | Nuneaton | Warwickshire | CV13 6EB | United Kingdom | 440447 | 296877 | Coventry 132Kv S Stn | Hinckley 33Kv S Stn | Middlefield 33 11Kv S Stn | 11 | National Grid Electricity Distribution (East Midlands) Plc | Solar | Photovoltaic | No | data not available | data not available | 2.2 | data not applicable | data not applicable | data not applicable | data not available | data not available | data not applicable | data not applicable | data not applicable | data not applicable | data not available | data not available | data not applicable | data not available | Connected | 2.2 | 2.09 | 2.2 | 0.01425 | 0.015 | 41730 | data not applicable | data not applicable | data not applicable | data not applicable | data not applicable | data not applicable | data not applicable | data not available | data not available | data not available | data not available | data not available | data not available | 45750
1170000192366 | [5 empty] | 1170000402167 | Daintree wind farm limited | Crick dirft wind farm | M1, Junction 18 Wind Farm | Celtic Way | Kilsby | Northampton | NN6 7GW | United Kingdom | 457399 | 272564 | Coventry 132Kv S Stn | Daventry 33Kv S Stn | Crick 33 11Kv S Stn | 11 | National Grid Electricity Distribution (East Midlands) Plc | Wind | Onshore wind turbines | No | data not available | data not available | 5 | data not applicable | data not applicable | data not applicable | data not available | data not available | data not applicable | data not applicable | data not applicable | data not applicable | data not available | data not available | data not applicable | data not available | Connected | 5 | 4.75 | 5 | 0.02375 | 0.025 | 41913 | data not applicable | data not applicable | data not applicable | data not applicable | data not applicable | data not applicable | data not applicable | data not available | data not available | data not available | data not available | data not available | data not available | 45750
1170000199798 | [5 empty] | 1170000199789 | Bl wind limited | Burton wold wind farm extension ltd | Burton Wold Farm North | Northern Extension, Thrapston Road | Finedon | Northamptonshire | NN9 5HW | United Kingdom | 492744 | 275976 | Grendon 132Kv S Stn | Irthlingborough 33Kv S Stn | data not available | 33 | National Grid Electricity Distribution (East Midlands) Plc | Wind | Onshore wind turbines | No | data not available | data not available | 14.4 | data not applicable | data not applicable | data not applicable | data not available | data not available | data not applicable | data not applicable | data not applicable | data not applicable | data not available | data not available | data not applicable | data not available | Connected | 14.4 | 13.68 | 14.4 | 0.19 | 0.2 | 41809 | data not applicable | data not applicable | data not applicable | data not applicable | data not applicable | data not applicable | data not applicable | data not available | data not available | data not available | data not available | data not available | data not available | 45750
1170000233570 | [5 empty] | 1170000233552 | Roade windfarm ltd | M1 windfarm | Ashwood Farm | Hartwell Road, Quinton | Northampton | Northamptonshire | NN7 2HD | United Kingdom | 477947 | 252291 | Grendon 132Kv S Stn | Northampton 33Kv S Stn | data not available | 33 | National Grid Electricity Distribution (East Midlands) Plc | Wind | Onshore wind turbines | No | data not available | data not available | 7.65 | data not applicable | data not applicable | data not applicable | data not available | data not available | data not applicable | data not applicable | data not applicable | data not applicable | data not available | data not available | data not applicable | data not available | Connected | 7.65 | 7.2675 | 7.65 | 0.19475 | 0.205 | 41730 | data not applicable | data not applicable | data not applicable | data not applicable | data not applicable | data not applicable | data not applicable | data not available | data not available | data not available | data not available | data not available | data not available | 45750
1170000240114 | [5 empty] | 1100039669470 | Fold hill foods ltd | Fold hill | Foldhill Foods Limited Export | Lade Bank, Old Leake | Boston | data not available | PE22 9RJ | United Kingdom | 539913 | 354126 | Walpole 132Kv S Stn | Boston 33Kv S Stn | Stickney 33 11Kv S Stn | 11 | National Grid Electricity Distribution (East Midlands) Plc | Solar | Photovoltaic | No | data not available | data not available | 1.05 | data not applicable | data not applicable | data not applicable | data not available | data not available | data not applicable | data not applicable | data not applicable | data not applicable | data not available | data not available | data not applicable | data not available | Connected | 1.05 | 0.9975 | 1.05 | 1.425 | 1.5 | 41516 | data not applicable | data not applicable | data not applicable | data not applicable | data not applicable | data not applicable | data not applicable | data not available | data not available | data not available | data not available | data not available | data not available | 45750
1800000000000 | [5 empty] | DATA NOT AVAILABLE | DATA NOT AVAILABLE | LUBREOCH EXPORT CVA | DATA NOT AVAILABLE | DATA NOT AVAILABLE | HYWIND (SCOTLAND) LIMITED | DATA NOT AVAILABLE | DATA NOT AVAILABLE | SCOTLAND | DATA NOT AVAILABLE | DATA NOT AVAILABLE | CHARLESTON | DATA NOT APPLICABLE | NINEWELLS | 11 | SCOTTISH HYDRO ELECTRIC POWER DISTRIBUTION PLC | DATA NOT AVAILABLE | DATA NOT AVAILABLE | NO | DATA NOT AVAILABLE | DATA NOT AVAILABLE | 3.99 | DATA NOT AVAILABLE | DATA NOT AVAILABLE | DATA NOT AVAILABLE | DATA NOT AVAILABLE | DATA NOT AVAILABLE | DATA NOT AVAILABLE | DATA NOT AVAILABLE | DATA NOT AVAILABLE | DATA NOT AVAILABLE | DATA NOT AVAILABLE | DATA NOT AVAILABLE | DATA NOT AVAILABLE | DATA NOT AVAILABLE | CONNECTED | 3.99 | 3.99 | 4.2 | DATA NOT AVAILABLE | DATA NOT AVAILABLE | DATA NOT AVAILABLE | DATA NOT AVAILABLE | DATA NOT AVAILABLE | DATA NOT AVAILABLE | DATA NOT AVAILABLE | DATA NOT AVAILABLE | DATA NOT AVAILABLE | DATA NOT AVAILABLE | N | DATA NOT AVAILABLE | DATA NOT AVAILABLE | DATA NOT AVAILABLE | DATA NOT AVAILABLE | DATA NOT AVAILABLE | 45238
2000000000000 | [5 empty] | 2000000000000 | DATA NOT AVAILABLE | ARIEL WAY WHITE CITY LONDON | DATA NOT AVAILABLE | DATA NOT AVAILABLE | LONDON | BRENT | W12 7GF | ENGLAND | 523542 | 180237 | WILLESDEN GSP | DATA NOT APPLICABLE | CANAL BANK | 11 | SOUTHERN ELECTRIC POWER DISTRIBUTION PLC | BIOFUEL - SEWAGE GAS | DATA NOT AVAILABLE | NO | DATA NOT AVAILABLE | DATA NOT AVAILABLE | 2.2 | DATA NOT AVAILABLE | DATA NOT AVAILABLE | DATA NOT AVAILABLE | DATA NOT AVAILABLE | DATA NOT AVAILABLE | DATA NOT AVAILABLE | DATA NOT AVAILABLE | DATA NOT AVAILABLE | DATA NOT AVAILABLE | DATA NOT AVAILABLE | DATA NOT AVAILABLE | DATA NOT AVAILABLE | NO | CONNECTED | 2.2 | 2.2 | 2.316 | 2.85 | 3 | 43424 | DATA NOT AVAILABLE | DATA NOT AVAILABLE | DATA NOT AVAILABLE | DATA NOT AVAILABLE | DATA NOT AVAILABLE | DATA NOT AVAILABLE | DATA NOT AVAILABLE | N | DATA NOT AVAILABLE | DATA NOT AVAILABLE | DATA NOT AVAILABLE | DATA NOT AVAILABLE | DATA NOT AVAILABLE | 44084
1170000280970 | [5 empty] | 1170000280960 | Turweston solar farm limited | Turweston airfield solar farm | Solar Farm, Turweston Aerodrome | Whitfield Road | Biddlesden | Buckinghamshire | NN13 5YD | United Kingdom | 460963 | 238635 | East Claydon 132Kv S Stn | Brackley 132Kv S Stn | data not available | 33 | National Grid Electricity Distribution (East Midlands) Plc | Solar | Photovoltaic | No | data not available | data not available | 15.5 | data not applicable | data not applicable | data not applicable | data not available | data not available | data not applicable | data not applicable | data not applicable | data not applicable | data not available | data not available | data not applicable | data not available | Connected | 15.5 | 14.725 | 15.5 | 0.057 | 0.06 | 41640 | data not applicable | data not applicable | data not applicable | data not applicable | data not applicable | data not applicable | data not applicable | data not available | data not available | data not available | data not available | data not available | data not available | 45750
1170000281193 | [5 empty] | 1170000281175 | Lambridge solar ltd | Grange farm, burton pedwardine | Export | Grange Farm, Asgarby Road, Burton Pedwardine | Sleaford | Lincolnshire | NG34 0BX | United Kingdom | 510788 | 343436 | Bicker Fen 132Kv S Stn | Sleaford 33Kv S Stn | data not available | 33 | National Grid Electricity Distribution (East Midlands) Plc | Solar | Photovoltaic | No | data not available | data not available | 7.5 | data not applicable | data not applicable | data not applicable | data not available | data not available | data not applicable | data not applicable | data not applicable | data not applicable | data not available | data not available | data not applicable | data not available | Connected | 7.5 | 7.125 | 7.5 | 0.095 | 0.1 | 41656 | data not applicable | data not applicable | data not applicable | data not applicable | data not applicable | data not applicable | data not applicable | data not available | data not available | data not available | data not available | data not available | data not available | 45750
2000000000000 | [5 empty] | 2000000000000 | DATA NOT AVAILABLE | DATA NOT AVAILABLE | DATA NOT AVAILABLE | DATA NOT AVAILABLE | READING | BERKSHIRE | RG1 5LE | ENGLAND | 472626 | 172743 | BRAMLEY (FLEE) | READING | SILVER STREET | 11 | SOUTHERN ELECTRIC POWER DISTRIBUTION PLC | DATA NOT AVAILABLE | ENGINE (COMBUSTION / RECIPROCATING) | NO | DATA NOT AVAILABLE | DATA NOT AVAILABLE | 1.14 | DATA NOT AVAILABLE | DATA NOT AVAILABLE | DATA NOT AVAILABLE | DATA NOT AVAILABLE | DATA NOT AVAILABLE | DATA NOT AVAILABLE | DATA NOT AVAILABLE | DATA NOT AVAILABLE | DATA NOT AVAILABLE | DATA NOT AVAILABLE | DATA NOT AVAILABLE | DATA NOT AVAILABLE | NO | CONNECTED | 1.14 | 1.14 | 1.2 | DATA NOT AVAILABLE | DATA NOT AVAILABLE | DATA NOT AVAILABLE | DATA NOT AVAILABLE | DATA NOT AVAILABLE | DATA NOT AVAILABLE | DATA NOT AVAILABLE | DATA NOT AVAILABLE | DATA NOT AVAILABLE | DATA NOT AVAILABLE | N | DATA NOT AVAILABLE | DATA NOT AVAILABLE | DATA NOT AVAILABLE | DATA NOT AVAILABLE | DATA NOT AVAILABLE | 44105
2000000000000 | [5 empty] | 2000000000000 | DATA NOT AVAILABLE | DATA NOT AVAILABLE | DATA NOT AVAILABLE | DATA NOT AVAILABLE | DATA NOT AVAILABLE | DATA NOT AVAILABLE | DATA NOT AVAILABLE | ENGLAND | DATA NOT AVAILABLE | DATA NOT AVAILABLE | LOVEDEAN GSP | WYMERING | GAMBLE ROAD | 11 | SOUTHERN ELECTRIC POWER DISTRIBUTION PLC | OTHER | OTHER | NO | DATA NOT AVAILABLE | DATA NOT AVAILABLE | 2.0121 | DATA NOT AVAILABLE | DATA NOT AVAILABLE | DATA NOT AVAILABLE | DATA NOT AVAILABLE | DATA NOT AVAILABLE | DATA NOT AVAILABLE | DATA NOT AVAILABLE | DATA NOT AVAILABLE | DATA NOT AVAILABLE | DATA NOT AVAILABLE | DATA NOT AVAILABLE | DATA NOT AVAILABLE | DATA NOT AVAILABLE | CONNECTED | 2.0121 | 2.0121 | 2.118 | DATA NOT AVAILABLE | DATA NOT AVAILABLE | DATA NOT AVAILABLE | DATA NOT AVAILABLE | DATA NOT AVAILABLE | DATA NOT AVAILABLE | DATA NOT AVAILABLE | DATA NOT AVAILABLE | DATA NOT AVAILABLE | DATA NOT AVAILABLE | N | DATA NOT AVAILABLE | DATA NOT AVAILABLE | DATA NOT AVAILABLE | DATA NOT AVAILABLE | DATA NOT AVAILABLE | 45176
2000000000000 | [5 empty] | 2000000000000 | DATA NOT AVAILABLE | DATA NOT AVAILABLE | DATA NOT AVAILABLE | DATA NOT AVAILABLE | SWINDON | WILTSHIRE | SN2 2YW | ENGLAND | 413029 | 186089 | DATA NOT AVAILABLE | DATA NOT AVAILABLE | DATA NOT AVAILABLE | EHV | SOUTHERN ELECTRIC POWER DISTRIBUTION PLC | OTHER | OTHER | NO | DATA NOT AVAILABLE | DATA NOT AVAILABLE | 11.4 | DATA NOT AVAILABLE | DATA NOT AVAILABLE | DATA NOT AVAILABLE | DATA NOT AVAILABLE | DATA NOT AVAILABLE | DATA NOT AVAILABLE | DATA NOT AVAILABLE | DATA NOT AVAILABLE | DATA NOT AVAILABLE | DATA NOT AVAILABLE | DATA NOT AVAILABLE | DATA NOT AVAILABLE | DATA NOT AVAILABLE | CONNECTED | 11.4 | 11.4 | 12 | DATA NOT AVAILABLE | DATA NOT AVAILABLE | DATA NOT AVAILABLE | DATA NOT AVAILABLE | DATA NOT AVAILABLE | DATA NOT AVAILABLE | DATA NOT AVAILABLE | DATA NOT AVAILABLE | DATA NOT AVAILABLE | DATA NOT AVAILABLE | N | DATA NOT AVAILABLE | DATA NOT AVAILABLE | DATA NOT AVAILABLE | DATA NOT AVAILABLE | DATA NOT AVAILABLE | 45238
1170000305107 | [5 empty] | 1170000314209 | Sun glow power limited | Solar farm, mallory road, bishops tachbrook, warwick, cv34 6su | Brickyard Barn | Mallory Road, Bishops Tachbrook | Leamington spa | Warwickshire | CV33 9QD | United Kingdom | 430422 | 261468 | Berkswell 132Kv S Stn | Warwick 33Kv S Stn | Banbury Road 33 11Kv S Stn | 11 | National Grid Electricity Distribution (East Midlands) Plc | Solar | Photovoltaic | No | data not available | data not available | 3.5 | data not applicable | data not applicable | data not applicable | data not available | data not available | data not applicable | data not applicable | data not applicable | data not applicable | data not available | data not available | data not applicable | data not available | Connected | 3.5 | 3.325 | 3.5 | 0.02375 | 0.025 | 41974 | data not applicable | data not applicable | data not applicable | data not applicable | data not applicable | data not applicable | data not applicable | data not available | data not available | data not available | data not available | data not available | data not available | 45750
1170000306893 | [5 empty] | 1170000306884 | Lightsource spv 62 limited | Lodge farm | Lodge Farm | Longhedge Lane, Alverton | Nottingham | Nottinghamshire | NG13 9PL | United Kingdom | 478519 | 341598 | Staythorpe C 132Kv S Stn | Hawton 33Kv S Stn | data not available | 33 | National Grid Electricity Distribution (East Midlands) Plc | Solar | Photovoltaic | No | data not available | data not available | 10 | data not applicable | data not applicable | data not applicable | data not available | data not available | data not applicable | data not applicable | data not applicable | data not applicable | data not available | data not available | data not applicable | data not available | Connected | 10 | 9.5 | 10 | 0.19 | 0.2 | 41729 | data not applicable | data not applicable | data not applicable | data not applicable | data not applicable | data not applicable | data not applicable | data not available | data not available | data not available | data not available | data not available | data not available | 45750
1170000306918 | [5 empty] | 1170000306909 | Lightsource spv 61 limited | Little morton farm | Little Morton Farm | Little Morton, Retford | Worksop | Nottinghamshire | DN22 8BE | United Kingdom | 467652 | 378879 | Staythorpe C 132Kv S Stn | Checkerhouse 33Kv S Stn | data not available | 33 | National Grid Electricity Distribution (East Midlands) Plc | Solar | Photovoltaic | No | data not available | data not available | 12 | data not applicable | data not applicable | data not applicable | data not available | data not available | data not applicable | data not applicable | data not applicable | data not applicable | data not available | data not available | data not applicable | data not available | Connected | 12 | 11.4 | 12 | 0.095 | 0.1 | 41729 | data not applicable | data not applicable | data not applicable | data not applicable | data not applicable | data not applicable | data not applicable | data not available | data not available | data not available | data not available | data not available | data not available | 45750
1170000313171 | [5 empty] | 1170000313162 | Lightsource spv 37 limited | Ermine farm | Ermine Street Farm | Ancaster Heath, Ancaster | Grantham | Lincolnshire | NG32 3RN | United Kingdom | 499315 | 347454 | Bicker Fen 132Kv S Stn | Sleaford 33Kv S Stn | data not available | 33 | National Grid Electricity Distribution (East Midlands) Plc | Solar | Photovoltaic | No | data not available | data not available | 27 | data not applicable | data not applicable | data not applicable | data not available | data not available | data not applicable | data not applicable | data not applicable | data not applicable | data not available | data not available | data not applicable | data not available | Connected | 27 | 25.65 | 27 | 0.19 | 0.2 | 41725 | data not applicable | data not applicable | data not applicable | data not applicable | data not applicable | data not applicable | data not applicable | data not available | data not available | data not available | data not available | data not available | data not available | 45750
1170000319243 | [5 empty] | 1170000319234 | Wellingborough solar ltds | Land off the ridge, great doddington, wellingborough, northamptonshire, nn29 7tu | Export | The Ridge, Great Doddington | Wellingborough | Northamptonshire | NN29 7TU | United Kingdom | 488947 | 265663 | Grendon 132Kv S Stn | Wellingborough 33Kv S Stn | data not available | 33 | National Grid Electricity Distribution (East Midlands) Plc | Solar | Photovoltaic | No | data not available | data not available | 10 | data not applicable | data not applicable | data not applicable | data not available | data not available | data not applicable | data not applicable | data not applicable | data not applicable | data not available | data not available | data not applicable | data not available | Connected | 10 | 9.5 | 10 | 0.095 | 0.1 | 41989 | data not applicable | data not applicable | data not applicable | data not applicable | data not applicable | data not applicable | data not applicable | data not available | data not available | data not available | data not available | data not available | data not available | 45750
1170000323133 | [5 empty] | 1100051050549 | Volkswagen group uk limited | Volkswagen group | T N T Logistics Centre | Watling Street, Dordon | Tamworth | Warwickshire | B78 1SY | United Kingdom | 425970 | 300129 | Lea Marston 132Kv S Stn | Tamworth 33Kv S Stn | Birch Coppice 33 11Kv S Stn | 11 | National Grid Electricity Distribution (East Midlands) Plc | Solar | Photovoltaic | No | data not available | data not available | 1.5 | data not applicable | data not applicable | data not applicable | data not available | data not available | data not applicable | data not applicable | data not applicable | data not applicable | data not available | data not available | data not applicable | data not available | Connected | 1.5 | 1.425 | 1.5 | 1.9 | 2 | 41760 | data not applicable | data not applicable | data not applicable | data not applicable | data not applicable | data not applicable | data not applicable | data not available | data not available | data not available | data not available | data not available | data not available | 45750
1170000325292 | [5 empty] | 1170000325283 | Winwick wind farm limited | Winwick wind farm | Winwick Wind Farm | Cold Ashby Road | Winwick | Northamptonshire | NN6 6EP | United Kingdom | 464318 | 275044 | Coventry 132Kv S Stn | Daventry 33Kv S Stn | data not available | 33 | National Grid Electricity Distribution (East Midlands) Plc | Wind | Onshore wind turbines | No | data not available | data not available | 12.3 | data not applicable | data not applicable | data not applicable | data not available | data not available | data not applicable | data not applicable | data not applicable | data not applicable | data not available | data not available | data not applicable | data not available | Connected | 12.3 | 11.685 | 12.3 | 0.26125 | 0.275 | 42530 | data not applicable | data not applicable | data not applicable | data not applicable | data not applicable | data not applicable | data not applicable | data not available | data not available | data not available | data not available | data not available | data not available | 45750
1170000325317 | [5 empty] | 1170000325308 | Watford lodge wind farm ltd | Watford lodge windfarm ltd | Watford Lodge Wind Farm | West Haddon Road | Watford | Northamptonshire | NN6 7UN | United Kingdom | 460841 | 270170 | Coventry 132Kv S Stn | Daventry 33Kv S Stn | data not available | 33 | National Grid Electricity Distribution (East Midlands) Plc | Wind | Onshore wind turbines | No | data not available | data not available | 10.25 | data not applicable | data not applicable | data not applicable | data not available | data not available | data not applicable | data not applicable | data not applicable | data not applicable | data not available | data not available | data not applicable | data not available | Connected | 10.25 | 9.7375 | 10.25 | 0.16625 | 0.175 | 42234 | data not applicable | data not applicable | data not applicable | data not applicable | data not applicable | data not applicable | data not applicable | data not available | data not available | data not available | data not available | data not available | data not available | 45750
1170000326463 | [5 empty] | 1170000326454 | Hazel capital development (wrangle) limited | Land at wrangle farm | Wrangle Farm | Ings Road | Leverton | Lincolnshire | PE22 0PZ | United Kingdom | 538495 | 349365 | Walpole 132Kv S Stn | Boston 33Kv S Stn | data not available | 33 | National Grid Electricity Distribution (East Midlands) Plc | Solar | Photovoltaic | No | data not available | data not available | 9 | data not applicable | data not applicable | data not applicable | data not available | data not available | data not applicable | data not applicable | data not applicable | data not applicable | data not available | data not available | data not applicable | data not available | Connected | 9 | 8.55 | 9 | 0.057 | 0.06 | 41724 | data not applicable | data not applicable | data not applicable | data not applicable | data not applicable | data not applicable | data not applicable | data not available | data not available | data not available | data not available | data not available | data not available | 45750
1170000334000 | [5 empty] | 1170000333994 | Pfb solar ltd | Fen road solar | Fen Road Solar Farm | Fen Road, Frampton Fen | Boston | Lincolnshire | PE20 1RU | United Kingdom | 529491 | 342655 | Walpole 132Kv S Stn | Boston 33Kv S Stn | Sleaford Road Boston 33 11Kv S Stn | 11 | National Grid Electricity Distribution (East Midlands) Plc | Solar | Photovoltaic | No | data not available | data not available | 1.2 | data not applicable | data not applicable | data not applicable | data not available | data not available | data not applicable | data not applicable | data not applicable | data not applicable | data not available | data not available | data not applicable | data not available | Connected | 1.2 | 1.14 | 1.2 | 0.095 | 0.1 | 41842 | data not applicable | data not applicable | data not applicable | data not applicable | data not applicable | data not applicable | data not applicable | data not available | data not available | data not available | data not available | data not available | data not available | 45750
1170000337517 | [5 empty] | 1170000337508 | Argyll solar limited | Burton pedwardine phase 2 | Burton Pedwardine | Asgarby Road, Burton Pedwardine | Sleaford | Lincolnshire | NG34 0DB | United Kingdom | 510473 | 343476 | Bicker Fen 132Kv S Stn | Sleaford 33Kv S Stn | data not available | 33 | National Grid Electricity Distribution (East Midlands) Plc | Solar | Photovoltaic | No | data not available | data not available | 3.75 | data not applicable | data not applicable | data not applicable | data not available | data not available | data not applicable | data not applicable | data not applicable | data not applicable | data not available | data not available | data not applicable | data not available | Connected | 3.75 | 3.325 | 3.5 | 0.095 | 0.1 | 41729 | data not applicable | data not applicable | data not applicable | data not applicable | data not applicable | data not applicable | data not applicable | data not available | data not available | data not available | data not available | data not available | data not available | 45750
1170000346344 | [5 empty] | 1170000346335 | Wellingborough solar ltds | Doddington ridge, doddington road, wellingborough nn29 7tt | Export | The Ridge, Great Doddington | Wellingborough | Northamptonshire | NN29 7TT | United Kingdom | 488947 | 265653 | Grendon 132Kv S Stn | Wellingborough 33Kv S Stn | data not available | 11 | National Grid Electricity Distribution (East Midlands) Plc | Solar | Photovoltaic | No | data not available | data not available | 2.8 | data not applicable | data not applicable | data not applicable | data not available | data not available | data not applicable | data not applicable | data not applicable | data not applicable | data not available | data not available | data not applicable | data not available | Connected | 2.8 | 2.66 | 2.8 | 0.019 | 0.02 | 41728 | data not applicable | data not applicable | data not applicable | data not applicable | data not applicable | data not applicable | data not applicable | data not available | data not available | data not available | data not available | data not available | data not available | 45750
1170000346502 | [5 empty] | 1170000346511 | Lowther farms | Ashby lane farm | Ashby Lane Farm | Cold Ashby Road, Guilsborough | Northampton | Northamptonshire | NN6 8QP | United Kingdom | 466863 | 274382 | Coventry 132Kv S Stn | Daventry 33Kv S Stn | West Haddon 33 11Kv S Stn | 11 | National Grid Electricity Distribution (East Midlands) Plc | Solar | Photovoltaic | No | data not available | data not available | 1.5 | data not applicable | data not applicable | data not applicable | data not available | data not available | data not applicable | data not applicable | data not applicable | data not applicable | data not available | data not available | data not applicable | data not available | Connected | 1.5 | 1.425 | 1.5 | 0.076 | 0.08 | 41838 | data not applicable | data not applicable | data not applicable | data not applicable | data not applicable | data not applicable | data not applicable | data not available | data not available | data not available | data not available | data not available | data not available | 45750
1170000366280, 1170000561025 | [5 empty] | 1100039634325, 1100039634334 | Severn trent wind power ltd | Stoke lane, stoke bardolph | Stoke Bardolph (Stw) | Stoke Lane, Stoke Bardolph | Burton joyce | Nottinghamshire | NG14 5HL | United Kingdom | 463007 | 342046 | Stoke Bardolph 132Kv | Nottingham East 33Kv S Stn | Colwick 33 11Kv S Stn | 11 | National Grid Electricity Distribution (East Midlands) Plc | Wind | Onshore wind turbines | No | data not available | data not available | 1.5 | data not applicable | data not applicable | data not applicable | data not available | data not available | data not applicable | data not applicable | data not applicable | data not applicable | data not available | data not available | data not applicable | data not available | Connected | 1.5 | 2.85 | 3 | 0.6175 | 0.65 | 42248 | data not applicable | data not applicable | data not applicable | data not applicable | data not applicable | data not applicable | data not applicable | data not available | data not available | data not available | data not available | data not available | data not available | 45750
1170000369086 | [5 empty] | 1170000369068 | Uk solar (hartwell) llp | Hartwell solar farm, hartwell, northamptonshire, nn7 2eu | Stonepit Farm | Hanslope Road, Hartwell | Northampton | Northamptonshire | NN7 2EU | United Kingdom | 479012 | 249026 | Grendon 132Kv S Stn | Northampton 33Kv S Stn | data not available | 33 | National Grid Electricity Distribution (East Midlands) Plc | Solar | Photovoltaic | No | data not available | data not available | 15 | data not applicable | data not applicable | data not applicable | data not available | data not available | data not applicable | data not applicable | data not applicable | data not applicable | data not available | data not available | data not applicable | data not available | Connected | 15 | 14.25 | 15 | 0.095 | 0.1 | 41974 | data not applicable | data not applicable | data not applicable | data not applicable | data not applicable | data not applicable | data not applicable | data not available | data not available | data not available | data not available | data not available | data not available | 45750
1170000369110 | [5 empty] | 1170000369100 | Bulls head solar limited | Eakley lanes north pv | Bulls Head North | Bulls Head Farm, Eakley Lanes, Goldington | Newport pagnell | Buckinghamshire | MK16 8LP | United Kingdom | 481456 | 251210 | Grendon 132Kv S Stn | Northampton East 33Kv S Stn | data not available | 33 | National Grid Electricity Distribution (East Midlands) Plc | Solar | Photovoltaic | No | data not available | data not available | 5 | data not applicable | data not applicable | data not applicable | data not available | data not available | data not applicable | data not applicable | data not applicable | data not applicable | data not available | data not available | data not applicable | data not available | Connected | 5 | 4.75 | 5 | 0.095 | 0.1 | 41883 | data not applicable | data not applicable | data not applicable | data not applicable | data not applicable | data not applicable | data not applicable | data not available | data not available | data not available | data not available | data not available | data not available | 45750
1170000369147 | [5 empty] | 1170000369129 | Sl solar services limited | Eakley lanes south pv | (South), Bulls Head House | Eakley Lanes, Stoke Goldington | Newport pagnell | Buckinghamshire | MK16 8LP | United Kingdom | 481745 | 251139 | Grendon 132Kv S Stn | Northampton East 33Kv S Stn | data not available | 33 | National Grid Electricity Distribution (East Midlands) Plc | Solar | Photovoltaic | No | data not available | data not available | 5 | data not applicable | data not applicable | data not applicable | data not available | data not available | data not applicable | data not applicable | data not applicable | data not applicable | data not available | data not available | data not applicable | data not available | Connected | 5 | 4.75 | 5 | 0.76 | 0.8 | 41883 | data not applicable | data not applicable | data not applicable | data not applicable | data not applicable | data not applicable | data not applicable | data not available | data not available | data not available | data not available | data not available | data not available | 45750
1170000379571 | [5 empty] | 1170000382885 | Gedling solar limited | Gedling solar farm | Export | Spring Lane, Lambley | Nottingham | Nottinghamshire | NG4 4PE | United Kingdom | 462085 | 344627 | Stoke Bardolph 132Kv | Nottingham East 33Kv S Stn | Gedling 33 11Kv S Stn | 11 | National Grid Electricity Distribution (East Midlands) Plc | Solar | Photovoltaic | No | data not available | data not available | 4.8 | data not applicable | data not applicable | data not applicable | data not available | data not available | data not applicable | data not applicable | data not applicable | data not applicable | data not available | data not available | data not applicable | data not available | Connected | 4.8 | 4.56 | 4.8 | 0.03705 | 0.039 | 42064 | data not applicable | data not applicable | data not applicable | data not applicable | data not applicable | data not applicable | data not applicable | data not available | data not available | data not available | data not available | data not available | data not available | 45750
1170000388752 | [5 empty] | 1170000388743 | Welbeck solar limited | Welbeck colliery | Welbeck Colliery Solar Farm | Carburton Road, Meden Vale | Norton | Nottinghamshire | NG20 9PU | United Kingdom | 459568 | 371998 | Chesterfield 132Kv S Stn | Clipstone 33Kv S Stn | data not available | 33 | National Grid Electricity Distribution (East Midlands) Plc | Solar | Photovoltaic | No | data not available | data not available | 9.6 | data not applicable | data not applicable | data not applicable | data not available | data not available | data not applicable | data not applicable | data not applicable | data not applicable | data not available | data not available | data not applicable | data not available | Connected | 9.6 | 9.12 | 9.6 | 0.095 | 0.1 | 41844 | data not applicable | data not applicable | data not applicable | data not applicable | data not applicable | data not applicable | data not applicable | data not available | data not available | data not available | data not available | data not available | data not available | 45750
1170000391462 | [5 empty] | 1170000400736 | Culworth grounds solar limited | Culworth solar | Culworth Solar | Banbury Lane, Thorpe Mandeville | Banbury | Oxfordshire | OX17 2HW | United Kingdom | 454394 | 245612 | East Claydon 132Kv S Stn | Brackley 132Kv S Stn | Thenford 33 11Kv S Stn | 11 | National Grid Electricity Distribution (East Midlands) Plc | Solar | Photovoltaic | No | data not available | data not available | 3.2 | data not applicable | data not applicable | data not applicable | data not available | data not available | data not applicable | data not applicable | data not applicable | data not applicable | data not available | data not available | data not applicable | data not available | Connected | 3.2 | 3.04 | 3.2 | 0.0285 | 0.03 | 41944 | data not applicable | data not applicable | data not applicable | data not applicable | data not applicable | data not applicable | data not applicable | data not available | data not available | data not available | data not available | data not available | data not available | 45750
1170000394979 | [5 empty] | 1170000394960 | Emberton solar park limited | Emberton, olney, milton keynes, mk46 5jl | Emberton Solar Park | Newton Road | Emberton | data not available | MK46 5DN | United Kingdom | 490040 | 249535 | Grendon 132Kv S Stn | Northampton East 33Kv S Stn | data not available | 33 | National Grid Electricity Distribution (East Midlands) Plc | Solar | Photovoltaic | No | data not available | data not available | 7.48 | data not applicable | data not applicable | data not applicable | data not available | data not available | data not applicable | data not applicable | data not applicable | data not applicable | data not available | data not available | data not applicable | data not available | Connected | 7.48 | 7.106 | 7.48 | 0.0475 | 0.05 | 42094 | data not applicable | data not applicable | data not applicable | data not applicable | data not applicable | data not applicable | data not applicable | data not available | data not available | data not available | data not available | data not available | data not available | 45750
1170000395963 | [5 empty] | 1170000395954 | New albion wind limited | New albion wind farm | New Albion Wind Farm, Towns Close Farm | Pipewell Road | Rushton | Northamptonshire | NN14 1QP | United Kingdom | 484509 | 284620 | Grendon 132Kv S Stn | Kettering 33Kv S Stn | data not available | 33 | National Grid Electricity Distribution (East Midlands) Plc | Wind | Onshore wind turbines | No | data not available | data not available | 16.1 | data not applicable | data not applicable | data not applicable | data not available | data not available | data not applicable | data not applicable | data not applicable | data not applicable | data not available | data not available | data not applicable | data not available | Connected | 16.1 | 15.295 | 16.1 | 0.171 | 0.18 | 42226 | data not applicable | data not applicable | data not applicable | data not applicable | data not applicable | data not applicable | data not applicable | data not available | data not available | data not available | data not available | data not available | data not available | 45750
1170000398495 | [5 empty] | 1170000398486 | Energiepark uk li gmbh & co lilbourne kg (uk branch) | Lilbourne 12mw wind farm | Lilbourne Wind Farm | Yelvertoft Road | Lilbourne | Warwickshire | CV23 0SZ | United Kingdom | 457098 | 276232 | Coventry 132Kv S Stn | Rugby 33Kv S Stn | data not available | 33 | National Grid Electricity Distribution (East Midlands) Plc | Wind | Onshore wind turbines | No | data not available | data not available | 12 | data not applicable | data not applicable | data not applicable | data not available | data not available | data not applicable | data not applicable | data not applicable | data not applicable | data not available | data not available | data not applicable | data not available | Connected | 12 | 11.4 | 12 | 0.1425 | 0.15 | 41944 | data not applicable | data not applicable | data not applicable | data not applicable | data not applicable | data not applicable | data not applicable | data not available | data not available | data not available | data not available | data not available | data not available | 45750
1170000399080 | [5 empty] | 1170000399090 | Wel solar park 13 limited | Market harborough eckland solar park desborough road | Solar Farm, Eckland Lodge Business Park | Desborough Road | Braybrooke | Leicestershire | LE16 8HB | United Kingdom | 478648 | 284720 | Grendon 132Kv S Stn | Kettering 33Kv S Stn | Desborough 33 11Kv S Stn | 11 | National Grid Electricity Distribution (East Midlands) Plc | Solar | Photovoltaic | No | data not available | data not available | 2.4 | data not applicable | data not applicable | data not applicable | data not available | data not available | data not applicable | data not applicable | data not applicable | data not applicable | data not available | data not available | data not applicable | data not available | Connected | 2.4 | 2.85 | 3 | 0.019 | 0.02 | 42724 | data not applicable | data not applicable | data not applicable | data not applicable | data not applicable | data not applicable | data not applicable | data not available | data not available | data not available | data not available | data not available | data not available | 45750
1170000400781 | [5 empty] | 1170000400772 | Krannich solar farm 1 limited | Moat farm, barnby moor | Moat Farm | Great North Road, Barnby Moor | Retford | Nottinghamshire | DN22 8QS | United Kingdom | 466794 | 385076 | Staythorpe C 132Kv S Stn | Checkerhouse 33Kv S Stn | data not available | 33 | National Grid Electricity Distribution (East Midlands) Plc | Solar | Photovoltaic | No | data not available | data not available | 4 | data not applicable | data not applicable | data not applicable | data not available | data not available | data not applicable | data not applicable | data not applicable | data not applicable | data not available | data not available | data not applicable | data not available | Connected | 4 | 3.8 | 4 | 0.07125 | 0.075 | 42094 | data not applicable | data not applicable | data not applicable | data not applicable | data not applicable | data not applicable | data not applicable | data not available | data not available | data not available | data not available | data not available | data not available | 45750
2100000000000 | [5 empty] | DATA NOT AVAILABLE | DATA NOT AVAILABLE | ESSO SUBSTATION NORTH EXPORT CVA | DATA NOT AVAILABLE | DATA NOT AVAILABLE | DATA NOT AVAILABLE | DATA NOT AVAILABLE | DATA NOT AVAILABLE | ENGLAND | DATA NOT AVAILABLE | DATA NOT AVAILABLE | DATA NOT AVAILABLE | DATA NOT AVAILABLE | DATA NOT AVAILABLE | DATA NOT AVAILABLE | SOUTHERN ELECTRIC POWER DISTRIBUTION PLC | DATA NOT AVAILABLE | DATA NOT AVAILABLE | NO | DATA NOT AVAILABLE | DATA NOT AVAILABLE | 106.4 | DATA NOT AVAILABLE | DATA NOT AVAILABLE | DATA NOT AVAILABLE | DATA NOT AVAILABLE | DATA NOT AVAILABLE | DATA NOT AVAILABLE | DATA NOT AVAILABLE | DATA NOT AVAILABLE | DATA NOT AVAILABLE | DATA NOT AVAILABLE | DATA NOT AVAILABLE | DATA NOT AVAILABLE | DATA NOT AVAILABLE | CONNECTED | 106.4 | 106.4 | 112 | DATA NOT AVAILABLE | DATA NOT AVAILABLE | DATA NOT AVAILABLE | DATA NOT AVAILABLE | DATA NOT AVAILABLE | DATA NOT AVAILABLE | DATA NOT AVAILABLE | DATA NOT AVAILABLE | DATA NOT AVAILABLE | DATA NOT AVAILABLE | N | DATA NOT AVAILABLE | DATA NOT AVAILABLE | DATA NOT AVAILABLE | DATA NOT AVAILABLE | DATA NOT AVAILABLE | 45238
2100000000000 | [5 empty] | DATA NOT AVAILABLE | DATA NOT AVAILABLE | BURGHFIELD SUBSTATION | COTTAGE LANE | KIRTONS FARM PINGEWOOD | READING | BERKSHIRE | RG30 3UW | ENGLAND | 469202 | 170175 | DATA NOT AVAILABLE | DATA NOT AVAILABLE | DATA NOT AVAILABLE | DATA NOT AVAILABLE | SOUTHERN ELECTRIC POWER DISTRIBUTION PLC | DATA NOT AVAILABLE | DATA NOT AVAILABLE | NO | DATA NOT AVAILABLE | DATA NOT AVAILABLE | 47.405 | DATA NOT AVAILABLE | DATA NOT AVAILABLE | DATA NOT AVAILABLE | DATA NOT AVAILABLE | DATA NOT AVAILABLE | DATA NOT AVAILABLE | DATA NOT AVAILABLE | DATA NOT AVAILABLE | DATA NOT AVAILABLE | DATA NOT AVAILABLE | DATA NOT AVAILABLE | DATA NOT AVAILABLE | DATA NOT AVAILABLE | CONNECTED | 47.405 | 47.405 | 49.9 | DATA NOT AVAILABLE | DATA NOT AVAILABLE | DATA NOT AVAILABLE | DATA NOT AVAILABLE | DATA NOT AVAILABLE | DATA NOT AVAILABLE | DATA NOT AVAILABLE | DATA NOT AVAILABLE | DATA NOT AVAILABLE | DATA NOT AVAILABLE | N | DATA NOT AVAILABLE | DATA NOT AVAILABLE | DATA NOT AVAILABLE | DATA NOT AVAILABLE | DATA NOT AVAILABLE | 45238
1170000407884 | [5 empty] | 1170000407875 | Bilsthorpe solar limited | Bilsthorpe colliery, eakring road, bilsthorpe, nottinghamshire ng22 8ua | Bilsthorpe Disused Colliery | Eakring Road | Bilsthorpe | Nottinghamshire | NG22 8ST | United Kingdom | 465821 | 361160 | Chesterfield 132Kv S Stn | Annesley 33Kv S Stn | data not available | 33 | National Grid Electricity Distribution (East Midlands) Plc | Solar | Photovoltaic | No | data not available | data not available | 4.8 | data not applicable | data not applicable | data not applicable | data not available | data not available | data not applicable | data not applicable | data not applicable | data not applicable | data not available | data not available | data not applicable | data not available | Connected | 4.8 | 4.56 | 4.8 | 0.0475 | 0.05 | 41960 | data not applicable | data not applicable | data not applicable | data not applicable | data not applicable | data not applicable | data not applicable | data not available | data not available | data not available | data not available | data not available | data not available | 45750
1170000409701 | [5 empty] | 1170000409696, 1170001200878, 1170001200887 | Push energy (hall farm) limited | Hall farm solar farm | Hall Farm | Main Street, Newbold Verdon | Leicester | Leicestershire | LE9 9NL | United Kingdom | 444213 | 303816 | Enderby 132Kv S Stn | Coalville 33Kv S Stn | data not available | 33 | National Grid Electricity Distribution (East Midlands) Plc | Solar | Photovoltaic | No | data not available | data not available | 10.527 | data not applicable | data not applicable | data not applicable | data not available | data not available | data not applicable | data not applicable | data not applicable | data not applicable | data not available | data not available | data not applicable | data not available | Connected | 10.527 | 5.0008 | 5.264 | 5.8463 | 6.154 | 42342 | data not applicable | data not applicable | data not applicable | data not applicable | data not applicable | data not applicable | data not applicable | data not available | data not available | data not available | data not available | data not available | data not available | 45750
1170000410274 | [5 empty] | 1170000410256 | Ryder point wind limited | Matlock, brassington, ryder point | Bone Mill Quarry | Manystones Lane | Matlock | data not available | DE4 4ES | United Kingdom | 425778 | 354649 | Willington 132Kv S Stn | Winster 33Kv S Stn | Hopton 33 11Kv S Stn | 11 | National Grid Electricity Distribution (East Midlands) Plc | Wind | Onshore wind turbines | No | data not available | data not available | 4 | data not applicable | data not applicable | data not applicable | data not available | data not available | data not applicable | data not applicable | data not applicable | data not applicable | data not available | data not available | data not applicable | data not available | Connected | 4 | 3.8 | 4 | 0.1425 | 0.15 | 42217 | data not applicable | data not applicable | data not applicable | data not applicable | data not applicable | data not applicable | data not applicable | data not available | data not available | data not available | data not available | data not available | data not available | 45750
1170000413708 | [5 empty] | 1170000413692 | Uk solar (fiskerton) llp | Fiskerton solar farm, fiskerton airfield, reepham road, fiskerton, lincolnshire, | Solar Farm, Fiskerton Airfield | Reepham Road, Fiskerton | Lincoln | Lincolnshire | LN3 4HZ | United Kingdom | 505285 | 373092 | West Burton 132Kv S Stn | Lincoln Main No 1 33Kv S Stn | data not available | 33 | National Grid Electricity Distribution (East Midlands) Plc | Solar | Photovoltaic | No | data not available | data not available | 30 | data not applicable | data not applicable | data not applicable | data not available | data not available | data not applicable | data not applicable | data not applicable | data not applicable | data not available | data not available | data not applicable | data not available | Connected | 30 | 28.5 | 30 | 0.095 | 0.1 | 42064 | data not applicable | data not applicable | data not applicable | data not applicable | data not applicable | data not applicable | data not applicable | data not available | data not available | data not available | data not available | data not available | data not available | 45750
1170000415955 | [5 empty] | 1170000415946 | Gaultney solar park limited | West lodge farm & rural centre | Export | Back Lane, Desborough | Kettering | Northamptonshire | NN14 2SH | United Kingdom | 481093 | 284935 | Grendon 132Kv S Stn | Kettering 33Kv S Stn | data not available | 33 | National Grid Electricity Distribution (East Midlands) Plc | Solar | Photovoltaic | No | data not available | data not available | 18 | data not applicable | data not applicable | data not applicable | data not available | data not available | data not applicable | data not applicable | data not applicable | data not applicable | data not available | data not available | data not applicable | data not available | Connected | 18 | 17.1 | 18 | 0.0475 | 0.05 | 42094 | data not applicable | data not applicable | data not applicable | data not applicable | data not applicable | data not applicable | data not applicable | data not available | data not available | data not available | data not available | data not available | data not available | 45750
2100000000000 | [5 empty] | DATA NOT AVAILABLE | DATA NOT AVAILABLE | CHICKERELL 132 KV S/Stn | RADIPOLE LANE | DATA NOT AVAILABLE | WEYMOUTH | DORSET | DT4 9RW | ENGLAND | 366255 | 81087 | DATA NOT AVAILABLE | DATA NOT AVAILABLE | DATA NOT AVAILABLE | DATA NOT AVAILABLE | SOUTHERN ELECTRIC POWER DISTRIBUTION PLC | DATA NOT AVAILABLE | DATA NOT AVAILABLE | NO | DATA NOT AVAILABLE | DATA NOT AVAILABLE | 47.405 | DATA NOT AVAILABLE | DATA NOT AVAILABLE | DATA NOT AVAILABLE | DATA NOT AVAILABLE | DATA NOT AVAILABLE | DATA NOT AVAILABLE | DATA NOT AVAILABLE | DATA NOT AVAILABLE | DATA NOT AVAILABLE | DATA NOT AVAILABLE | DATA NOT AVAILABLE | DATA NOT AVAILABLE | DATA NOT AVAILABLE | CONNECTED | 47.405 | 47.405 | 49.9 | DATA NOT AVAILABLE | DATA NOT AVAILABLE | DATA NOT AVAILABLE | DATA NOT AVAILABLE | DATA NOT AVAILABLE | DATA NOT AVAILABLE | DATA NOT AVAILABLE | DATA NOT AVAILABLE | DATA NOT AVAILABLE | DATA NOT AVAILABLE | N | DATA NOT AVAILABLE | DATA NOT AVAILABLE | DATA NOT AVAILABLE | DATA NOT AVAILABLE | DATA NOT AVAILABLE | 45238
2100000000000 | [5 empty] | DATA NOT AVAILABLE | DATA NOT AVAILABLE | BATLEY'S POWER STATION | PEAKGEN SOUTHAMPTON | DATA NOT AVAILABLE | TALBOT ROAD | SEGENSWORTH SOUTH | PO15 5RY | ENGLAND | 453294 | 106944 | DATA NOT AVAILABLE | DATA NOT AVAILABLE | DATA NOT AVAILABLE | DATA NOT AVAILABLE | SOUTHERN ELECTRIC POWER DISTRIBUTION PLC | DATA NOT AVAILABLE | DATA NOT AVAILABLE | NO | DATA NOT AVAILABLE | DATA NOT AVAILABLE | 19 | DATA NOT AVAILABLE | DATA NOT AVAILABLE | DATA NOT AVAILABLE | DATA NOT AVAILABLE | DATA NOT AVAILABLE | DATA NOT AVAILABLE | DATA NOT AVAILABLE | DATA NOT AVAILABLE | DATA NOT AVAILABLE | DATA NOT AVAILABLE | DATA NOT AVAILABLE | DATA NOT AVAILABLE | DATA NOT AVAILABLE | CONNECTED | 19 | 19 | 20 | DATA NOT AVAILABLE | DATA NOT AVAILABLE | DATA NOT AVAILABLE | DATA NOT AVAILABLE | DATA NOT AVAILABLE | DATA NOT AVAILABLE | DATA NOT AVAILABLE | DATA NOT AVAILABLE | DATA NOT AVAILABLE | DATA NOT AVAILABLE | N | DATA NOT AVAILABLE | DATA NOT AVAILABLE | DATA NOT AVAILABLE | DATA NOT AVAILABLE | DATA NOT AVAILABLE | 45238
1170000424913 | [5 empty] | 1170000424904 | Haymaker (mount mill) limited | Mount mill solar farm stratford road wicken milton keynes mk19 6dg | Mount Mill Solar Farm | Stratford Road, Wicken | Milton keynes | Buckinghamshire | MK19 6DG | United Kingdom | 475672 | 238584 | East Claydon 132Kv S Stn | Stony Stratford 33Kv S Stn | data not available | 33 | National Grid Electricity Distribution (East Midlands) Plc | Solar | Photovoltaic | No | data not available | data not available | 10.2 | data not applicable | data not applicable | data not applicable | data not available | data not available | data not applicable | data not applicable | data not applicable | data not applicable | data not available | data not available | data not applicable | data not available | Connected | 10.2 | 9.69 | 10.2 | 0.095 | 0.1 | 42081 | data not applicable | data not applicable | data not applicable | data not applicable | data not applicable | data not applicable | data not applicable | data not available | data not available | data not available | data not available | data not available | data not available | 45750
1170000427180 | [5 empty] | 1170000427170 | Airvolution energy (airfield) limited | Airfield farm | Airfield Farm | Hinwick | Wellingborough | Bedfordshire | NN29 7JQ | United Kingdom | 495098 | 260508 | Grendon 132Kv S Stn | Wellingborough 33Kv S Stn | data not available | 33 | National Grid Electricity Distribution (East Midlands) Plc | Wind | Onshore wind turbines | No | data not available | data not available | 8.55 | data not applicable | data not applicable | data not applicable | data not available | data not available | data not applicable | data not applicable | data not applicable | data not applicable | data not available | data not available | data not applicable | data not available | Connected | 8.55 | 8.55 | 9 | 0.19 | 0.2 | 42675 | data not applicable | data not applicable | data not applicable | data not applicable | data not applicable | data not applicable | data not applicable | data not available | data not available | data not available | data not available | data not available | data not available | 45750
1170000428537 | [5 empty] | 1170000428528 | Branston solar park limited | Branston solar park, mere road, branston, lincolnshire, ln4 1nj | Export | Mere Road, Branston | Lincoln | Lincolnshire | LN4 1NJ | United Kingdom | 502139 | 365976 | West Burton 132Kv S Stn | Lincoln Main No 1 33Kv S Stn | data not available | 33 | National Grid Electricity Distribution (East Midlands) Plc | Solar | Photovoltaic | No | data not available | data not available | 15 | data not applicable | data not applicable | data not applicable | data not available | data not available | data not applicable | data not applicable | data not applicable | data not applicable | data not available | data not available | data not applicable | data not available | Connected | 15 | 14.25 | 15 | 0.0475 | 0.05 | 42072 | data not applicable | data not applicable | data not applicable | data not applicable | data not applicable | data not applicable | data not applicable | data not available | data not available | data not available | data not available | data not available | data not available | 45750
1170000430191 | [5 empty] | 1170000430182 | Lightsource spv 30 limited | Eakring solar farm, north laithes farm, wellow road, eakring, notts, ng22 0an | North Laithes Farm | Kneesall | Newark | Nottinghamshire | NG22 0AN | United Kingdom | 466609 | 364006 | Chesterfield 132Kv S Stn | Clipstone 33Kv S Stn | data not available | 33 | National Grid Electricity Distribution (East Midlands) Plc | Solar | Photovoltaic | No | data not available | data not available | 10 | data not applicable | data not applicable | data not applicable | data not available | data not available | data not applicable | data not applicable | data not applicable | data not applicable | data not available | data not available | data not applicable | data not available | Connected | 10 | 9.5 | 10 | 0.0475 | 0.05 | 42080 | data not applicable | data not applicable | data not applicable | data not applicable | data not applicable | data not applicable | data not applicable | data not available | data not available | data not available | data not available | data not available | data not available | 45750
1170000431168 | [5 empty] | 1160001424397 | Marks and spencer plc | New distribution centre | Unit 1, East Midlands Distribution Centre | Arundel Avenue, Castle Donington | Derby | Derbyshire | DE74 2HJ | United Kingdom | 443352 | 328308 | Willington 132Kv S Stn | Spondon B 33Kv S Stn | Trent Lane 33 11Kv S Stn | 11 | National Grid Electricity Distribution (East Midlands) Plc | Solar | Photovoltaic | No | data not available | data not available | 5.15 | data not applicable | data not applicable | data not applicable | data not available | data not available | data not applicable | data not applicable | data not applicable | data not applicable | data not available | data not available | data not applicable | data not available | Connected | 5.15 | 3.2119 | 3.381 | 3.2119 | 3.381 | 41944 | data not applicable | data not applicable | data not applicable | data not applicable | data not applicable | data not applicable | data not applicable | data not available | data not available | data not available | data not available | data not available | data not available | 45750
1170000437160 | [5 empty] | 1170000437202 | Kegworth solar llp | Kegworth solar llp | Kegworth Solar Park | Whatton Road, Kegworth | Derby | Derbyshire | DE74 2HT | United Kingdom | 448133 | 325798 | Willington 132Kv S Stn | Spondon B 33Kv S Stn | Castle Donington 33 11Kv S Stn | 11 | National Grid Electricity Distribution (East Midlands) Plc | Solar | Photovoltaic | No | data not available | data not available | 1.3 | data not applicable | data not applicable | data not applicable | data not available | data not available | data not applicable | data not applicable | data not applicable | data not applicable | data not available | data not available | data not applicable | data not available | Connected | 1.3 | 1.235 | 1.3 | 0.038 | 0.04 | 42300 | data not applicable | data not applicable | data not applicable | data not applicable | data not applicable | data not applicable | data not applicable | data not available | data not available | data not available | data not available | data not available | data not available | 45750
1170000437220 | [5 empty] | 1170000437211 | Welbeck hazel limited | Welbeck solar farm, welbeck estates, carburton, nottinghamshire, ng22 9ey | Welbeck Farm | Netherfield Lane, Carburton | Perlethorpe cum budby | Nottinghamshire | NG22 9EY | United Kingdom | 460729 | 370927 | Chesterfield 132Kv S Stn | Clipstone 33Kv S Stn | data not available | 33 | National Grid Electricity Distribution (East Midlands) Plc | Solar | Photovoltaic | No | data not available | data not available | 11.84 | data not applicable | data not applicable | data not applicable | data not available | data not available | data not applicable | data not applicable | data not applicable | data not applicable | data not available | data not available | data not applicable | data not available | Connected | 11.84 | 11.248 | 11.84 | 0.0855 | 0.09 | 42076 | data not applicable | data not applicable | data not applicable | data not applicable | data not applicable | data not applicable | data not applicable | data not available | data not available | data not available | data not available | data not available | data not available | 45750
1170000438321 | [5 empty] | 1170000438312 | Lightsource spv 129 ltd | Thoresby solar farm | Export | Netherfield Lane, Budby | Worksop | Nottinghamshire | NG20 9PG | United Kingdom | 461016 | 370882 | Chesterfield 132Kv S Stn | Clipstone 33Kv S Stn | data not available | 33 | National Grid Electricity Distribution (East Midlands) Plc | Solar | Photovoltaic | No | data not available | data not available | 17 | data not applicable | data not applicable | data not applicable | data not available | data not available | data not applicable | data not applicable | data not applicable | data not applicable | data not available | data not available | data not applicable | data not available | Connected | 17 | 16.15 | 17 | 0.1615 | 0.17 | 42083 | data not applicable | data not applicable | data not applicable | data not applicable | data not applicable | data not applicable | data not applicable | data not available | data not available | data not available | data not available | data not available | data not available | 45750
1170000439886 | [5 empty] | 1170000439877 | Six hills lane (ragdale) limited | Ragdale pv solar park, six hills road, ragdale, melton mowbray, le14 3pp | Ragdale Pv Solar Park | Six Hills Road, Ragdale | Melton mowbray | Leicestershire | LE14 3PP | United Kingdom | 465736 | 320426 | Ratcliffe On Soar 132Kv S Stn | Willoughby 33Kv S Stn | data not available | 33 | National Grid Electricity Distribution (East Midlands) Plc | Solar | Photovoltaic | No | data not available | data not available | 13.33 | data not applicable | data not applicable | data not applicable | data not available | data not available | data not applicable | data not applicable | data not applicable | data not applicable | data not available | data not available | data not applicable | data not available | Connected | 13.33 | 12.6635 | 13.33 | 0.779 | 0.82 | 42086 | data not applicable | data not applicable | data not applicable | data not applicable | data not applicable | data not applicable | data not applicable | data not available | data not available | data not available | data not available | data not available | data not available | 45750
1170000442860 | [5 empty] | 1170000442851 | Malakbel spv 1 limited | Tuxford westwood solar farm | Westwood Farm | Ollerton Road, Tuxford | Newark | Nottinghamshire | NG22 0PF | United Kingdom | 471769 | 370086 | Staythorpe C 132Kv S Stn | Checkerhouse 33Kv S Stn | Tuxford 33 11Kv S Stn | 11 | National Grid Electricity Distribution (East Midlands) Plc | Solar | Photovoltaic | No | data not available | data not available | 4.29 | data not applicable | data not applicable | data not applicable | data not available | data not available | data not applicable | data not applicable | data not applicable | data not applicable | data not available | data not available | data not applicable | data not available | Connected | 4.29 | 4.0755 | 4.29 | 0.1425 | 0.15 | 41944 | data not applicable | data not applicable | data not applicable | data not applicable | data not applicable | data not applicable | data not applicable | data not available | data not available | data not available | data not available | data not available | data not available | 45750
1170000443260 | [5 empty] | 1170000443289 | Radstone pv ltd | Hall farm | Hall Farm | Radstone | Brackley | Northamptonshire | NN13 5PY | United Kingdom | 458774 | 239678 | East Claydon 132Kv S Stn | Brackley 132Kv S Stn | Brackley 11Kv | 11 | National Grid Electricity Distribution (East Midlands) Plc | Solar | Photovoltaic | No | data not available | data not available | 5 | data not applicable | data not applicable | data not applicable | data not available | data not available | data not applicable | data not applicable | data not applicable | data not applicable | data not available | data not available | data not applicable | data not available | Connected | 5 | 4.75 | 5 | 0.019 | 0.02 | 42090 | data not applicable | data not applicable | data not applicable | data not applicable | data not applicable | data not applicable | data not applicable | data not available | data not available | data not available | data not available | data not available | data not available | 45750
1170000443800 | [5 empty] | 1170000443776 | Dove view solar farm ltd | Dove view soalr farm moisty lane marchington | Dove View | Moisty Lane, Marchington | Uttoxeter | Staffordshire | ST14 8JY | United Kingdom | 411840 | 331413 | Willington 132Kv S Stn | Uttoxeter 33Kv S Stn | Marchington 33 11Kv S Stn | 11 | National Grid Electricity Distribution (East Midlands) Plc | Solar | Photovoltaic | No | data not available | data not available | 3.61 | data not applicable | data not applicable | data not applicable | data not available | data not available | data not applicable | data not applicable | data not applicable | data not applicable | data not available | data not available | data not applicable | data not available | Connected | 3.61 | 3.4295 | 3.61 | 0.02185 | 0.023 | 42349 | data not applicable | data not applicable | data not applicable | data not applicable | data not applicable | data not applicable | data not applicable | data not available | data not available | data not available | data not available | data not available | data not available | 45750
1170000444102 | [5 empty] | 1170000444088 | Skegness solar park limited | Skegness burgh road west pe24 4uf | Export Coronation Farm, Skegness Solar Park | Burgh Road West | Skegness | Lincolnshire | PE24 4UF | United Kingdom | 554017 | 363737 | Bicker Fen 132Kv S Stn | Skegness 33Kv S Stn | Warth Lane Skegness 33 11Kv S Stn | 11 | National Grid Electricity Distribution (East Midlands) Plc | Solar | Photovoltaic | No | data not available | data not available | 5 | data not applicable | data not applicable | data not applicable | data not available | data not available | data not applicable | data not applicable | data not applicable | data not applicable | data not available | data not available | data not applicable | data not available | Connected | 5 | 4.75 | 5 | 0.38 | 0.4 | 42064 | data not applicable | data not applicable | data not applicable | data not applicable | data not applicable | data not applicable | data not applicable | data not available | data not available | data not available | data not available | data not available | data not available | 45750
1170000444681 | [5 empty] | 1170000444690 | Atherstone solar farm | Atherstone solar farm | Grendon House Farm | Warton Lane, Grendon | Atherstone | Warwickshire | CV9 3DT | United Kingdom | 429740 | 301905 | Lea Marston 132Kv S Stn | Tamworth 33Kv S Stn | data not available | 33 | National Grid Electricity Distribution (East Midlands) Plc | Solar | Photovoltaic | No | data not available | data not available | 14 | data not applicable | data not applicable | data not applicable | data not available | data not available | data not applicable | data not applicable | data not applicable | data not applicable | data not available | data not available | data not applicable | data not available | Connected | 14 | 13.3 | 14 | 0.0475 | 0.05 | 42072 | data not applicable | data not applicable | data not applicable | data not applicable | data not applicable | data not applicable | data not applicable | data not available | data not available | data not available | data not available | data not available | data not available | 45750
1170000445133 | [5 empty] | 1170000445115 | Blue planet solar park ii limited | Babworth estate solar farm | Babworth Estate Solar Farm | Smeath Lane, Bassetlaw | Retford | Nottinghamshire | DN22 7PX | United Kingdom | 471510 | 383716 | Staythorpe C 132Kv S Stn | Checkerhouse 33Kv S Stn | data not available | 33 | National Grid Electricity Distribution (East Midlands) Plc | Solar | Photovoltaic | No | data not available | data not available | 8 | data not applicable | data not applicable | data not applicable | data not available | data not available | data not applicable | data not applicable | data not applicable | data not applicable | data not available | data not available | data not applicable | data not available | Connected | 8 | 7.6 | 8 | 0.0475 | 0.05 | 42073 | data not applicable | data not applicable | data not applicable | data not applicable | data not applicable | data not applicable | data not applicable | data not available | data not available | data not available | data not available | data not available | data not available | 45750
1170000446606 | [5 empty] | 1170000446615 | Haymaker (homestead) ltd | Homestead solar farm | Homestead Farm | Watling Street, Potterspury | Towcester | Northamptonshire | NN12 6LH | United Kingdom | 473974 | 244860 | East Claydon 132Kv S Stn | Stony Stratford 33Kv S Stn | data not available | 33 | National Grid Electricity Distribution (East Midlands) Plc | Solar | Photovoltaic | No | data not available | data not available | 15 | data not applicable | data not applicable | data not applicable | data not available | data not available | data not applicable | data not applicable | data not applicable | data not applicable | data not available | data not available | data not applicable | data not available | Connected | 15 | 14.25 | 15 | 0.095 | 0.1 | 42087 | data not applicable | data not applicable | data not applicable | data not applicable | data not applicable | data not applicable | data not applicable | data not available | data not available | data not available | data not available | data not available | data not available | 45750
1170000447042 | [5 empty] | 1170000447033 | Solar park developments 3 ltd | Grange farm, kirkby on bain, lincolnshire, ln10 6yy | Grange Farm | Kirkby Lane, Kirkby-On-Bain | Woodhall spa | Lincolnshire | LN10 6YY | United Kingdom | 523123 | 362227 | Bicker Fen 132Kv S Stn | Sleaford 33Kv S Stn | data not available | 33 | National Grid Electricity Distribution (East Midlands) Plc | Solar | Photovoltaic | No | data not available | data not available | 7.5 | data not applicable | data not applicable | data not applicable | data not available | data not available | data not applicable | data not applicable | data not applicable | data not applicable | data not available | data not available | data not applicable | data not available | Connected | 7.5 | 7.125 | 7.5 | 0.0665 | 0.07 | 42083 | data not applicable | data not applicable | data not applicable | data not applicable | data not applicable | data not applicable | data not applicable | data not available | data not available | data not available | data not available | data not available | data not available | 45750
1170000447488 | [5 empty] | 1170000447479 | Smith hall solar farm limited | Smith hall farm solar plant, smith hall lane, hulland ward, ashbourne, de63es | Smith Hall Farm | Smith Hall Lane, Hulland Ward | Ashbourne | Derbyshire | DE6 3ES | United Kingdom | 426441 | 345849 | Chesterfield 132Kv S Stn | Alfreton 33Kv S Stn | data not available | 33 | National Grid Electricity Distribution (East Midlands) Plc | Solar | Photovoltaic | No | data not available | data not available | 6 | data not applicable | data not applicable | data not applicable | data not available | data not available | data not applicable | data not applicable | data not applicable | data not applicable | data not available | data not available | data not applicable | data not available | Connected | 6 | 5.7 | 6 | 0.1425 | 0.15 | 42453 | data not applicable | data not applicable | data not applicable | data not applicable | data not applicable | data not applicable | data not applicable | data not available | data not available | data not available | data not available | data not available | data not available | 45750
1170000447502 | [5 empty] | 1170000447497 | Second generation park farm limited | Park farm solar pv plant | Park Farm | Babelake Street, Packington | Ashby de la zouch | Leicestershire | LE65 1TG | United Kingdom | 435587 | 312664 | Enderby 132Kv S Stn | Coalville 33Kv S Stn | data not available | 33 | National Grid Electricity Distribution (East Midlands) Plc | Solar | Photovoltaic | No | data not available | data not available | 10 | data not applicable | data not applicable | data not applicable | data not available | data not available | data not applicable | data not applicable | data not applicable | data not applicable | data not available | data not available | data not applicable | data not available | Connected | 10 | 9.5 | 10 | 0.19 | 0.2 | 42050 | data not applicable | data not applicable | data not applicable | data not applicable | data not applicable | data not applicable | data not applicable | data not available | data not available | data not available | data not available | data not available | data not available | 45750
1170000447725 | [5 empty] | 1170000447716 | Sune prestop park limited | Prestop park farm | Prestop Park Farm | Burton Road | Ashby-de-la-zouch | Leicestershire | LE65 2TE | United Kingdom | 433914 | 317806 | Drakelow 132Kv | Gresley 33Kv S Stn | data not available | 33 | National Grid Electricity Distribution (East Midlands) Plc | Solar | Photovoltaic | No | data not available | data not available | 17 | data not applicable | data not applicable | data not applicable | data not available | data not available | data not applicable | data not applicable | data not applicable | data not applicable | data not available | data not available | data not applicable | data not available | Connected | 17 | 16.15 | 17 | 0.057 | 0.06 | 42084 | data not applicable | data not applicable | data not applicable | data not applicable | data not applicable | data not applicable | data not applicable | data not available | data not available | data not available | data not available | data not available | data not available | 45750
1170000448710 | [5 empty] | 1170000448695 | Crow trees solar farm ltd | Sutton in ashfield crow trees solar farm pinxton lane | Crow Trees Solar Farm | Pinxton Lane, Fulwood | Sutton in ashfield | Nottinghamshire | NG17 1JF | United Kingdom | 447210 | 356960 | Chesterfield 132Kv S Stn | Pinxton 132Kv S Stn | Pinxton 11Kv S Stn | 11 | National Grid Electricity Distribution (East Midlands) Plc | Solar | Photovoltaic | No | data not available | data not available | 3.51 | data not applicable | data not applicable | data not applicable | data not available | data not available | data not applicable | data not applicable | data not applicable | data not applicable | data not available | data not available | data not applicable | data not available | Connected | 3.51 | 3.3345 | 3.51 | 0.0209 | 0.022 | 42359 | data not applicable | data not applicable | data not applicable | data not applicable | data not applicable | data not applicable | data not applicable | data not available | data not available | data not available | data not available | data not available | data not available | 45750
1170000451439 | [5 empty] | 1170000451420 | Aston house solar limited | Aston house solar farm, aston house farm, derbyshire, de6 5hg | Aston House Solar Farm | Aston House Farm | Ashbourne | Derbyshire | DE6 5HG | United Kingdom | 417400 | 331404 | Drakelow 132Kv | Burton 33Kv | data not available | 33 | National Grid Electricity Distribution (East Midlands) Plc | Solar | Photovoltaic | No | data not available | data not available | 14.8 | data not applicable | data not applicable | data not applicable | data not available | data not available | data not applicable | data not applicable | data not applicable | data not applicable | data not available | data not available | data not applicable | data not available | Connected | 14.8 | 14.06 | 14.8 | 0.0855 | 0.09 | 42086 | data not applicable | data not applicable | data not applicable | data not applicable | data not applicable | data not applicable | data not applicable | data not available | data not available | data not available | data not available | data not available | data not available | 45750
1170000454138 | [5 empty] | 1170000454616 | Better energy creswell k/s limited | Creswell solar farm | Cresswell Solar Farm | Colliery Road, Creswell | data not available | data not available | S80 4AJ | United Kingdom | 452704 | 373274 | Chesterfield 132Kv S Stn | Whitwell 33Kv S Stn | Craggs Lane 33 11Kv S Stn | 11 | National Grid Electricity Distribution (East Midlands) Plc | Solar | Photovoltaic | No | data not available | data not available | 5 | data not applicable | data not applicable | data not applicable | data not available | data not available | data not applicable | data not applicable | data not applicable | data not applicable | data not available | data not available | data not applicable | data not available | Connected | 5 | 4.75 | 5 | 0.0475 | 0.05 | 42044 | data not applicable | data not applicable | data not applicable | data not applicable | data not applicable | data not applicable | data not applicable | data not available | data not available | data not available | data not available | data not available | data not available | 45750
1170000457626 | [5 empty] | 1170000457617 | Southam solar farm ltd | Elms farm southam solar farm | Solar Farm, The Elms | Plough Lane | Bishops itchington | Warwickshire | CV47 2QG | United Kingdom | 437787 | 257578 | Berkswell 132Kv S Stn | Harbury 33Kv S Stn | data not available | 33 | National Grid Electricity Distribution (East Midlands) Plc | Solar | Photovoltaic | No | data not available | data not available | 9 | data not applicable | data not applicable | data not applicable | data not available | data not available | data not applicable | data not applicable | data not applicable | data not applicable | data not available | data not available | data not applicable | data not available | Connected | 9 | 8.55 | 9 | 0.0475 | 0.05 | 42068 | data not applicable | data not applicable | data not applicable | data not applicable | data not applicable | data not applicable | data not applicable | data not available | data not available | data not available | data not available | data not available | data not available | 45750
1170000458569 | [5 empty] | 1170000458550 | Morton solar limited | Morton 2 solar farm | Solar Farm | Walkers Wood, Mansfield Road | Babworth | Nottinghamshire | DN22 8HE | United Kingdom | 466873 | 379518 | Staythorpe C 132Kv S Stn | Checkerhouse 33Kv S Stn | data not available | 33 | National Grid Electricity Distribution (East Midlands) Plc | Solar | Photovoltaic | No | data not available | data not available | 20.72 | data not applicable | data not applicable | data not applicable | data not available | data not available | data not applicable | data not applicable | data not applicable | data not applicable | data not available | data not available | data not applicable | data not available | Connected | 20.72 | 19.684 | 20.72 | 0.0855 | 0.09 | 42066 | data not applicable | data not applicable | data not applicable | data not applicable | data not applicable | data not applicable | data not applicable | data not available | data not available | data not available | data not available | data not available | data not available | 45750
2100000000000 | [5 empty] | DATA NOT AVAILABLE | DATA NOT AVAILABLE | HAWKERS HILL | SHAFTESBURY ROAD | DATA NOT AVAILABLE | SHAFTESBURY | DORSET | SP7 9NP | ENGLAND | 385168 | 123810 | DATA NOT AVAILABLE | DATA NOT AVAILABLE | DATA NOT AVAILABLE | DATA NOT AVAILABLE | SOUTHERN ELECTRIC POWER DISTRIBUTION PLC | DATA NOT AVAILABLE | DATA NOT AVAILABLE | NO | DATA NOT AVAILABLE | DATA NOT AVAILABLE | 19 | DATA NOT AVAILABLE | DATA NOT AVAILABLE | DATA NOT AVAILABLE | DATA NOT AVAILABLE | DATA NOT AVAILABLE | DATA NOT AVAILABLE | DATA NOT AVAILABLE | DATA NOT AVAILABLE | DATA NOT AVAILABLE | DATA NOT AVAILABLE | DATA NOT AVAILABLE | DATA NOT AVAILABLE | DATA NOT AVAILABLE | CONNECTED | 19 | 19 | 20 | DATA NOT AVAILABLE | DATA NOT AVAILABLE | DATA NOT AVAILABLE | DATA NOT AVAILABLE | DATA NOT AVAILABLE | DATA NOT AVAILABLE | DATA NOT AVAILABLE | DATA NOT AVAILABLE | DATA NOT AVAILABLE | DATA NOT AVAILABLE | N | DATA NOT AVAILABLE | DATA NOT AVAILABLE | DATA NOT AVAILABLE | DATA NOT AVAILABLE | DATA NOT AVAILABLE | 45238
2100000000000 | [5 empty] | DATA NOT AVAILABLE | DATA NOT AVAILABLE | DOWN BARN FARM MISD 7373 | BOARHUNT ROAD | DATA NOT AVAILABLE | FAREHAM | HAMPSHIRE | PO17 6AJ | ENGLAND | 459178 | 107366 | DATA NOT AVAILABLE | DATA NOT AVAILABLE | DATA NOT AVAILABLE | DATA NOT AVAILABLE | SOUTHERN ELECTRIC POWER DISTRIBUTION PLC | DATA NOT AVAILABLE | DATA NOT AVAILABLE | NO | DATA NOT AVAILABLE | DATA NOT AVAILABLE | 19 | DATA NOT AVAILABLE | DATA NOT AVAILABLE | DATA NOT AVAILABLE | DATA NOT AVAILABLE | DATA NOT AVAILABLE | DATA NOT AVAILABLE | DATA NOT AVAILABLE | DATA NOT AVAILABLE | DATA NOT AVAILABLE | DATA NOT AVAILABLE | DATA NOT AVAILABLE | DATA NOT AVAILABLE | DATA NOT AVAILABLE | CONNECTED | 19 | 19 | 20 | DATA NOT AVAILABLE | DATA NOT AVAILABLE | DATA NOT AVAILABLE | DATA NOT AVAILABLE | DATA NOT AVAILABLE | DATA NOT AVAILABLE | DATA NOT AVAILABLE | DATA NOT AVAILABLE | DATA NOT AVAILABLE | DATA NOT AVAILABLE | N | DATA NOT AVAILABLE | DATA NOT AVAILABLE | DATA NOT AVAILABLE | DATA NOT AVAILABLE | DATA NOT AVAILABLE | 45238
1170000461678 | [5 empty] | 1170000461687 | Hunciecroft solar ltd | Hunciecroft solar farm | Hunciecroft Farm | Hunciecroft, Holbeck | Worksop | Nottinghamshire | S80 3ND | United Kingdom | 454514 | 373909 | Chesterfield 132Kv S Stn | Whitwell 33Kv S Stn | Craggs Lane 33 11Kv S Stn | 11 | National Grid Electricity Distribution (East Midlands) Plc | Solar | Photovoltaic | No | data not available | data not available | 5.55 | data not applicable | data not applicable | data not applicable | data not available | data not available | data not applicable | data not applicable | data not applicable | data not applicable | data not available | data not available | data not applicable | data not available | Connected | 5.55 | 5.2725 | 5.55 | 0.0475 | 0.05 | 42065 | data not applicable | data not applicable | data not applicable | data not applicable | data not applicable | data not applicable | data not applicable | data not available | data not available | data not available | data not available | data not available | data not available | 45750
1170000463160 | [5 empty] | 1170000463150 | Glebe farm spv limited | Glebe farm solar park | Glebe Farm House | Wymington Road | Podington | Northamptonshire | NN29 7HP | United Kingdom | 494663 | 262516 | Grendon 132Kv S Stn | Wellingborough 33Kv S Stn | data not available | 33 | National Grid Electricity Distribution (East Midlands) Plc | Solar | Photovoltaic | No | data not available | data not available | 26 | data not applicable | data not applicable | data not applicable | data not available | data not available | data not applicable | data not applicable | data not applicable | data not applicable | data not available | data not available | data not applicable | data not available | Connected | 26 | 24.7 | 26 | 0.38 | 0.4 | 42083 | data not applicable | data not applicable | data not applicable | data not applicable | data not applicable | data not applicable | data not applicable | data not available | data not available | data not available | data not available | data not available | data not available | 45750
1170000467527 | [5 empty] | 1170000467509 | Federal estates ltd | Chelveston, the airfield | Chelveston Renewable Energy Park | The Airfield, Chelveston | Wellingborough | Northamptonshire | NN9 6AR | United Kingdom | 500663 | 268846 | Grendon 132Kv S Stn | Irthlingborough 33Kv S Stn | data not available | 33 | National Grid Electricity Distribution (East Midlands) Plc | Solar | Photovoltaic | No | data not available | data not available | 40 | data not applicable | data not applicable | data not applicable | data not available | data not available | data not applicable | data not applicable | data not applicable | data not applicable | data not available | data not available | data not applicable | data not available | Connected | 40 | 38 | 40 | 0.095 | 0.1 | 42073 | data not applicable | data not applicable | data not applicable | data not applicable | data not applicable | data not applicable | data not applicable | data not available | data not available | data not available | data not available | data not available | data not available | 45750
1170000467581 | [5 empty] | 1170000467572 | Nowhere solar limited | Nowhere farm fishmere end kirton | Nowhere Farm | Fishmere End Road, Sutterton | Boston | Lincolnshire | PE20 2HX | United Kingdom | 527443 | 338175 | Walpole 132Kv S Stn | Boston 33Kv S Stn | data not available | 33 | National Grid Electricity Distribution (East Midlands) Plc | Solar | Photovoltaic | No | data not available | data not available | 6.5 | data not applicable | data not applicable | data not applicable | data not available | data not available | data not applicable | data not applicable | data not applicable | data not applicable | data not available | data not available | data not applicable | data not available | Connected | 6.5 | 6.175 | 6.5 | 0.0285 | 0.03 | 42094 | data not applicable | data not applicable | data not applicable | data not applicable | data not applicable | data not applicable | data not applicable | data not available | data not available | data not available | data not available | data not available | data not available | 45750
1170000468024 | [5 empty] | 1170000468015 | Rolleston solar farm limited | Rolleston park | Solar Farm, Rolleston Park Farm | Lodge Hill | Tutbury | Staffordshire | DE13 9HQ | United Kingdom | 421467 | 327510 | Drakelow 132Kv | Burton 33Kv | data not available | 33 | National Grid Electricity Distribution (East Midlands) Plc | Solar | Photovoltaic | No | data not available | data not available | 16 | data not applicable | data not applicable | data not applicable | data not available | data not available | data not applicable | data not applicable | data not applicable | data not applicable | data not available | data not available | data not applicable | data not available | Connected | 16 | 15.2 | 16 | 0.7524 | 0.792 | 42093 | data not applicable | data not applicable | data not applicable | data not applicable | data not applicable | data not applicable | data not applicable | data not available | data not available | data not available | data not available | data not available | data not available | 45750
1170000468441 | [5 empty] | 1170000468414 | Sun and soil renewable 12 ltd | Wragby | Photovoltaic Installation At, Primrose Hill Farm | Bardney Road | Wragby | Lincolnshire | LN8 5JE | United Kingdom | 513619 | 376653 | West Burton 132Kv S Stn | Lincoln Main No 1 33Kv S Stn | Wragby 33 11Kv S Stn | 11 | National Grid Electricity Distribution (East Midlands) Plc | Solar | Photovoltaic | No | data not available | data not available | 3.51 | data not applicable | data not applicable | data not applicable | data not available | data not available | data not applicable | data not applicable | data not applicable | data not applicable | data not available | data not available | data not applicable | data not available | Connected | 3.51 | 3.3345 | 3.51 | 0.1425 | 0.15 | 42064 | data not applicable | data not applicable | data not applicable | data not applicable | data not applicable | data not applicable | data not applicable | data not available | data not available | data not available | data not available | data not available | data not available | 45750
1170000474107 | [5 empty] | 1170000474082 | Amp gm001 | Grange farm sutton st james | Grange Farm Photovoltaic | Fishergate, Sutton St James | Spalding | Lincolnshire | PE12 0EZ | United Kingdom | 539304 | 318746 | Walpole 132Kv S Stn | South Holland 33Kv S Stn | data not available | 33 | National Grid Electricity Distribution (East Midlands) Plc | Solar | Photovoltaic | No | data not available | data not available | 10 | data not applicable | data not applicable | data not applicable | data not available | data not available | data not applicable | data not applicable | data not applicable | data not applicable | data not available | data not available | data not applicable | data not available | Connected | 10 | 9.5 | 10 | 0.057 | 0.06 | 42088 | data not applicable | data not applicable | data not applicable | data not applicable | data not applicable | data not applicable | data not applicable | data not available | data not available | data not available | data not available | data not available | data not available | 45750
2100000000000 | [5 empty] | DATA NOT AVAILABLE | DATA NOT AVAILABLE | RWE COWES EXPORT CVA | DATA NOT AVAILABLE | DATA NOT AVAILABLE | DATA NOT AVAILABLE | DATA NOT AVAILABLE | DATA NOT AVAILABLE | ENGLAND | DATA NOT AVAILABLE | DATA NOT AVAILABLE | DATA NOT AVAILABLE | DATA NOT AVAILABLE | DATA NOT AVAILABLE | DATA NOT AVAILABLE | SOUTHERN ELECTRIC POWER DISTRIBUTION PLC | DATA NOT AVAILABLE | DATA NOT AVAILABLE | NO | DATA NOT AVAILABLE | DATA NOT AVAILABLE | 133 | DATA NOT AVAILABLE | DATA NOT AVAILABLE | DATA NOT AVAILABLE | DATA NOT AVAILABLE | DATA NOT AVAILABLE | DATA NOT AVAILABLE | DATA NOT AVAILABLE | DATA NOT AVAILABLE | DATA NOT AVAILABLE | DATA NOT AVAILABLE | DATA NOT AVAILABLE | DATA NOT AVAILABLE | DATA NOT AVAILABLE | CONNECTED | 133 | 133 | 140 | DATA NOT AVAILABLE | DATA NOT AVAILABLE | DATA NOT AVAILABLE | DATA NOT AVAILABLE | DATA NOT AVAILABLE | DATA NOT AVAILABLE | DATA NOT AVAILABLE | DATA NOT AVAILABLE | DATA NOT AVAILABLE | DATA NOT AVAILABLE | N | DATA NOT AVAILABLE | DATA NOT AVAILABLE | DATA NOT AVAILABLE | DATA NOT AVAILABLE | DATA NOT AVAILABLE | 45238
1170000474445 | [5 empty] | 1170000474436 | Push energy (decoy) ltd | Crowland spalding road | Cb03, Decoy Farm | Spalding Road, Crowland | Peterborough | Lincolnshire | PE6 0LX | United Kingdom | 526276 | 312811 | Walpole 132Kv S Stn | Spalding Clay Lake 33Kv S Stn | data not available | 33 | National Grid Electricity Distribution (East Midlands) Plc | Solar | Photovoltaic | No | data not available | data not available | 4.2 | data not applicable | data not applicable | data not applicable | data not available | data not available | data not applicable | data not applicable | data not applicable | data not applicable | data not available | data not available | data not applicable | data not available | Connected | 4.2 | 3.99 | 4.2 | 0.095 | 0.1 | 42299 | data not applicable | data not applicable | data not applicable | data not applicable | data not applicable | data not applicable | data not applicable | data not available | data not available | data not available | data not available | data not available | data not available | 45750
2100000000000 | [5 empty] | DATA NOT AVAILABLE | DATA NOT AVAILABLE | RWE DIDCOT CVA EXPORT | DATA NOT AVAILABLE | DATA NOT AVAILABLE | DATA NOT AVAILABLE | DATA NOT AVAILABLE | DATA NOT AVAILABLE | ENGLAND | DATA NOT AVAILABLE | DATA NOT AVAILABLE | DATA NOT AVAILABLE | DATA NOT AVAILABLE | DATA NOT AVAILABLE | DATA NOT AVAILABLE | SOUTHERN ELECTRIC POWER DISTRIBUTION PLC | DATA NOT AVAILABLE | DATA NOT AVAILABLE | NO | DATA NOT AVAILABLE | DATA NOT AVAILABLE | 95 | DATA NOT AVAILABLE | DATA NOT AVAILABLE | DATA NOT AVAILABLE | DATA NOT AVAILABLE | DATA NOT AVAILABLE | DATA NOT AVAILABLE | DATA NOT AVAILABLE | DATA NOT AVAILABLE | DATA NOT AVAILABLE | DATA NOT AVAILABLE | DATA NOT AVAILABLE | DATA NOT AVAILABLE | DATA NOT AVAILABLE | CONNECTED | 95 | 95 | 100 | DATA NOT AVAILABLE | DATA NOT AVAILABLE | DATA NOT AVAILABLE | DATA NOT AVAILABLE | DATA NOT AVAILABLE | DATA NOT AVAILABLE | DATA NOT AVAILABLE | DATA NOT AVAILABLE | DATA NOT AVAILABLE | DATA NOT AVAILABLE | N | DATA NOT AVAILABLE | DATA NOT AVAILABLE | DATA NOT AVAILABLE | DATA NOT AVAILABLE | DATA NOT AVAILABLE | 45238
1170000478351 | [5 empty] | 1170000478360 | Solein walmoor limited | Walmoor farm retford | Walmoor Solar Farm Export | Grove | Retford | Nottinghamshire | DN22 0RN | United Kingdom | 472139 | 378977 | Staythorpe C 132Kv S Stn | Checkerhouse 33Kv S Stn | Ordsall Rd 33 11Kv S Stn | 11 | National Grid Electricity Distribution (East Midlands) Plc | Solar | Photovoltaic | No | data not available | data not available | 3 | data not applicable | data not applicable | data not applicable | data not available | data not available | data not applicable | data not applicable | data not applicable | data not applicable | data not available | data not available | data not applicable | data not available | Connected | 3 | 2.85 | 3 | 0.095 | 0.1 | 42090 | data not applicable | data not applicable | data not applicable | data not applicable | data not applicable | data not applicable | data not applicable | data not available | data not available | data not available | data not available | data not available | data not available | 45750
1170000480699 | [5 empty] | 1170000480680 | Littlewood farm solar limited | Littlewood solar farm, hanslope | Yew Tree Farm | Tathall End, Hanslope | Milton keynes | Northamptonshire | MK19 7NF | United Kingdom | 482406 | 247548 | East Claydon 132Kv S Stn | Bradwell Abbey 33Kv S Stn | data not available | 33 | National Grid Electricity Distribution (East Midlands) Plc | Solar | Photovoltaic | No | data not available | data not available | 12 | data not applicable | data not applicable | data not applicable | data not available | data not available | data not applicable | data not applicable | data not applicable | data not applicable | data not available | data not available | data not applicable | data not available | Connected | 12 | 11.4 | 12 | 0.095 | 0.1 | 42079 | data not applicable | data not applicable | data not applicable | data not applicable | data not applicable | data not applicable | data not applicable | data not available | data not available | data not available | data not available | data not available | data not available | 45750
1170000485508 | [5 empty] | 1170000485517 | Cherry tree solar farm limited | Chesterfield cherry tree solar farm | Import, Cherry Tree Farm | Chesterfield Road, Duckmanton | Chesterfield | Derbyshire | S44 5JG | United Kingdom | 443978 | 371339 | Chesterfield 132Kv S Stn | Chesterfield 33Kv S Stn | Bolsover 11Kv S Stn | 11 | National Grid Electricity Distribution (East Midlands) Plc | Solar | Photovoltaic | No | data not available | data not available | 4.68 | data not applicable | data not applicable | data not applicable | data not available | data not available | data not applicable | data not applicable | data not applicable | data not applicable | data not available | data not available | data not applicable | data not available | Connected | 4.68 | 4.446 | 4.68 | 0.1425 | 0.15 | 42353 | data not applicable | data not applicable | data not applicable | data not applicable | data not applicable | data not applicable | data not applicable | data not available | data not available | data not available | data not available | data not available | data not available | 45750
1170000487151 | [5 empty] | 1170000487142 | Egmanton solar park limited | Cobb farm | Cobb Farm | Weston Road | Egmanton | Nottinghamshire | NG22 0HH | United Kingdom | 474889 | 368826 | Staythorpe C 132Kv S Stn | Checkerhouse 33Kv S Stn | data not available | 33 | National Grid Electricity Distribution (East Midlands) Plc | Solar | Photovoltaic | No | data not available | data not available | 10 | data not applicable | data not applicable | data not applicable | data not available | data not available | data not applicable | data not applicable | data not applicable | data not applicable | data not available | data not available | data not applicable | data not available | Connected | 10 | 9.5 | 10 | 0.0475 | 0.05 | 42090 | data not applicable | data not applicable | data not applicable | data not applicable | data not applicable | data not applicable | data not applicable | data not available | data not available | data not available | data not available | data not available | data not available | 45750
1170000489210 | [5 empty] | 1170000489238 | Ssb radcliffe ltd | Blackberry solar farm north | Blackberry Solar Farm North | Stragglethorpe Road, Stragglethorpe | Holme pierrepont | Nottinghamshire | NG12 2LY | United Kingdom | 463218 | 338026 | Ratcliffe On Soar 132Kv S Stn | Nottingham 33Kv S Stn | Cotgrave 33 11Kv S Stn | 11 | National Grid Electricity Distribution (East Midlands) Plc | Solar | Photovoltaic | No | data not available | data not available | 4.92 | data not applicable | data not applicable | data not applicable | data not available | data not available | data not applicable | data not applicable | data not applicable | data not applicable | data not available | data not available | data not applicable | data not available | Connected | 4.92 | 4.674 | 4.92 | 0.076 | 0.08 | 42214 | data not applicable | data not applicable | data not applicable | data not applicable | data not applicable | data not applicable | data not applicable | data not available | data not available | data not available | data not available | data not available | data not available | 45750
1170000489283 | [5 empty] | 1170000489326 | Ssb cotgrave ltd | Blackberry solar farm south | Blackberry Solar Farm South | Main Road | Cotgrave | Nottinghamshire | NG12 3HQ | United Kingdom | 463999 | 336227 | Ratcliffe On Soar 132Kv S Stn | Nottingham 33Kv S Stn | Cotgrave 33 11Kv S Stn | 11 | National Grid Electricity Distribution (East Midlands) Plc | Solar | Photovoltaic | No | data not available | data not available | 4.92 | data not applicable | data not applicable | data not applicable | data not available | data not available | data not applicable | data not applicable | data not applicable | data not applicable | data not available | data not available | data not applicable | data not available | Connected | 4.92 | 4.674 | 4.92 | 0.076 | 0.08 | 42214 | data not applicable | data not applicable | data not applicable | data not applicable | data not applicable | data not applicable | data not applicable | data not available | data not available | data not available | data not available | data not available | data not available | 45750
1170000527558 | [5 empty] | 1170000527567 | Grantham solar farm limited | Pasture farm | Pasture Farm | Gonerby Lane, Allington | Grantham | Lincolnshire | NG32 2DU | United Kingdom | 487709 | 339780 | Bicker Fen 132Kv S Stn | Grantham North 132Kv S Stn | Grantham North 11Kv S Stn | 11 | National Grid Electricity Distribution (East Midlands) Plc | Solar | Photovoltaic | No | data not available | data not available | 4 | data not applicable | data not applicable | data not applicable | data not available | data not available | data not applicable | data not applicable | data not applicable | data not applicable | data not available | data not available | data not applicable | data not available | Connected | 4 | 3.8 | 4 | 0.0475 | 0.05 | 42355 | data not applicable | data not applicable | data not applicable | data not applicable | data not applicable | data not applicable | data not applicable | data not available | data not available | data not available | data not available | data not available | data not available | 45750
1170000527761 | [5 empty] | 1170000527770 | Gpp langstone llp | Ashby-de-la-zouch, lount solar park | Lount Estate | data not available | Ashby da lan zouch | Leicestershire | LE65 1DS | United Kingdom | 437799 | 317761 | Drakelow 132Kv | Gresley 33Kv S Stn | Ashby 33 11Kv S Stn | 11 | National Grid Electricity Distribution (East Midlands) Plc | Solar | Photovoltaic | No | data not available | data not available | 2.3 | data not applicable | data not applicable | data not applicable | data not available | data not available | data not applicable | data not applicable | data not applicable | data not applicable | data not available | data not available | data not applicable | data not available | Connected | 2.3 | 2.185 | 2.3 | 0.0475 | 0.05 | 42308 | data not applicable | data not applicable | data not applicable | data not applicable | data not applicable | data not applicable | data not applicable | data not available | data not available | data not available | data not available | data not available | data not available | 45750
2100000000000 | [5 empty] | DATA NOT AVAILABLE | DATA NOT AVAILABLE | WALLINGFORD GAS FIRED GENERATION | WHITLEY ROAD | WALLINGFORD | WALLINGFORD | OXFORDSHIRE | OX10 9TA | ENGLAND | 459581 | 189097 | COWLEY GSP | COWLEY LOCAL | WALLINGFORD | 11 | SOUTHERN ELECTRIC POWER DISTRIBUTION PLC | OTHER | OTHER | NO | DATA NOT AVAILABLE | DATA NOT AVAILABLE | 11.4 | DATA NOT AVAILABLE | DATA NOT AVAILABLE | DATA NOT AVAILABLE | DATA NOT AVAILABLE | DATA NOT AVAILABLE | DATA NOT AVAILABLE | DATA NOT AVAILABLE | DATA NOT AVAILABLE | DATA NOT AVAILABLE | DATA NOT AVAILABLE | DATA NOT AVAILABLE | DATA NOT AVAILABLE | DATA NOT AVAILABLE | CONNECTED | 11.4 | 11.4 | 12 | 0 | 0 | 42432 | DATA NOT AVAILABLE | DATA NOT AVAILABLE | DATA NOT AVAILABLE | DATA NOT AVAILABLE | DATA NOT AVAILABLE | DATA NOT AVAILABLE | DATA NOT AVAILABLE | N | DATA NOT AVAILABLE | DATA NOT AVAILABLE | DATA NOT AVAILABLE | DATA NOT AVAILABLE | DATA NOT AVAILABLE | 45238
1170000529003 | [5 empty] | 1170000528997 | Millclose solar limited | The walnut yard, langley priory diseworth | The Walnut Yard, Langley Priory | data not available | Diseworth | Derbyshire | DE74 2QQ | United Kingdom | 434598 | 275805 | Coventry 132Kv S Stn | Whitley 33Kv S Stn | Whitley 11Kv S Stn | 11 | National Grid Electricity Distribution (East Midlands) Plc | Solar | Photovoltaic | No | data not available | data not available | 1.5 | data not applicable | data not applicable | data not applicable | data not available | data not available | data not applicable | data not applicable | data not applicable | data not applicable | data not available | data not available | data not applicable | data not available | Connected | 1.5 | 1.425 | 1.5 | 0.095 | 0.1 | 42339 | data not applicable | data not applicable | data not applicable | data not applicable | data not applicable | data not applicable | data not applicable | data not available | data not available | data not available | data not available | data not available | data not available | 45750
1170000530969 | [5 empty] | 1170000530950 | Kelmarsh wind farm limited | Kelmarsh wind farm | Kelmarsh Windfarm | Kelmarsh, Market Harborough | Northampton | Northamptonshire | NN6 9NA | United Kingdom | 471990 | 279125 | Grendon 132Kv S Stn | Kibworth 33Kv S Stn | data not available | 33 | National Grid Electricity Distribution (East Midlands) Plc | Wind | Onshore wind turbines | No | data not available | data not available | 12.3 | data not applicable | data not applicable | data not applicable | data not available | data not available | data not applicable | data not applicable | data not applicable | data not applicable | data not available | data not available | data not applicable | data not available | Connected | 12.3 | 11.685 | 12.3 | 0.2375 | 0.25 | 42394 | data not applicable | data not applicable | data not applicable | data not applicable | data not applicable | data not applicable | data not applicable | data not available | data not available | data not available | data not available | data not available | data not available | 45750
1170000532140 | [5 empty] | 1170000532168 | Ollerton solar limited c/o anesco | Ollerton solar farm | Ollerton Solar Farm, Land Off | Ollerton Road | Edwinstowe | Nottinghamshire | NG22 9DX | United Kingdom | 463891 | 366670 | Chesterfield 132Kv S Stn | Clipstone 33Kv S Stn | Thoresby 33 11Kv S Stn | 11 | National Grid Electricity Distribution (East Midlands) Plc | Solar | Photovoltaic | No | data not available | data not available | 4 | data not applicable | data not applicable | data not applicable | data not available | data not available | data not applicable | data not applicable | data not applicable | data not applicable | data not available | data not available | data not applicable | data not available | Connected | 4 | 3.8 | 4 | 0.0152 | 0.016 | 42248 | data not applicable | data not applicable | data not applicable | data not applicable | data not applicable | data not applicable | data not applicable | data not available | data not available | data not available | data not available | data not available | data not available | 45750
2100000000000 | [5 empty] | DATA NOT AVAILABLE | DATA NOT AVAILABLE | HOLES BAY BATTERY STORAGE | REAR OF 91-93 STERTE AVENUE | DATA NOT AVAILABLE | POOLE | DATA NOT AVAILABLE | BH15 2AL | ENGLAND | 400824 | 91745 | MANNINGTON GSP | LYTCHETT | HOLES BAY | 0.4 | SOUTHERN ELECTRIC POWER DISTRIBUTION PLC | OTHER | OTHER | NO | DATA NOT AVAILABLE | DATA NOT AVAILABLE | 7.125 | DATA NOT AVAILABLE | DATA NOT AVAILABLE | DATA NOT AVAILABLE | DATA NOT AVAILABLE | DATA NOT AVAILABLE | DATA NOT AVAILABLE | DATA NOT AVAILABLE | DATA NOT AVAILABLE | DATA NOT AVAILABLE | DATA NOT AVAILABLE | DATA NOT AVAILABLE | DATA NOT AVAILABLE | DATA NOT AVAILABLE | CONNECTED | 7.125 | 7.125 | 7.5 | 7.125 | 7.5 | 44008 | DATA NOT AVAILABLE | DATA NOT AVAILABLE | DATA NOT AVAILABLE | DATA NOT AVAILABLE | DATA NOT AVAILABLE | DATA NOT AVAILABLE | DATA NOT AVAILABLE | N | DATA NOT AVAILABLE | DATA NOT AVAILABLE | DATA NOT AVAILABLE | DATA NOT AVAILABLE | DATA NOT AVAILABLE | 45238
1170000535540 | [5 empty] | 1170000535530 | Sibelco uk limited | Matlock, brassington, manystones lane | Viaton Industries Limited | Manystones Lane, Brassington | Matlock | Derbyshire | DE4 4ES | United Kingdom | 424911 | 355031 | Willington 132Kv S Stn | Winster 33Kv S Stn | Longcliffe 33 11Kv S Stn | 11 | National Grid Electricity Distribution (East Midlands) Plc | Wind | Onshore wind turbines | No | data not available | data not available | 1.5 | data not applicable | data not applicable | data not applicable | data not available | data not available | data not applicable | data not applicable | data not applicable | data not applicable | data not available | data not available | data not applicable | data not available | Connected | 1.5 | 1.425 | 1.5 | 2.47 | 2.6 | 42639 | data not applicable | data not applicable | data not applicable | data not applicable | data not applicable | data not applicable | data not applicable | data not available | data not available | data not available | data not available | data not available | data not available | 45750
2100000000000 | [5 empty] | DATA NOT AVAILABLE | DATA NOT AVAILABLE | PEAKGEN BRACKNELL | HAZELWOOD LANE | DATA NOT AVAILABLE | BRACKNELL | BERKSHIRE | RG42 4NA | ENGLAND | 485635 | 171116 | BRAMLEY (FLEE) | BRACKNELL MAIN | BRACKNELL | 11 | SOUTHERN ELECTRIC POWER DISTRIBUTION PLC | OTHER | OTHER | NO | DATA NOT AVAILABLE | DATA NOT AVAILABLE | 19 | DATA NOT AVAILABLE | DATA NOT AVAILABLE | DATA NOT AVAILABLE | DATA NOT AVAILABLE | DATA NOT AVAILABLE | DATA NOT AVAILABLE | DATA NOT AVAILABLE | DATA NOT AVAILABLE | DATA NOT AVAILABLE | DATA NOT AVAILABLE | DATA NOT AVAILABLE | DATA NOT AVAILABLE | DATA NOT AVAILABLE | CONNECTED | 19 | 19 | 20 | 0 | 0 | 42564 | DATA NOT AVAILABLE | DATA NOT AVAILABLE | DATA NOT AVAILABLE | DATA NOT AVAILABLE | DATA NOT AVAILABLE | DATA NOT AVAILABLE | DATA NOT AVAILABLE | N | DATA NOT AVAILABLE | DATA NOT AVAILABLE | DATA NOT AVAILABLE | DATA NOT AVAILABLE | DATA NOT AVAILABLE | 45238
1170000544492 | [5 empty] | 1170000544508 | Stonehaven wind turbine limited | Off bagworth rd, barlestone | Export | Stonehaven Farm, Bagworth Road | Newbold verdon | Leicestershire | LE9 9NB | United Kingdom | 444632 | 305907 | Enderby 132Kv S Stn | Coalville 33Kv S Stn | Osbaston 33 11Kv S Stn | 11 | National Grid Electricity Distribution (East Midlands) Plc | Wind | Onshore wind turbines | No | data not available | data not available | 1.5 | data not applicable | data not applicable | data not applicable | data not available | data not available | data not applicable | data not applicable | data not applicable | data not applicable | data not available | data not available | data not applicable | data not available | Connected | 1.5 | 1.425 | 1.5 | 0.03325 | 0.035 | 42262 | data not applicable | data not applicable | data not applicable | data not applicable | data not applicable | data not applicable | data not applicable | data not available | data not available | data not available | data not available | data not available | data not available | 45750
1170000549240 | [5 empty] | 1170000549231 | Copley solar limited | Copley farm | Copley Farm | Doddington Lane, Claypole | Newark | Nottinghamshire | NG23 5AT | United Kingdom | 484929 | 347957 | Staythorpe C 132Kv S Stn | Hawton 33Kv S Stn | data not available | 33 | National Grid Electricity Distribution (East Midlands) Plc | Solar | Photovoltaic | No | data not available | data not available | 21.3 | data not applicable | data not applicable | data not applicable | data not available | data not available | data not applicable | data not applicable | data not applicable | data not applicable | data not available | data not available | data not applicable | data not available | Connected | 21.3 | 20.235 | 21.3 | 0.2375 | 0.25 | 42342 | data not applicable | data not applicable | data not applicable | data not applicable | data not applicable | data not applicable | data not applicable | data not available | data not available | data not available | data not available | data not available | data not available | 45750
1170000549278 | [5 empty] | 1170000549269 | Fcc buckinghamshire limited | Greatmoor energy from waste | Greatmoor E F W | Greatmoor Road, Woodham | Aylesbury | Buckinghamshire | HP18 0AF | United Kingdom | 470410 | 222406 | East Claydon 132Kv S Stn | East Claydon 33Kv | data not available | 33 | National Grid Electricity Distribution (East Midlands) Plc | Waste | Steam turbine (thermal power plant) | No | data not available | data not available | 27.2 | data not applicable | data not applicable | data not applicable | data not available | data not available | data not applicable | data not applicable | data not applicable | data not applicable | data not available | data not available | data not applicable | data not available | Connected | 27.2 | 25.84 | 27.2 | 3.135 | 3.3 | 42313 | data not applicable | data not applicable | data not applicable | data not applicable | data not applicable | data not applicable | data not applicable | data not available | data not available | data not available | data not available | data not available | data not available | 45750
1170000550681 | [5 empty] | 1170000551198 | Helios solar 1 limited | Coton park generation, linton | Coton Park | Coton Lane, Linton | Swadlincote | Derbyshire | DE12 6RE | United Kingdom | 427276 | 317833 | Drakelow 132Kv | Gresley 33Kv S Stn | Gresley 11Kv S Stn | 11 | National Grid Electricity Distribution (East Midlands) Plc | Solar | Photovoltaic | No | data not available | data not available | 3.5 | data not applicable | data not applicable | data not applicable | data not available | data not available | data not applicable | data not applicable | data not applicable | data not applicable | data not available | data not available | data not applicable | data not available | Connected | 3.5 | 3.325 | 3.5 | 0.095 | 0.1 | 42217 | data not applicable | data not applicable | data not applicable | data not applicable | data not applicable | data not applicable | data not applicable | data not available | data not available | data not available | data not available | data not available | data not available | 45750
2100000000000 | [5 empty] | DATA NOT AVAILABLE | DATA NOT AVAILABLE | PEAK GEN FAREHAM | DEWAR CLOSE | DATA NOT AVAILABLE | FAREHAM | HANTS | PO15 | ENGLAND | 454826 | 107476 | BOTLEY WOOD GSP | BOTLEY WOOD | PARK GATE | 11 | SOUTHERN ELECTRIC POWER DISTRIBUTION PLC | OTHER | OTHER | NO | DATA NOT AVAILABLE | DATA NOT AVAILABLE | 19 | DATA NOT AVAILABLE | DATA NOT AVAILABLE | DATA NOT AVAILABLE | DATA NOT AVAILABLE | DATA NOT AVAILABLE | DATA NOT AVAILABLE | DATA NOT AVAILABLE | DATA NOT AVAILABLE | DATA NOT AVAILABLE | DATA NOT AVAILABLE | DATA NOT AVAILABLE | DATA NOT AVAILABLE | DATA NOT AVAILABLE | CONNECTED | 19 | 19 | 20 | 0 | 0 | 42256 | DATA NOT AVAILABLE | DATA NOT AVAILABLE | DATA NOT AVAILABLE | DATA NOT AVAILABLE | DATA NOT AVAILABLE | DATA NOT AVAILABLE | DATA NOT AVAILABLE | N | DATA NOT AVAILABLE | DATA NOT AVAILABLE | DATA NOT AVAILABLE | DATA NOT AVAILABLE | DATA NOT AVAILABLE | 45238
1170000552883 | [5 empty] | 1170000552874 | Mercer farming ltd | Blakenhall park solar pv, green lane | Blackenhall Farm Solar Pv | Green Lane, Barton Under Needwood | Burton on trent | Staffordshire | DE13 8AJ | United Kingdom | 417837 | 317303 | Drakelow 132Kv | Burton South 33Kv S Stn | Barton Under Needwood 33 11Kv S Stn | 11 | National Grid Electricity Distribution (East Midlands) Plc | Solar | Photovoltaic | No | data not available | data not available | 1.5 | data not applicable | data not applicable | data not applicable | data not available | data not available | data not applicable | data not applicable | data not applicable | data not applicable | data not available | data not available | data not applicable | data not available | Connected | 1.5 | 1.425 | 1.5 | 0.4275 | 0.45 | 42256 | data not applicable | data not applicable | data not applicable | data not applicable | data not applicable | data not applicable | data not applicable | data not available | data not available | data not available | data not available | data not available | data not available | 45750
2100000000000 | [5 empty] | DATA NOT AVAILABLE | DATA NOT AVAILABLE | PEAKGEN HAVANT | HARTS FARM WAY | DATA NOT AVAILABLE | HAVANT | HAMPSHIRE | PO9 1HS | ENGLAND | 470409 | 105750 | LOVEDEAN GSP | DATA NOT AVAILABLE | DATA NOT AVAILABLE | DATA NOT AVAILABLE | SOUTHERN ELECTRIC POWER DISTRIBUTION PLC | OTHER | OTHER | NO | DATA NOT AVAILABLE | DATA NOT AVAILABLE | 19.9975 | DATA NOT AVAILABLE | DATA NOT AVAILABLE | DATA NOT AVAILABLE | DATA NOT AVAILABLE | DATA NOT AVAILABLE | DATA NOT AVAILABLE | DATA NOT AVAILABLE | DATA NOT AVAILABLE | DATA NOT AVAILABLE | DATA NOT AVAILABLE | DATA NOT AVAILABLE | DATA NOT AVAILABLE | DATA NOT AVAILABLE | CONNECTED | 19.9975 | 19.9975 | 21.05 | 0.475 | 0.5 | 42720 | DATA NOT AVAILABLE | DATA NOT AVAILABLE | DATA NOT AVAILABLE | DATA NOT AVAILABLE | DATA NOT AVAILABLE | DATA NOT AVAILABLE | DATA NOT AVAILABLE | N | DATA NOT AVAILABLE | DATA NOT AVAILABLE | DATA NOT AVAILABLE | DATA NOT AVAILABLE | DATA NOT AVAILABLE | 45238
1170000559790 | [5 empty] | 1170000559806 | Willows farm solar ltd | The willows solar farm, dove walk, uttoxeter | The Willows | Dove Walk | Uttoxeter | Staffordshire | ST14 8EJ | United Kingdom | 410260 | 333698 | Willington 132Kv S Stn | Uttoxeter 33Kv S Stn | Church St 33 11Kv S Stn | 11 | National Grid Electricity Distribution (East Midlands) Plc | Solar | Photovoltaic | No | data not available | data not available | 3.92 | data not applicable | data not applicable | data not applicable | data not available | data not available | data not applicable | data not applicable | data not applicable | data not applicable | data not available | data not available | data not applicable | data not available | Connected | 3.92 | 3.724 | 3.92 | 0.0475 | 0.05 | 42795 | data not applicable | data not applicable | data not applicable | data not applicable | data not applicable | data not applicable | data not applicable | data not available | data not available | data not available | data not available | data not available | data not available | 45750
1170000559860 | [5 empty] | 1170000559851 | Calow solar limited | Lodge farm solar farm | Lodge Farm | Top Road, Calow | Chesterfield | Derbyshire | S44 5TE | United Kingdom | 441674 | 370890 | Chesterfield 132Kv S Stn | Chesterfield 33Kv S Stn | data not available | 33 | National Grid Electricity Distribution (East Midlands) Plc | Solar | Photovoltaic | No | data not available | data not available | 4.5 | data not applicable | data not applicable | data not applicable | data not available | data not available | data not applicable | data not applicable | data not applicable | data not applicable | data not available | data not available | data not applicable | data not available | Connected | 4.5 | 4.275 | 4.5 | 0.0475 | 0.05 | 42278 | data not applicable | data not applicable | data not applicable | data not applicable | data not applicable | data not applicable | data not applicable | data not available | data not available | data not available | data not available | data not available | data not available | 45750
1170000561460 | [5 empty] | 1100039616051 | Shield engineering (syston) ltd | 6 wenlock way, troon ind estate | 6 | Wenlock Way | Leicester | Leicestershire | LE4 9HU | United Kingdom | 462256 | 307582 | Enderby 132Kv S Stn | Leicester East 33Kv S Stn | Thurmaston 33 11Kv S Stn | 11 | National Grid Electricity Distribution (East Midlands) Plc | Solar | Photovoltaic | No | data not available | data not available | 4.972 | data not applicable | data not applicable | data not applicable | data not available | data not available | data not applicable | data not applicable | data not applicable | data not applicable | data not available | data not available | data not applicable | data not available | Connected | 4.972 | 0.2812 | 0.296 | 0.475 | 0.5 | 41193 | data not applicable | data not applicable | data not applicable | data not applicable | data not applicable | data not applicable | data not applicable | data not available | data not available | data not available | data not available | data not available | data not available | 45750
1170000561647 | [5 empty] | 1170000561656 | Ssoge kickles solar farm limited | Kickles solar farm | The Kickles | Lakes Lane | Newport pagnell | Milton Keynes | MK16 8EF | United Kingdom | 486362 | 244841 | East Claydon 132Kv S Stn | Bradwell Abbey 33Kv S Stn | Newport Pagnell 33 11Kv S Stn | 11 | National Grid Electricity Distribution (East Midlands) Plc | Solar | Photovoltaic | No | data not available | data not available | 4.08 | data not applicable | data not applicable | data not applicable | data not available | data not available | data not applicable | data not applicable | data not applicable | data not applicable | data not available | data not available | data not applicable | data not available | Connected | 4.08 | 3.876 | 4.08 | 0.0475 | 0.05 | 42445 | data not applicable | data not applicable | data not applicable | data not applicable | data not applicable | data not applicable | data not applicable | data not available | data not available | data not available | data not available | data not available | data not available | 45750
1170000567550 | [5 empty] | 1170000567560 | Sun and soil renewable 21 ltd | Yeldersley ladyhole solar farm | Lady Hole Solar Farm | Unnamed Track From Yeldersley Lane To Ne, Yeldersley | Bradley | Derbyshire | DE6 1LR | United Kingdom | 420837 | 345787 | Willington 132Kv S Stn | Winster 33Kv S Stn | Ashbourne 33 11Kv S Stn | 11 | National Grid Electricity Distribution (East Midlands) Plc | Solar | Photovoltaic | No | data not available | data not available | 2.5 | data not applicable | data not applicable | data not applicable | data not available | data not available | data not applicable | data not applicable | data not applicable | data not applicable | data not available | data not available | data not applicable | data not available | Connected | 2.5 | 2.375 | 2.5 | 0.1425 | 0.15 | 42451 | data not applicable | data not applicable | data not applicable | data not applicable | data not applicable | data not applicable | data not applicable | data not available | data not available | data not available | data not available | data not available | data not available | 45750
1300060689442 | [5 empty] | data not available | data not available | Coldstore - Whitchurch Biogas | Gro Continental | Shakespeare Way | Whitchurch | Dee Valley and Mid Wales | data not available | Wales | 355408 | 341019 | LEGACY | LEGACY LOCAL GT2 / NEWTOWN GT2 / OSWESTRY GT5 / OSWESTRY GT8 / WELSHPOOL GT1 / WHITCHURCH GT1 | LIVERPOOL RD 33 T1 | 33 | SP Manweb plc | Biofuel - Other | Engine (combustion / reciprocating) | Yes | 0 | 0 | 2.5 | data not applicable | data not applicable | No | 0 | 0 | 0 | data not applicable | data not applicable | No | 0 | 0 | 0 | data not available | Connected | 2.5 | 2.5 | 2.6316 | data not applicable | data not applicable | 42641 | data not applicable | data not applicable | data not applicable | data not applicable | data not applicable | data not available | data not applicable | N | N | data not available | N | data not available | data not available | 45749 | data not available | 878
1170000569850 | [5 empty] | 1170000569840 | Arkwright solar limited | Arkwright solar farm | Arkwright Solar Farm | Tom Lane, Duckmanton | Chesterfield | Derbyshire | S44 5HF | United Kingdom | 443757 | 372303 | Chesterfield 132Kv S Stn | Chesterfield 33Kv S Stn | data not available | 33 | National Grid Electricity Distribution (East Midlands) Plc | Solar | Photovoltaic | No | data not available | data not available | 6 | data not applicable | data not applicable | data not applicable | data not available | data not available | data not applicable | data not applicable | data not applicable | data not applicable | data not available | data not available | data not applicable | data not available | Connected | 6 | 5.7 | 6 | 0.57 | 0.6 | 42353 | data not applicable | data not applicable | data not applicable | data not applicable | data not applicable | data not applicable | data not applicable | data not available | data not available | data not available | data not available | data not available | data not available | 45750
1170000576625 | [5 empty] | 1170000584820 | Tollgate solar limited | Tollgate solar farm, tollgate farm, banbury road, warwickshire, cv33 9qj, | Tollgate Farm | Banbury Road, Bishops Tachbrook | Leamington spa | Warwickshire | CV33 9QJ | United Kingdom | 431099 | 259493 | Berkswell 132Kv S Stn | Warwick 33Kv S Stn | Banbury Road 33 11Kv S Stn | 11 | National Grid Electricity Distribution (East Midlands) Plc | Solar | Photovoltaic | No | data not available | data not available | 3 | data not applicable | data not applicable | data not applicable | data not available | data not available | data not applicable | data not applicable | data not applicable | data not applicable | data not available | data not available | data not applicable | data not available | Connected | 3 | 3.325 | 3.5 | 0.0855 | 0.09 | 42436 | data not applicable | data not applicable | data not applicable | data not applicable | data not applicable | data not applicable | data not applicable | data not available | data not available | data not available | data not available | data not available | data not available | 45750
1170000579254 | [5 empty] | 1170000579245 | Kappa solar limited | Langar, langar farm | Langer Farm | Cropwell Road | Langar | Nottinghamshire | NG12 3FP | United Kingdom | 470650 | 334156 | Ratcliffe On Soar 132Kv S Stn | Willoughby 33Kv S Stn | data not available | 33 | National Grid Electricity Distribution (East Midlands) Plc | Solar | Photovoltaic | No | data not available | data not available | 8 | data not applicable | data not applicable | data not applicable | data not available | data not available | data not applicable | data not applicable | data not applicable | data not applicable | data not available | data not available | data not applicable | data not available | Connected | 8 | 7.6 | 8 | 0.057 | 0.06 | 42521 | data not applicable | data not applicable | data not applicable | data not applicable | data not applicable | data not applicable | data not applicable | data not available | data not available | data not available | data not available | data not available | data not available | 45750
1170000579272 | [5 empty] | 1170000579263 | Spf somersall ltd | Somersall mill solar park doveridge | Somersal Mill Farm | Grove Lane, Doveridge | Ashbourne | Derbyshire | DE6 5PB | United Kingdom | 413211 | 334247 | Willington 132Kv S Stn | Uttoxeter 33Kv S Stn | Marchington 33 11Kv S Stn | 11 | National Grid Electricity Distribution (East Midlands) Plc | Solar | Photovoltaic | No | data not available | data not available | 2 | data not applicable | data not applicable | data not applicable | data not available | data not available | data not applicable | data not applicable | data not applicable | data not applicable | data not available | data not available | data not applicable | data not available | Connected | 2 | 1.9 | 2 | 0.095 | 0.1 | 42354 | data not applicable | data not applicable | data not applicable | data not applicable | data not applicable | data not applicable | data not applicable | data not available | data not available | data not available | data not available | data not available | data not available | 45750
1170000579928 | [5 empty] | 1170000579919 | Averill farm limited | Averill farm | Averill Farm | Evershill Lane, Morton | Alfreton | Derbyshire | DE55 6HA | United Kingdom | 440528 | 361248 | Chesterfield 132Kv S Stn | Chesterfield 33Kv S Stn | data not available | 33 | National Grid Electricity Distribution (East Midlands) Plc | Solar | Photovoltaic | No | data not available | data not available | 3.744 | data not applicable | data not applicable | data not applicable | data not available | data not available | data not applicable | data not applicable | data not applicable | data not applicable | data not available | data not available | data not applicable | data not available | Connected | 3.744 | 3.5568 | 3.744 | 0.0399 | 0.042 | 42354 | data not applicable | data not applicable | data not applicable | data not applicable | data not applicable | data not applicable | data not applicable | data not available | data not available | data not available | data not available | data not available | data not available | 45750
1170000580621 | [5 empty] | 1170000580612 | Anesco stud farm limited | Rufford solar stud farm | Stud Farm Solar Farm | Stud Farm | Rufford | Newark | NG22 9HB | United Kingdom | 464847 | 362074 | Chesterfield 132Kv S Stn | Clipstone 33Kv S Stn | Bilsthorpe 33 11Kv S Stn | 11 | National Grid Electricity Distribution (East Midlands) Plc | Solar | Photovoltaic | No | data not available | data not available | 2 | data not applicable | data not applicable | data not applicable | data not available | data not available | data not applicable | data not applicable | data not applicable | data not applicable | data not available | data not available | data not applicable | data not available | Connected | 2 | 1.9 | 2 | 0.0475 | 0.05 | 42339 | data not applicable | data not applicable | data not applicable | data not applicable | data not applicable | data not applicable | data not applicable | data not available | data not available | data not available | data not available | data not available | data not available | 45750
1170000582708 | [5 empty] | 1170000582692 | Marchington solar limited | Marchington solar farm | Marchington Farm | Moreton Lane | Draycott in the clay | Staffordshire | DE6 5GX | United Kingdom | 415673 | 330747 | Willington 132Kv S Stn | Uttoxeter 33Kv S Stn | data not available | 33 | National Grid Electricity Distribution (East Midlands) Plc | Solar | Photovoltaic | No | data not available | data not available | 4.44 | data not applicable | data not applicable | data not applicable | data not available | data not available | data not applicable | data not applicable | data not applicable | data not applicable | data not available | data not available | data not applicable | data not available | Connected | 4.44 | 4.218 | 4.44 | 0.0247 | 0.026 | 42430 | data not applicable | data not applicable | data not applicable | data not applicable | data not applicable | data not applicable | data not applicable | data not available | data not available | data not available | data not available | data not available | data not available | 45750
1170000586508 | [5 empty] | 1170000586492 | West end farm pv limited | West end farm | West End Farm And Land | Town Street | Treswell | Nottinghamshire | DN22 0EG | United Kingdom | 477960 | 379211 | Staythorpe C 132Kv S Stn | Checkerhouse 33Kv S Stn | data not available | 33 | National Grid Electricity Distribution (East Midlands) Plc | Solar | Photovoltaic | No | data not available | data not available | 7.4 | data not applicable | data not applicable | data not applicable | data not available | data not available | data not applicable | data not applicable | data not applicable | data not applicable | data not available | data not available | data not applicable | data not available | Connected | 7.4 | 7.03 | 7.4 | 0.057 | 0.06 | 42356 | data not applicable | data not applicable | data not applicable | data not applicable | data not applicable | data not applicable | data not applicable | data not available | data not available | data not available | data not available | data not available | data not available | 45750
1170000586614 | [5 empty] | 1170000586605 | Fields farm solar limited | Field farm solar farm | Fields Farm Solar Farm | Off Kineton Lane | Southam | Warwickshire | CV47 2DG | United Kingdom | 440406 | 260999 | Berkswell 132Kv S Stn | Harbury 33Kv S Stn | data not available | 33 | National Grid Electricity Distribution (East Midlands) Plc | Solar | Photovoltaic | No | data not available | data not available | 4.4 | data not applicable | data not applicable | data not applicable | data not available | data not available | data not applicable | data not applicable | data not applicable | data not applicable | data not available | data not available | data not applicable | data not available | Connected | 4.4 | 4.18 | 4.4 | 0.0475 | 0.05 | 42401 | data not applicable | data not applicable | data not applicable | data not applicable | data not applicable | data not applicable | data not applicable | data not available | data not available | data not available | data not available | data not available | data not available | 45750
1170000587282 | [5 empty] | 1170000587273 | Canopus farm solar limited | Canopus farm | Canopus Farm | Frith Bank | Boston | Lincolnshire | PE22 7BD | United Kingdom | 530528 | 347322 | Walpole 132Kv S Stn | Boston 33Kv S Stn | data not available | 33 | National Grid Electricity Distribution (East Midlands) Plc | Solar | Photovoltaic | No | data not available | data not available | 4.62 | data not applicable | data not applicable | data not applicable | data not available | data not available | data not applicable | data not applicable | data not applicable | data not applicable | data not available | data not available | data not applicable | data not available | Connected | 4.62 | 4.389 | 4.62 | 0.0475 | 0.05 | 42348 | data not applicable | data not applicable | data not applicable | data not applicable | data not applicable | data not applicable | data not applicable | data not available | data not available | data not available | data not available | data not available | data not available | 45750
1170000592237 | [5 empty] | 1170000592228 | Fim solar distribution llp | Wymeswold narrow lane pv | Wymeswold Solar Farm | Narrow Lane | Wymeswold | Leicestershire | LE12 6SE | United Kingdom | 462665 | 323179 | Ratcliffe On Soar 132Kv S Stn | Willoughby 33Kv S Stn | data not available | 33 | National Grid Electricity Distribution (East Midlands) Plc | Solar | Photovoltaic | No | data not available | data not available | 4.12 | data not applicable | data not applicable | data not applicable | data not available | data not available | data not applicable | data not applicable | data not applicable | data not applicable | data not available | data not available | data not applicable | data not available | Connected | 4.12 | 3.914 | 4.12 | 0.095 | 0.1 | 42359 | data not applicable | data not applicable | data not applicable | data not applicable | data not applicable | data not applicable | data not applicable | data not available | data not available | data not available | data not available | data not available | data not available | 45750
1170000594173 | [5 empty] | 1170000594164 | Thornborough solar limited | Thornborough grounds solar park | Grange Farm | Thronborough Grounds, Padley | Bourton | Buckinghamshire | MK18 2AB | United Kingdom | 473691 | 234775 | East Claydon 132Kv S Stn | Stony Stratford 33Kv S Stn | data not available | 33 | National Grid Electricity Distribution (East Midlands) Plc | Solar | Photovoltaic | No | data not available | data not available | 3.75 | data not applicable | data not applicable | data not applicable | data not available | data not available | data not applicable | data not applicable | data not applicable | data not applicable | data not available | data not available | data not applicable | data not available | Connected | 3.75 | 3.5625 | 3.75 | 0.095 | 0.1 | 42459 | data not applicable | data not applicable | data not applicable | data not applicable | data not applicable | data not applicable | data not applicable | data not available | data not available | data not available | data not available | data not available | data not available | 45750
1170000594270 | [5 empty] | 1170000594261 | St solar invest leicestershire 2 limited | Lindridge farm solar park | Lindridge Farm | Lindridge Lane, Desford | Leicester | Leicestershire | LE9 9FD | United Kingdom | 446680 | 305219 | Enderby 132Kv S Stn | Coalville 33Kv S Stn | data not available | 33 | National Grid Electricity Distribution (East Midlands) Plc | Solar | Photovoltaic | No | data not available | data not available | 3.96 | data not applicable | data not applicable | data not applicable | data not available | data not available | data not applicable | data not applicable | data not applicable | data not applicable | data not available | data not available | data not applicable | data not available | Connected | 3.96 | 3.762 | 3.96 | 0.0475 | 0.05 | 42367 | data not applicable | data not applicable | data not applicable | data not applicable | data not applicable | data not applicable | data not applicable | data not available | data not available | data not available | data not available | data not available | data not available | 45750
1170000596551 | [5 empty] | 1170000596542 | Solardev 2 ltd | Kirton end | Export | Washdyle Lane, Kirton | Boston | Lincolnshire | PE20 1PR | United Kingdom | 528464 | 338869 | Walpole 132Kv S Stn | Boston 33Kv S Stn | Kirton 33 11Kv S Stn | 11 | National Grid Electricity Distribution (East Midlands) Plc | Solar | Photovoltaic | No | data not available | data not available | 2.7 | data not applicable | data not applicable | data not applicable | data not available | data not available | data not applicable | data not applicable | data not applicable | data not applicable | data not available | data not available | data not applicable | data not available | Connected | 2.7 | 2.565 | 2.7 | 0.095 | 0.1 | 42328 | data not applicable | data not applicable | data not applicable | data not applicable | data not applicable | data not applicable | data not applicable | data not available | data not available | data not available | data not available | data not available | data not available | 45750
1170000597661 | [5 empty] | 1170000597680 | Folly lane solar limited | Folly lane, stickney | Export | Folly Lane, Stickney | Boston | Lincolnshire | PE22 8BL | United Kingdom | 532726 | 357890 | Walpole 132Kv S Stn | Boston 33Kv S Stn | Stickney 33 11Kv S Stn | 11 | National Grid Electricity Distribution (East Midlands) Plc | Solar | Photovoltaic | No | data not available | data not available | 3.7 | data not applicable | data not applicable | data not applicable | data not available | data not available | data not applicable | data not applicable | data not applicable | data not applicable | data not available | data not available | data not applicable | data not available | Connected | 3.7 | 3.515 | 3.7 | 0.0855 | 0.09 | 42409 | data not applicable | data not applicable | data not applicable | data not applicable | data not applicable | data not applicable | data not applicable | data not available | data not available | data not available | data not available | data not available | data not available | 45750
1170000598043 | [5 empty] | 1170000598034 | F&s manor farm limited | Manor farm solar farm | Solar Park Manor Farm | Ravenstone Lane | Horton | Northamptonshire | NN7 2BH | United Kingdom | 483414 | 253353 | Grendon 132Kv S Stn | Northampton East 33Kv S Stn | data not available | 33 | National Grid Electricity Distribution (East Midlands) Plc | Solar | Photovoltaic | No | data not available | data not available | 4 | data not applicable | data not applicable | data not applicable | data not available | data not available | data not applicable | data not applicable | data not applicable | data not applicable | data not available | data not available | data not applicable | data not available | Connected | 4 | 3.8 | 4 | 0.019 | 0.02 | 42361 | data not applicable | data not applicable | data not applicable | data not applicable | data not applicable | data not applicable | data not applicable | data not available | data not available | data not available | data not available | data not available | data not available | 45750
1170000598061 | [5 empty] | 1170000598025 | Temple normanton solar limited | Temple normanton solar farm | Export | Hassocky Lane, Temple Normanton | Chesterfield | Derbyshire | S42 5DG | United Kingdom | 441773 | 368198 | Chesterfield 132Kv S Stn | Chesterfield 33Kv S Stn | Grassmoor 33 11Kv S Stn | 11 | National Grid Electricity Distribution (East Midlands) Plc | Solar | Photovoltaic | No | data not available | data not available | 5 | data not applicable | data not applicable | data not applicable | data not available | data not available | data not applicable | data not applicable | data not applicable | data not applicable | data not available | data not available | data not applicable | data not available | Connected | 5 | 4.75 | 5 | 0.1425 | 0.15 | 42356 | data not applicable | data not applicable | data not applicable | data not applicable | data not applicable | data not applicable | data not applicable | data not available | data not available | data not available | data not available | data not available | data not available | 45750
1170000598201 | [5 empty] | 1170000598196 | Haymaker (handley park solar) limited | Handley park solar farm | Export | Handley Park | Towcester | Northamptonshire | NN12 8PA | United Kingdom | 467334 | 246036 | East Claydon 132Kv S Stn | Brackley 132Kv S Stn | data not available | 33 | National Grid Electricity Distribution (East Midlands) Plc | Solar | Photovoltaic | No | data not available | data not available | 5 | data not applicable | data not applicable | data not applicable | data not available | data not available | data not applicable | data not applicable | data not applicable | data not applicable | data not available | data not available | data not applicable | data not available | Connected | 5 | 4.75 | 5 | 0.095 | 0.1 | 42453 | data not applicable | data not applicable | data not applicable | data not applicable | data not applicable | data not applicable | data not applicable | data not available | data not available | data not available | data not available | data not available | data not available | 45750
1170000601991 | [5 empty] | 1170000601982 | Sune elton farm solar limited | Shelton lodge | Shelton Lodge | Elton | Nottingham | Nottinghamshire | NG13 9LG | United Kingdom | 476850 | 339546 | Staythorpe C 132Kv S Stn | Hawton 33Kv S Stn | data not available | 33 | National Grid Electricity Distribution (East Midlands) Plc | Solar | Photovoltaic | No | data not available | data not available | 3.5 | data not applicable | data not applicable | data not applicable | data not available | data not available | data not applicable | data not applicable | data not applicable | data not applicable | data not available | data not available | data not applicable | data not available | Connected | 3.5 | 3.325 | 3.5 | 0.03895 | 0.041 | 42360 | data not applicable | data not applicable | data not applicable | data not applicable | data not applicable | data not applicable | data not applicable | data not available | data not available | data not available | data not available | data not available | data not available | 45750
1170000602071 | [5 empty] | 1170000602080 | Lightsource spv 193 ltd | Ratcliffe culey ratcliffe house farm | Ratcliffe House Farm | Ratcliffe House Lane, Ratcliffe Culey | Atherstone | Leicestershire | CV9 3LZ | United Kingdom | 433750 | 298835 | Lea Marston 132Kv S Stn | Tamworth 33Kv S Stn | Atherstone 33 11Kv S Stn | 11 | National Grid Electricity Distribution (East Midlands) Plc | Solar | Photovoltaic | No | data not available | data not available | 2 | data not applicable | data not applicable | data not applicable | data not available | data not available | data not applicable | data not applicable | data not applicable | data not applicable | data not available | data not available | data not applicable | data not available | Connected | 2 | 1.9 | 2 | 0.0475 | 0.05 | 42356 | data not applicable | data not applicable | data not applicable | data not applicable | data not applicable | data not applicable | data not applicable | data not available | data not available | data not available | data not available | data not available | data not available | 45750
1170000604050 | [5 empty] | 1170000604023 | Brafield solar limited | Brafield on the green solar park | Export Solar Park | Horton Road, Brafield On The Green, Horton | Northampton | Northamptonshire | NN7 2BA | United Kingdom | 482409 | 257132 | Grendon 132Kv S Stn | Northampton East 33Kv S Stn | data not available | 33 | National Grid Electricity Distribution (East Midlands) Plc | Solar | Photovoltaic | No | data not available | data not available | 3.75 | data not applicable | data not applicable | data not applicable | data not available | data not available | data not applicable | data not applicable | data not applicable | data not applicable | data not available | data not available | data not applicable | data not available | Connected | 3.75 | 3.5625 | 3.75 | 0.095 | 0.1 | 42460 | data not applicable | data not applicable | data not applicable | data not applicable | data not applicable | data not applicable | data not applicable | data not available | data not available | data not available | data not available | data not available | data not available | 45750
1170000604910 | [5 empty] | 1170000604886 | Blaby solar farm limited | Blaby blaby solar farm leicester road | Blaby Solar Farm | Leicester Road | Countesthorpe | Leicestershire | LE8 5QW | United Kingdom | 459015 | 296708 | Enderby 132Kv S Stn | Wigston 132Kv (M42) 132Kv S Stn | Wigston 11Kv S Stn | 11 | National Grid Electricity Distribution (East Midlands) Plc | Solar | Photovoltaic | No | data not available | data not available | 3 | data not applicable | data not applicable | data not applicable | data not available | data not available | data not applicable | data not applicable | data not applicable | data not applicable | data not available | data not available | data not applicable | data not available | Connected | 3 | 2.85 | 3 | 0.04275 | 0.045 | 42430 | data not applicable | data not applicable | data not applicable | data not applicable | data not applicable | data not applicable | data not applicable | data not available | data not available | data not available | data not available | data not available | data not available | 45750
1170000605240 | [5 empty] | 1170000605221 | Sywell solar limited | Sywell pv | Sywell Farm | Sywell Road, Mears Ashby | Northampton | Northamptonshire | NN6 0DL | United Kingdom | 483881 | 268459 | Grendon 132Kv S Stn | Wellingborough 33Kv S Stn | data not available | 33 | National Grid Electricity Distribution (East Midlands) Plc | Solar | Photovoltaic | No | data not available | data not available | 10 | data not applicable | data not applicable | data not applicable | data not available | data not available | data not applicable | data not applicable | data not applicable | data not applicable | data not available | data not available | data not applicable | data not available | Connected | 10 | 9.5 | 10 | 0.095 | 0.1 | 42341 | data not applicable | data not applicable | data not applicable | data not applicable | data not applicable | data not applicable | data not applicable | data not available | data not available | data not available | data not available | data not available | data not available | 45750
1170000606448 | [5 empty] | 1170000606457 | --REDACTED-- | --REDACTED-- | --REDACTED-- | --REDACTED-- | Houghton on the hill | Leicestershire | LE7 9 | United Kingdom | --REDACTED-- | --REDACTED-- | Enderby 132Kv S Stn | Leicester East 33Kv S Stn | Thurnby 33 11Kv S Stn | 11 | National Grid Electricity Distribution (East Midlands) Plc | Solar | Photovoltaic | No | data not available | data not available | 2.1 | data not applicable | data not applicable | data not applicable | data not available | data not available | data not applicable | data not applicable | data not applicable | data not applicable | data not available | data not available | data not applicable | data not available | Connected | 2.1 | 1.995 | 2.1 | 0.0475 | 0.05 | 42460 | data not applicable | data not applicable | data not applicable | data not applicable | data not applicable | data not applicable | data not applicable | data not available | data not available | data not available | data not available | data not available | data not available | 45750
1170000606581 | [5 empty] | 1170000606615 | Wel solar park 20 limited | Woodhouse fields solar farm rocester | Woodhouse Fields Farm | Hollington Road, Rocester | Uttoxeter | Uttoxeter | ST14 5HY | United Kingdom | 408901 | 339072 | Willington 132Kv S Stn | Uttoxeter 33Kv S Stn | Rocester 33 11Kv S Stn | 11 | National Grid Electricity Distribution (East Midlands) Plc | Solar | Photovoltaic | No | data not available | data not available | 4.15 | data not applicable | data not applicable | data not applicable | data not available | data not available | data not applicable | data not applicable | data not applicable | data not applicable | data not available | data not available | data not applicable | data not available | Connected | 4.15 | 3.9425 | 4.15 | 0.1425 | 0.15 | 42401 | data not applicable | data not applicable | data not applicable | data not applicable | data not applicable | data not applicable | data not applicable | data not available | data not available | data not available | data not available | data not available | data not available | 45750
1170000606670 | [5 empty] | 1170000606660 | Debdale solar ltd | Debdale solar pv | Export | Debdale Lane | Mansfield | Nottinghamshire | NG19 7EZ | United Kingdom | 452840 | 362725 | Chesterfield 132Kv S Stn | Mansfield 33Kv S Stn | Mansfield 11Kv S Stn | 11 | National Grid Electricity Distribution (East Midlands) Plc | Solar | Photovoltaic | No | data not available | data not available | 3.8 | data not applicable | data not applicable | data not applicable | data not available | data not available | data not applicable | data not applicable | data not applicable | data not applicable | data not available | data not available | data not applicable | data not available | Connected | 3.8 | 3.61 | 3.8 | 0.0665 | 0.07 | 42450 | data not applicable | data not applicable | data not applicable | data not applicable | data not applicable | data not applicable | data not applicable | data not available | data not available | data not available | data not available | data not available | data not available | 45750
1170000609494 | [5 empty] | 1170000609485 | Pearmat solar 2 ltd | Short hazel solar farm, manchester lane, hartshorne | Short Hazel Farm | Manchester Lane, Hartshorne | Swadlincote | Derbyshire | DE11 7BD | United Kingdom | 433051 | 319905 | Drakelow 132Kv | Burton 33Kv | Woodville 33/11Kv | 11 | National Grid Electricity Distribution (East Midlands) Plc | Solar | Photovoltaic | No | data not available | data not available | 5 | data not applicable | data not applicable | data not applicable | data not available | data not available | data not applicable | data not applicable | data not applicable | data not applicable | data not available | data not available | data not applicable | data not available | Connected | 5 | 4.75 | 5 | 0.11875 | 0.125 | 42401 | data not applicable | data not applicable | data not applicable | data not applicable | data not applicable | data not applicable | data not applicable | data not available | data not available | data not available | data not available | data not available | data not available | 45750
1170000610807 | [5 empty] | 1170000610791 | Ashby solar farm limited | Ashby farm solar measham road ashby de la zouch le65 2un | Ashby Farm | Measham Road, Willesley Woodsite | Ashby de la zouch | Leicestershire | LE65 2UN | United Kingdom | 434668 | 313828 | Drakelow 132Kv | Gresley 33Kv S Stn | Willesley 33 11Kv S Stn | 11 | National Grid Electricity Distribution (East Midlands) Plc | Solar | Photovoltaic | No | data not available | data not available | 5 | data not applicable | data not applicable | data not applicable | data not available | data not available | data not applicable | data not applicable | data not applicable | data not applicable | data not available | data not available | data not applicable | data not available | Connected | 5 | 4.75 | 5 | 0.095 | 0.1 | 42434 | data not applicable | data not applicable | data not applicable | data not applicable | data not applicable | data not applicable | data not applicable | data not available | data not available | data not available | data not available | data not available | data not available | 45750
1170000610825 | [5 empty] | 1170000607033 | Desford lane solar farm limited | Desford lane solar, desford lane, desford le9 2bf | Desford Solar Farm Export | Desford Lane | Ratby | Leicestershire | LE9 2BF | United Kingdom | 449862 | 304954 | Enderby 132Kv S Stn | Coalville 33Kv S Stn | Desford 33 11Kv S Stn | 11 | National Grid Electricity Distribution (East Midlands) Plc | Solar | Photovoltaic | No | data not available | data not available | 5 | data not applicable | data not applicable | data not applicable | data not available | data not available | data not applicable | data not applicable | data not applicable | data not applicable | data not available | data not available | data not applicable | data not available | Connected | 5 | 4.75 | 5 | 0.1425 | 0.15 | 42450 | data not applicable | data not applicable | data not applicable | data not applicable | data not applicable | data not applicable | data not applicable | data not available | data not available | data not available | data not available | data not available | data not available | 45750
1170000612051 | [5 empty] | 1170000612042 | Shortheath solar park ltd | Shortheath solar farm, overseal | Short Heath Solar Farm | Acresford Road, Overseal | Swadlincote | Derbyshire | DE12 6BN | United Kingdom | 430223 | 314591 | Drakelow 132Kv | Gresley 33Kv S Stn | Moira 33 11Kv S Stn | 11 | National Grid Electricity Distribution (East Midlands) Plc | Solar | Photovoltaic | No | data not available | data not available | 4.14 | data not applicable | data not applicable | data not applicable | data not available | data not available | data not applicable | data not applicable | data not applicable | data not applicable | data not available | data not available | data not applicable | data not available | Connected | 4.14 | 4.75 | 5 | 0.0475 | 0.05 | 42552 | data not applicable | data not applicable | data not applicable | data not applicable | data not applicable | data not applicable | data not applicable | data not available | data not available | data not available | data not available | data not available | data not available | 45750
1170000614402 | [5 empty] | 1170000614411 | Stretton solar limited | Morton, evershill lane, land north of averill farm | Averill Farm | Evershill Lane, Morton | Alfreton | Derbyshire | DE55 6HA | United Kingdom | 440524 | 361669 | Chesterfield 132Kv S Stn | Chesterfield 33Kv S Stn | Danesmoor 33 11Kv S Stn | 11 | National Grid Electricity Distribution (East Midlands) Plc | Solar | Photovoltaic | No | data not available | data not available | 3.8 | data not applicable | data not applicable | data not applicable | data not available | data not available | data not applicable | data not applicable | data not applicable | data not applicable | data not available | data not available | data not applicable | data not available | Connected | 3.8 | 3.61 | 3.8 | 0.0665 | 0.07 | 42452 | data not applicable | data not applicable | data not applicable | data not applicable | data not applicable | data not applicable | data not applicable | data not available | data not available | data not available | data not available | data not available | data not available | 45750
1170000614420 | [5 empty] | 1170000614430 | Little irchester solar limited | Little irchester higham road | Export | Higham Road, Little Irchester | Wellingborough | Northamptonshire | NN8 2DU | United Kingdom | 490916 | 266290 | Grendon 132Kv S Stn | Wellingborough 132Kv S Stn | Wellingborough 132/11Kv (Reserve) | 11 | National Grid Electricity Distribution (East Midlands) Plc | Solar | Photovoltaic | No | data not available | data not available | 5 | data not applicable | data not applicable | data not applicable | data not available | data not available | data not applicable | data not applicable | data not applicable | data not applicable | data not available | data not available | data not applicable | data not available | Connected | 5 | 4.75 | 5 | 0.095 | 0.1 | 42459 | data not applicable | data not applicable | data not applicable | data not applicable | data not applicable | data not applicable | data not applicable | data not available | data not available | data not available | data not available | data not available | data not available | 45750
1800060523076 | [5 empty] | data not applicable | data not available | Athletes Village Energy Centre | Athletes Village Energy Centre | Springfield Road | Glasgow | Glasgow City | G40 3HG | Scotland | 261895 | 663735 | Charlotte Street | data not applicable | DAVID STREET (11kV) | 11 | SP Distribution Ltd | Other | Steam-gas turbine (CCGT) | Yes | data not available | data not available | 1.68 | data not applicable | data not applicable | No | 0 | 0 | 0 | data not applicable | data not applicable | No | 0 | 0 | 0 | Yes | Connected | 1.68 | 1.3 | 1.3684 | 0 | 0 | 41730 | data not applicable | data not applicable | data not applicable | data not applicable | data not applicable | data not available | data not available | N | N | data not available | N | data not available | data not available | 44088 | data not available | 94
1170000614981 | [5 empty] | 1170000614972 | Ks spv 49 ltd | Drakelow solar farm | Drakelow Solar Farm | Drakelow | Burton on trent | Derbyshire | DE14 3DP | United Kingdom | 422578 | 320065 | Drakelow 132Kv | Burton South 33Kv S Stn | data not available | 33 | National Grid Electricity Distribution (East Midlands) Plc | Solar | Photovoltaic | No | data not available | data not available | 5 | data not applicable | data not applicable | data not applicable | data not available | data not available | data not applicable | data not applicable | data not applicable | data not applicable | data not available | data not available | data not applicable | data not available | Connected | 5 | 4.75 | 5 | 0.0475 | 0.05 | 42460 | data not applicable | data not applicable | data not applicable | data not applicable | data not applicable | data not applicable | data not applicable | data not available | data not available | data not available | data not available | data not available | data not available | 45750
1170000615007 | [5 empty] | 1170000614990 | Holtwood solar limited | Holtwood farm solar park | Holtwood Farm | Yelt Lane, Doveridge | Ashbourne | Derbyshire | DE6 5JW | United Kingdom | 413033 | 332318 | Willington 132Kv S Stn | Uttoxeter 33Kv S Stn | data not available | 33 | National Grid Electricity Distribution (East Midlands) Plc | Solar | Photovoltaic | No | data not available | data not available | 4.55 | data not applicable | data not applicable | data not applicable | data not available | data not available | data not applicable | data not applicable | data not applicable | data not applicable | data not available | data not available | data not applicable | data not available | Connected | 4.55 | 4.3225 | 4.55 | 0.0798 | 0.084 | 42430 | data not applicable | data not applicable | data not applicable | data not applicable | data not applicable | data not applicable | data not applicable | data not available | data not available | data not available | data not available | data not available | data not available | 45750
1170000615888 | [5 empty] | 1170000615897 | Sun and soil renewable 18 ltd | Morton, padleywood solar farm | Padleywood Farm | Evershill Lane, Morton | Alfreton | Derbyshire | DE55 6HB | United Kingdom | 441086 | 361389 | Chesterfield 132Kv S Stn | Chesterfield 33Kv S Stn | Danesmoor 33 11Kv S Stn | 11 | National Grid Electricity Distribution (East Midlands) Plc | Solar | Photovoltaic | No | data not available | data not available | 3.8 | data not applicable | data not applicable | data not applicable | data not available | data not available | data not applicable | data not applicable | data not applicable | data not applicable | data not available | data not available | data not applicable | data not available | Connected | 3.8 | 3.61 | 3.8 | 0.1425 | 0.15 | 42460 | data not applicable | data not applicable | data not applicable | data not applicable | data not applicable | data not applicable | data not applicable | data not available | data not available | data not available | data not available | data not available | data not available | 45750
1170000616640 | [5 empty] | 1170000616455 | Thornton lane solar farm limited | Thornton lane solar farm | Trornton Lane | Stanton Under Bardon | Markfield | Leicestershire | LE67 9TU | United Kingdom | 446765 | 309661 | Enderby 132Kv S Stn | Coalville 33Kv S Stn | Coalville 11Kv S Stn | 11 | National Grid Electricity Distribution (East Midlands) Plc | Solar | Photovoltaic | No | data not available | data not available | 2.75 | data not applicable | data not applicable | data not applicable | data not available | data not available | data not applicable | data not applicable | data not applicable | data not applicable | data not available | data not available | data not applicable | data not available | Connected | 2.75 | 2.6125 | 2.75 | 0.095 | 0.1 | 42451 | data not applicable | data not applicable | data not applicable | data not applicable | data not applicable | data not applicable | data not applicable | data not available | data not available | data not available | data not available | data not available | data not available | 45750
1170000617236 | [5 empty] | 1170000617227 | Severn trent water limited | Loughborough sewage works, | Loughborough Stw Loughborough (Stw) | Festival Drive - Swingbridge Road | Loughborough | Leicestershire | LE11 5TP | United Kingdom | 453090 | 321038 | Ratcliffe On Soar 132Kv S Stn | Loughborough 132Kv S Stn (M32) | Loughborough 11Kv S Stn | 11 | National Grid Electricity Distribution (East Midlands) Plc | Solar | Photovoltaic | No | data not available | data not available | 1.25 | data not applicable | data not applicable | Yes | data not available | data not available | 0.33 | data not applicable | data not applicable | data not applicable | data not available | data not available | data not applicable | data not available | Connected | 1.58 | 1.501 | 1.58 | 1.425 | 1.5 | 42452 | data not applicable | data not applicable | data not applicable | data not applicable | data not applicable | data not applicable | data not applicable | data not available | data not available | data not available | data not available | data not available | data not available | 45750
1170000619785 | [5 empty] | 1170000619767 | Ebs wymeswold limited | Wymeswold solar farm | Export | Burton Lane | Wymeswold | Leicestershire | LE12 6UA | United Kingdom | 460173 | 322432 | Ratcliffe On Soar 132Kv S Stn | Willoughby 33Kv S Stn | Willoughby 11Kv S Stn | 11 | National Grid Electricity Distribution (East Midlands) Plc | Solar | Photovoltaic | No | data not available | data not available | 1.705 | data not applicable | data not applicable | data not applicable | data not available | data not available | data not applicable | data not applicable | data not applicable | data not applicable | data not available | data not available | data not applicable | data not available | Connected | 1.705 | 1.6198 | 1.705 | 0.038 | 0.04 | 42436 | data not applicable | data not applicable | data not applicable | data not applicable | data not applicable | data not applicable | data not applicable | data not available | data not available | data not available | data not available | data not available | data not available | 45750
1170000619925 | [5 empty] | 1170000619916 | Lightsource spv 139 limited | Stragglethorpe road pv solar park | Stragglethorpe Road Pv Solar Park | Main Road | Radcliffe on trent | Nottinghamshire | NG12 2JZ | United Kingdom | 463790 | 337294 | Stoke Bardolph 132Kv | Nottingham East 33Kv S Stn | data not available | 33 | National Grid Electricity Distribution (East Midlands) Plc | Solar | Photovoltaic | No | data not available | data not available | 4.2 | data not applicable | data not applicable | data not applicable | data not available | data not available | data not applicable | data not applicable | data not applicable | data not applicable | data not available | data not available | data not applicable | data not available | Connected | 4.2 | 3.99 | 4.2 | 0.0399 | 0.042 | 42458 | data not applicable | data not applicable | data not applicable | data not applicable | data not applicable | data not applicable | data not applicable | data not available | data not available | data not available | data not available | data not available | data not available | 45750
1170000625361 | [5 empty] | 1170000625352 | Misson solar limited | Austerfield, bawtry road, norwith farm, misson solar farm | Norwith Farm | Bawtry Road | Austerfield | South Yorkshire | DN10 6BU | United Kingdom | 467430 | 394326 | Staythorpe C 132Kv S Stn | Checkerhouse 33Kv S Stn | Misson 33 11Kv S Stn | 11 | National Grid Electricity Distribution (East Midlands) Plc | Solar | Photovoltaic | No | data not available | data not available | 5 | data not applicable | data not applicable | data not applicable | data not available | data not available | data not applicable | data not applicable | data not applicable | data not applicable | data not available | data not available | data not applicable | data not available | Connected | 5 | 4.75 | 5 | 0.02945 | 0.031 | 42460 | data not applicable | data not applicable | data not applicable | data not applicable | data not applicable | data not applicable | data not applicable | data not available | data not available | data not available | data not available | data not available | data not available | 45750
1170000625690 | [5 empty] | 1170000625681 | Millclose solar limited | Littlewood farm pv | Littlewood Farm Cottage | Littlewood Lane, Pleasley Vale | Mansfield | Nottinghamshire | NG19 8RR | United Kingdom | 453196 | 365416 | Chesterfield 132Kv S Stn | Mansfield 33Kv S Stn | data not available | 33 | National Grid Electricity Distribution (East Midlands) Plc | Solar | Photovoltaic | No | data not available | data not available | 3.96 | data not applicable | data not applicable | data not applicable | data not available | data not available | data not applicable | data not applicable | data not applicable | data not applicable | data not available | data not available | data not applicable | data not available | Connected | 3.96 | 3.61 | 3.8 | 0.0285 | 0.03 | 42821 | data not applicable | data not applicable | data not applicable | data not applicable | data not applicable | data not applicable | data not applicable | data not available | data not available | data not available | data not available | data not available | data not available | 45750
1170000626825 | [5 empty] | 1170000626816 | Renewi uk services limited | Derby and derbyshire new waste (nwft) | Derby Waste Treatment Centre | Sinfin Lane | Derby | Derbyshire | DE24 9GF | United Kingdom | 435288 | 333026 | Willington 132Kv S Stn | Derby South 33Kv S Stn | data not available | 33 | National Grid Electricity Distribution (East Midlands) Plc | Waste | Steam turbine (thermal power plant) | No | data not available | data not available | 19.5 | data not applicable | data not applicable | data not applicable | data not available | data not available | data not applicable | data not applicable | data not applicable | data not applicable | data not available | data not available | data not applicable | data not available | Connected | 19.5 | 15.0015 | 15.791 | 7.6 | 8 | 42887 | data not applicable | data not applicable | data not applicable | data not applicable | data not applicable | data not applicable | data not applicable | data not available | data not available | data not available | data not available | data not available | data not available | 45750
1170000627457 | [5 empty] | 1170000627448 | Oxcroft solar ltd | Oxcroft solar farm | Oxcroft Farm | Stanfree | Chesterfield | Derbyshire | S44 6AG | United Kingdom | 446883 | 374102 | Chesterfield 132Kv S Stn | Whitwell 33Kv S Stn | data not available | 33 | National Grid Electricity Distribution (East Midlands) Plc | Solar | Photovoltaic | No | data not available | data not available | 3.5 | data not applicable | data not applicable | No | data not available | data not available | 1 | data not applicable | data not applicable | data not applicable | data not available | data not available | data not applicable | data not available | Connected | 4.5 | 4.275 | 4.5 | 0.8075 | 0.85 | 42522 | data not applicable | data not applicable | data not applicable | data not applicable | data not applicable | data not applicable | data not applicable | data not available | data not available | data not available | data not available | data not available | data not available | 45750
1170000627518 | [5 empty] | 1170000627484 | Spf thirty acres ltd | Thirty acres farm | Thirty Acres | Carter Lane, Warsop Vale | Mansfield | Nottinghamshire | NG20 8XT | United Kingdom | 453432 | 367916 | Chesterfield 132Kv S Stn | Mansfield 33Kv S Stn | Acreage Lane 33 11Kv S Stn | 11 | National Grid Electricity Distribution (East Midlands) Plc | Solar | Photovoltaic | No | data not available | data not available | 3 | data not applicable | data not applicable | data not applicable | data not available | data not available | data not applicable | data not applicable | data not applicable | data not applicable | data not available | data not available | data not applicable | data not available | Connected | 3 | 2.85 | 3 | 0.0285 | 0.03 | 42460 | data not applicable | data not applicable | data not applicable | data not applicable | data not applicable | data not applicable | data not applicable | data not available | data not available | data not available | data not available | data not available | data not available | 45750
1170000628168 | [5 empty] | 1170000628130 | Amp gm024 limited | Asfordby north solar site, welby lane | Rmu1, Asfordby Solar Farm | Welby Lane, Asfordby | Melton mowbray | Leicestershire | LE14 3JL | United Kingdom | 472190 | 320930 | Grendon 132Kv S Stn | Melton Mowbray 33Kv S Stn | Holwell 33 11Kv S Stn | 11 | National Grid Electricity Distribution (East Midlands) Plc | Solar | Photovoltaic | No | data not available | data not available | 5 | data not applicable | data not applicable | data not applicable | data not available | data not available | data not applicable | data not applicable | data not applicable | data not applicable | data not available | data not available | data not applicable | data not available | Connected | 5 | 4.75 | 5 | 0.19 | 0.2 | 42459 | data not applicable | data not applicable | data not applicable | data not applicable | data not applicable | data not applicable | data not applicable | data not available | data not available | data not available | data not available | data not available | data not available | 45750
1170000628186 | [5 empty] | 1170000628177 | First renewable psi limited | Asfordby south solar site, welby lane | Rmu2 | Welby Lane | Melton mowbray | Leicestershire | LE14 3JL | United Kingdom | 472190 | 320930 | Grendon 132Kv S Stn | Melton Mowbray 33Kv S Stn | Holwell 33 11Kv S Stn | 11 | National Grid Electricity Distribution (East Midlands) Plc | Solar | Photovoltaic | No | data not available | data not available | 5 | data not applicable | data not applicable | data not applicable | data not available | data not available | data not applicable | data not applicable | data not applicable | data not applicable | data not available | data not available | data not applicable | data not available | Connected | 5 | 4.75 | 5 | 0.19 | 0.2 | 42459 | data not applicable | data not applicable | data not applicable | data not applicable | data not applicable | data not applicable | data not applicable | data not available | data not available | data not available | data not available | data not available | data not available | 45750
1170000628326 | [5 empty] | 1170000628317 | Sunventures 4 ltd | Nailstone solar park, crown farm, nailstone, nuneaton, leicestershire, cv13 0ql | Photovoltaic Installation, Crown Farm | Bagworth Road | Nailstone | Leicestershire | CV13 0QL | United Kingdom | 443152 | 307998 | Enderby 132Kv S Stn | Coalville 33Kv S Stn | Nailstone 33 11Kv S Stn | 11 | National Grid Electricity Distribution (East Midlands) Plc | Solar | Photovoltaic | No | data not available | data not available | 3.808 | data not applicable | data not applicable | data not applicable | data not available | data not available | data not applicable | data not applicable | data not applicable | data not applicable | data not available | data not available | data not applicable | data not available | Connected | 3.808 | 4.18 | 4.4 | 0.0475 | 0.05 | 42398 | data not applicable | data not applicable | data not applicable | data not applicable | data not applicable | data not applicable | data not applicable | data not available | data not available | data not available | data not available | data not available | data not available | 45750
1170000628335 | [5 empty] | 1170000628308 | Sunventures 2 ltd | Ingles hill (ashby) solar farm, burton road, le65 2te | Ingles Hill Farm | Burton Road | Ashby-de-la-zouch | Leicestershire | LE65 2TE | United Kingdom | 434524 | 317777 | Drakelow 132Kv | Gresley 33Kv S Stn | Ashby 33 11Kv S Stn | 11 | National Grid Electricity Distribution (East Midlands) Plc | Solar | Photovoltaic | No | data not available | data not available | 2.5 | data not applicable | data not applicable | data not applicable | data not available | data not available | data not applicable | data not applicable | data not applicable | data not applicable | data not available | data not available | data not applicable | data not available | Connected | 2.5 | 2.375 | 2.5 | 0.03325 | 0.035 | 42398 | data not applicable | data not applicable | data not applicable | data not applicable | data not applicable | data not applicable | data not applicable | data not available | data not available | data not available | data not available | data not available | data not available | 45750
1170000629659 | [5 empty] | 1170000629640 | Tower hayes solar limited | Tower hayes solar park | Little Battleflat Farm | West Land | Ellistown | Leicestershire | LE67 1FA | United Kingdom | 444447 | 310439 | Enderby 132Kv S Stn | Coalville 33Kv S Stn | data not available | 33 | National Grid Electricity Distribution (East Midlands) Plc | Solar | Photovoltaic | No | data not available | data not available | 4.4 | data not applicable | data not applicable | data not applicable | data not available | data not available | data not applicable | data not applicable | data not applicable | data not applicable | data not available | data not available | data not applicable | data not available | Connected | 4.4 | 4.18 | 4.4 | 0.0475 | 0.05 | 42473 | data not applicable | data not applicable | data not applicable | data not applicable | data not applicable | data not applicable | data not applicable | data not available | data not available | data not available | data not available | data not available | data not available | 45750
1170000630422 | [5 empty] | 1170000630413 | Obton solenergi nagel gmbh & co kg | Twin yards farm | Twin Yards Farm | Beristow Lane, Hilcote | Alfreton | Derbyshire | DE55 2FW | United Kingdom | 445738 | 357880 | Chesterfield 132Kv S Stn | Annesley 33Kv S Stn | data not available | 33 | National Grid Electricity Distribution (East Midlands) Plc | Solar | Photovoltaic | No | data not available | data not available | 4.08 | data not applicable | data not applicable | data not applicable | data not available | data not available | data not applicable | data not applicable | data not applicable | data not applicable | data not available | data not available | data not applicable | data not available | Connected | 4.08 | 4.7196 | 4.968 | 0.0475 | 0.05 | 42818 | data not applicable | data not applicable | data not applicable | data not applicable | data not applicable | data not applicable | data not applicable | data not available | data not available | data not available | data not available | data not available | data not available | 45750
1170000631435 | [5 empty] | 1170000631426 | Le solar 51 limited | Barnby moor solar farm | Barnby Moor Solar Farm | Retford Road, Barnby Moor | Retford | Nottinghamshire | DN22 8QF | United Kingdom | 464290 | 385890 | Staythorpe C 132Kv S Stn | Checkerhouse 33Kv S Stn | data not available | 33 | National Grid Electricity Distribution (East Midlands) Plc | Solar | Photovoltaic | No | data not available | data not available | 3.9 | data not applicable | data not applicable | data not applicable | data not available | data not available | data not applicable | data not applicable | data not applicable | data not applicable | data not available | data not available | data not applicable | data not available | Connected | 3.9 | 3.7905 | 3.99 | 0.095 | 0.1 | 42804 | data not applicable | data not applicable | data not applicable | data not applicable | data not applicable | data not applicable | data not applicable | data not available | data not available | data not available | data not available | data not available | data not available | 45750
1170000632615 | [5 empty] | 1170000632606 | Lightsource spv 95 limited | The breck solar park | The Breck Solar Farm | Breck Lane | Barrow hill | Derbyshire | S43 2NP | United Kingdom | 442610 | 376319 | Chesterfield 132Kv S Stn | Staveley 33Kv S Stn | data not available | 33 | National Grid Electricity Distribution (East Midlands) Plc | Solar | Photovoltaic | No | data not available | data not available | 4.2 | data not applicable | data not applicable | data not applicable | data not available | data not available | data not applicable | data not applicable | data not applicable | data not applicable | data not available | data not available | data not applicable | data not available | Connected | 4.2 | 3.99 | 4.2 | 0.0684 | 0.072 | 42446 | data not applicable | data not applicable | data not applicable | data not applicable | data not applicable | data not applicable | data not applicable | data not available | data not available | data not available | data not available | data not available | data not available | 45750
data not available | [5 empty] | data not available | data not available | Clwyd Close | 2.5Mw Gen Clwyd Close | Hawarden | Deeside | Dee Valley and Mid Wales | CH5 3PZ | Wales | 333851 | 364987 | CONNAHS QUAY / PENTIR / ST ASAPH (CONQ) | CASTLE CEMENT GT1 / HAWARDEN GT1 / SALTNEY GT1 / SALTNEY G2B | AIRBUS T1 / BROUGHTON RETAIL PARK T1 / MIXALLOY T1 | 33 | SP Manweb plc | Fossil - Gas | Steam-gas turbine (CCGT) | Yes | 0 | 0 | 2.5 | data not applicable | data not applicable | No | 0 | 0 | 0 | data not applicable | data not applicable | No | 0 | 0 | 0 | data not available | Connected | 2.5 | 2.5 | 2.6316 | data not applicable | data not applicable | data not available | data not applicable | data not applicable | data not applicable | data not applicable | data not applicable | 43448 | data not applicable | N | N | data not available | N | 613639709 | data not available | 44088 | data not available | 218
1170000636512 | [5 empty] | 1170000636503 | Lincoln skegness solar farm limited | Lincoln farm solar | Lincoln Farm | Wainfleet Road, Irby-In-The-Marsh | Skegness | Lincolnshire | PE24 5AT | United Kingdom | 547402 | 362880 | Bicker Fen 132Kv S Stn | Skegness 33Kv S Stn | data not available | 33 | National Grid Electricity Distribution (East Midlands) Plc | Solar | Photovoltaic | No | data not available | data not available | 8.8 | data not applicable | data not applicable | data not applicable | data not available | data not available | data not applicable | data not applicable | data not applicable | data not applicable | data not available | data not available | data not applicable | data not available | Connected | 8.8 | 8.36 | 8.8 | 0.076 | 0.08 | 42446 | data not applicable | data not applicable | data not applicable | data not applicable | data not applicable | data not applicable | data not applicable | data not available | data not available | data not available | data not available | data not available | data not available | 45750
1170000641293 | [5 empty] | 1170000641284 | Basin bridge solar limited | Stoke golding, basin bridge lane, basin bridge solar farm | Basin Bridge Farm | Basin Bridge Lane, Stoke Golding | Nuneaton | Leicestershire | CV13 6JJ | United Kingdom | 439535 | 296114 | Coventry 132Kv S Stn | Hinckley 33Kv S Stn | Middlefield 33 11Kv S Stn | 11 | National Grid Electricity Distribution (East Midlands) Plc | Solar | Photovoltaic | No | data not available | data not available | 4 | data not applicable | data not applicable | data not applicable | data not available | data not available | data not applicable | data not applicable | data not applicable | data not applicable | data not available | data not available | data not applicable | data not available | Connected | 4 | 3.8 | 4 | 0.01615 | 0.017 | 42582 | data not applicable | data not applicable | data not applicable | data not applicable | data not applicable | data not applicable | data not applicable | data not available | data not available | data not available | data not available | data not available | data not available | 45750
1170000641489 | [5 empty] | 1170000641470 | Wel solar park 10 ltd | Mill farm solar | Hell Lane | High Dyke, Great Ponton | Grantham | Lincolnshire | NG33 5DP | United Kingdom | 494806 | 331012 | Bicker Fen 132Kv S Stn | Grantham 33Kv S Stn | data not available | 33 | National Grid Electricity Distribution (East Midlands) Plc | Solar | Photovoltaic | No | data not available | data not available | 4.5 | data not applicable | data not applicable | data not applicable | data not available | data not available | data not applicable | data not applicable | data not applicable | data not applicable | data not available | data not available | data not applicable | data not available | Connected | 4.5 | 4.275 | 4.5 | 0.0475 | 0.05 | 42460 | data not applicable | data not applicable | data not applicable | data not applicable | data not applicable | data not applicable | data not applicable | data not available | data not available | data not available | data not available | data not available | data not available | 45750
data not available | [5 empty] | data not available | data not available | MATERNITY HOSPITAL | data not available | data not available | data not available | Merseyside | data not available | England | 336197 | 389597 | LISTER DRIVE | LISTER DV B GT3 / SPARLING ST GT1 / WAVERTREE GT2 | BEAUMONT ST T1 / DINGLE VALE T1 / LARK LA T1 / MDHB BRUNSWICK DOCK T1 | 33 | SP Manweb plc | Fossil - Gas | Steam-gas turbine (CCGT) | Yes | 0 | 0 | 1.6 | data not applicable | data not applicable | No | 0 | 0 | 0 | data not applicable | data not applicable | No | 0 | 0 | 0 | data not available | Connected | 1.6 | 1.6 | 1.6842 | data not applicable | data not applicable | data not available | data not applicable | data not applicable | data not applicable | data not applicable | data not applicable | 43438 | data not applicable | N | N | data not available | N | 613750225 | data not available | 45625 | data not available | 525
data not available | [5 empty] | data not available | data not available | Recipharm HC Ltd, | Recipharm Holmes Chapel | London Road | Crewe | Mid Cheshire | CW4 8BE | England | 376720 | 366752 | CARRINGTON / FIDDLERS FERRY | ELWORTH GT1 / ELWORTH GT2 / KNUTSFORD GT1 / KNUTSFORD GT2 | FISONS T1 | 33 | SP Manweb plc | Fossil - Gas | Steam-gas turbine (CCGT) | Yes | 0 | 0 | 1.55 | data not applicable | data not applicable | No | 0 | 0 | 0 | data not applicable | data not applicable | No | 0 | 0 | 0 | data not available | Connected | 1.55 | 1.55 | 1.6316 |  | data not available | data not available | data not applicable | data not applicable | data not applicable | data not applicable | data not applicable | data not available | data not applicable | N | N | data not available | N | data not available | data not available | 45625 | data not available | 655
data not available | [5 empty] | data not applicable | data not available | Devro | Gartferry Road | data not available | Moodiesburn | Lanarkshire | G69 0JE | Scotland | 270691 | 671470 | Cumbernauld | data not applicable | CONDORRAT (11kV) | 11 | SP Distribution Ltd | Other | Steam-gas turbine (CCGT) | Yes | 0 | 0 | 2 | data not applicable | data not applicable | No | 0 | 0 | 0 | data not applicable | data not applicable | No | 0 | 0 | 0 | No | Connected | 2 | 0 | 0 | 0 | 0 | data not available | data not applicable | data not applicable | data not applicable | data not applicable | data not applicable | data not available | data not available | N | N | data not available | N | 118657 | data not available | 44088 | data not available | 251
1170000671109 | [5 empty] | 1170000671093 | Deepdale farm solar ltd | Deepdale solar farm | Deepdale Farm | Moor Lane, Leasingham | Sleaford | Lincolnshire | NG34 8SH | United Kingdom | 507416 | 349027 | Bicker Fen 132Kv S Stn | Sleaford 33Kv S Stn | data not available | 33 | National Grid Electricity Distribution (East Midlands) Plc | Solar | Photovoltaic | No | data not available | data not available | 3.9 | data not applicable | data not applicable | data not applicable | data not available | data not available | data not applicable | data not applicable | data not applicable | data not applicable | data not available | data not available | data not applicable | data not available | Connected | 3.9 | 3.705 | 3.9 | 0.0475 | 0.05 | 42550 | data not applicable | data not applicable | data not applicable | data not applicable | data not applicable | data not applicable | data not applicable | data not available | data not available | data not available | data not available | data not available | data not available | 45750
1170000671127 | [5 empty] | 1170000671118 | Burton wold wind farm south ltd | Burton wold south wind farm | Burton Wold South Wind Farm | Wold Road | Burton latimer | Northamptonshire | NN15 5PU | United Kingdom | 491292 | 274484 | Grendon 132Kv S Stn | Irthlingborough 33Kv S Stn | data not available | 33 | National Grid Electricity Distribution (East Midlands) Plc | Wind | Onshore wind turbines | No | data not available | data not available | 8.34 | data not applicable | data not applicable | data not applicable | data not available | data not available | data not applicable | data not applicable | data not applicable | data not applicable | data not available | data not available | data not applicable | data not available | Connected | 8.34 | 8.34 | 8.779 | 0.0475 | 0.05 | 42797 | data not applicable | data not applicable | data not applicable | data not applicable | data not applicable | data not applicable | data not applicable | data not available | data not available | data not available | data not available | data not available | data not available | 45750
data not available | [5 empty] | data not applicable | data not available | Bush Energy Centre | Bush Farm Road | data not available | Edinburgh | Renfrewshire | EH25 9RG | Scotland | 325033 | 664250 | Kaimes | data not applicable | BUSH ESTATE (11kV) | 11 | SP Distribution Ltd | Other | Steam-gas turbine (CCGT) | Yes | 0 | 0 | 0 | data not applicable | data not applicable | No | 0 | 0 | 0 | data not applicable | data not applicable | No | 0 | 0 | 0 | Yes | data not available | data not applicable | data not applicable | data not applicable | data not applicable | data not applicable | data not applicable | data not applicable | data not applicable | data not applicable | data not applicable | data not applicable | data not available | data not available | N | N | data not available | N | data not available | data not available | 44088 | data not available | 167
1170000713479 | [5 empty] | 1170000713488 | Blisworth solar limited | Blisworth hill pv farm | Export | Blisworth Road, Blisworth | Northampton | Northamptonshire | NN7 2LN | United Kingdom | 473778 | 252324 | Grendon 132Kv S Stn | Northampton 33Kv S Stn | Roade 33 11Kv S Stn | 11 | National Grid Electricity Distribution (East Midlands) Plc | Solar | Photovoltaic | No | data not available | data not available | 3 | data not applicable | data not applicable | data not applicable | data not available | data not available | data not applicable | data not applicable | data not applicable | data not applicable | data not available | data not available | data not applicable | data not available | Connected | 3 | 2.85 | 3 | 0.0475 | 0.05 | 42654 | data not applicable | data not applicable | data not applicable | data not applicable | data not applicable | data not applicable | data not applicable | data not available | data not available | data not available | data not available | data not available | data not available | 45750
data not available | [5 empty] | data not available | data not available | Possible 2MW gen at Winsford Police HQ. | Winsford Police Hq | Collingham Way | Winsford | Cheshire | CW7 2BH | England | 364946 | 366428 | CARRINGTON / FIDDLERS FERRY | HARTFORD GT1 / LOSTOCK GT2 / WINSFORD GT1 / WINSFORD GT2 | CHURCH ST WINSFORD - OVER - WHARTON PARK - WOODFORD PARK | 33 | SP Manweb plc | Fossil - Gas | Steam-gas turbine (CCGT) | Yes | 0 | 0 | 2 | data not applicable | data not applicable | No | 0 | 0 | 0 | data not applicable | data not applicable | No | 0 | 0 | 0 | data not available | Connected | 2 | 2 | 2.1053 | data not applicable | data not applicable | data not available | data not applicable | data not applicable | data not applicable | data not applicable | data not applicable | data not available | data not applicable | N | N | data not available | N | data not available | data not available | 44088 | data not available | 640
1170000722701 | [5 empty] | 1170000722696 | French farm ltd | Crowland, french farm wind farm | Export Windfarm, Falls Farm | French Drove, Thorney | Peterborough | Cambridgeshire | PE6 0PQ | United Kingdom | 527832 | 308334 | Walpole 132Kv S Stn | Spalding Clay Lake 33Kv S Stn | data not available | 33 | National Grid Electricity Distribution (East Midlands) Plc | Wind | Onshore wind turbines | No | data not available | data not available | 4.2 | data not applicable | data not applicable | data not applicable | data not available | data not available | data not applicable | data not applicable | data not applicable | data not applicable | data not available | data not available | data not applicable | data not available | Connected | 4.2 | 3.99 | 4.2 | 0.07125 | 0.075 | 42636 | data not applicable | data not applicable | data not applicable | data not applicable | data not applicable | data not applicable | data not applicable | data not available | data not available | data not available | data not available | data not available | data not available | 45750
1170000722757 | [5 empty] | 1170000722748 | Equitix esi chp (nottingham) ltd | John brookes sawmill | John Brookes Sawmill Limited Broughton Grange | Fosse Way, Widmerpool | Nottingham | Nottinghamshire | NG12 5PS | United Kingdom | 465239 | 327796 | Ratcliffe On Soar 132Kv S Stn | Willoughby 33Kv S Stn | data not available | 33 | National Grid Electricity Distribution (East Midlands) Plc | Waste | Steam turbine (thermal power plant) | No | data not available | data not available | 7.8 | data not applicable | data not applicable | data not applicable | data not available | data not available | data not applicable | data not applicable | data not applicable | data not applicable | data not available | data not available | data not applicable | data not available | Connected | 7.8 | 6.65 | 7 | 1.045 | 1.1 | 42795 | data not applicable | data not applicable | data not applicable | data not applicable | data not applicable | data not applicable | data not applicable | data not available | data not available | data not available | data not available | data not available | data not available | 45750
DATA NOT AVAILABLE | [5 empty] | 1600000138260 | DATA NOT AVAILABLE | LANCS ENTERPRISES BUSINESS PARK | CENTURION WAY | FARINGTON | LEYLAND | LANCASHIRE | PR26 6TZ | ENGLAND | 353995 | 423596 | PENWORTHAM WEST GSP / STANAH GSP GROUP | LEYLAND | - | 33 | ELECTRICITY NORTH WEST LIMITED | FOSSIL - OIL | ENGINE (COMBUSTION / RECIPROCATING) | YES | 0 | 0 | 7.62 |  |  |  | 0 | 0 | 0 |  |  |  | 0 | 0 | 0 | NO | CONNECTED | 7.62 | 0 | 0 | 4.75 | 5 | 2004-03-31 |  |  |  | 0 | 0 |  |  | NO | NO |  |  |  |  | 2021-12-06 | 53.70675136457525, -2.698408454368587
1170000736769 | [5 empty] | 1170000736750 | Ne energy one limited | Newstead & annesley wind turbine | Newstead And Annesley Country Park | Tilford Road, Newstead Village | Newstead | Nottinghamshire | NG15 0BS | United Kingdom | 452552 | 353446 | Chesterfield 132Kv S Stn | Annesley 33Kv S Stn | Annesley (Kirkby) 11Kv S Stn | 11 | National Grid Electricity Distribution (East Midlands) Plc | Wind | Onshore wind turbines | No | data not available | data not available | 1.6 | data not applicable | data not applicable | data not applicable | data not available | data not available | data not applicable | data not applicable | data not applicable | data not applicable | data not available | data not available | data not applicable | data not available | Connected | 1.6 | 1.52 | 1.6 | 0.0665 | 0.07 | 42716 | data not applicable | data not applicable | data not applicable | data not applicable | data not applicable | data not applicable | data not applicable | data not available | data not available | data not available | data not available | data not available | data not available | 45750
2000000000000 | [5 empty] | 2000000000000 | DATA NOT AVAILABLE | BASIS1ZZ | BASINGSTOKE STW | DATA NOT AVAILABLE | BASINGSTOKE | HAMPSHIRE | RG24 8LL | ENGLAND | 467283 | 155304 | BRAMLEY (BASI) | BASINGSTOKE | CHINEHAM | 11 | SOUTHERN ELECTRIC POWER DISTRIBUTION PLC | BIOFUEL - SEWAGE GAS | DATA NOT AVAILABLE | YES | DATA NOT AVAILABLE | DATA NOT AVAILABLE | 1.3 | DATA NOT AVAILABLE | DATA NOT AVAILABLE | DATA NOT AVAILABLE | DATA NOT AVAILABLE | DATA NOT AVAILABLE | DATA NOT AVAILABLE | DATA NOT AVAILABLE | DATA NOT AVAILABLE | DATA NOT AVAILABLE | DATA NOT AVAILABLE | DATA NOT AVAILABLE | DATA NOT AVAILABLE | NO | CONNECTED | 1.3 | 1.3 | 1.368 | DATA NOT AVAILABLE | DATA NOT AVAILABLE | DATA NOT AVAILABLE | DATA NOT AVAILABLE | DATA NOT AVAILABLE | DATA NOT AVAILABLE | DATA NOT AVAILABLE | DATA NOT AVAILABLE | DATA NOT AVAILABLE | DATA NOT AVAILABLE | N | DATA NOT AVAILABLE | DATA NOT AVAILABLE | DATA NOT AVAILABLE | DATA NOT AVAILABLE | DATA NOT AVAILABLE | 44105
1170000744209 | [5 empty] | 1170000744218 | Kislingbury m1 solar limited | Kislingbury m1 solar | Off Banbury Lane (From South) | Off Rothersthorpe Road (North), Rothersthorpe | Northampton | Northamptonshire | NN7 3JA | United Kingdom | 470221 | 257006 | Grendon 132Kv S Stn | Northampton West 33Kv S Stn | Banbury Lane 33 11Kv S Stn | 11 | National Grid Electricity Distribution (East Midlands) Plc | Solar | Photovoltaic | No | data not available | data not available | 3.92 | data not applicable | data not applicable | data not applicable | data not available | data not available | data not applicable | data not applicable | data not applicable | data not applicable | data not available | data not available | data not applicable | data not available | Connected | 3.92 | 3.724 | 3.92 | 0.0475 | 0.05 | 42816 | data not applicable | data not applicable | data not applicable | data not applicable | data not applicable | data not applicable | data not applicable | data not available | data not available | data not available | data not available | data not available | data not available | 45750
1014572608644 | [6 empty] | Data not availible | SEWAGE TREATMENT WORKS |  |  | Watford | Herts | WD3 9SF | England | 503790 | 192160 | Watford South | - | Rickmansworth Grid 11kV | 11 | Eastern Power Networks (EPN) | Biofuel - Other | Engine (combustion / reciprocating) |  |  |  | 1.8 | [12 empty] | No | Connected | 1.8 | 1.8 | 1.895 |  |  | 2000-10-02 | [13 empty] | 2024-11-14 | -0.44339 | 51.7639 | 51.7638799047818, -0.44339370576548 | EPN-S0000000H8052 | Fossil fuel
1170000756199 | [5 empty] | 1170000756180 | Robert thomas farms | Land off field lane | Ashfield Farm | Beck Lane, Blidworth | Mansfield | Nottinghamshire | NG21 0QA | United Kingdom | 459340 | 355056 | Chesterfield 132Kv S Stn | Annesley 33Kv S Stn | Blidworth 33 11Kv S Stn | 11 | National Grid Electricity Distribution (East Midlands) Plc | Solar | Photovoltaic | No | data not available | data not available | 0.25 | data not applicable | data not applicable | data not applicable | data not available | data not available | data not applicable | data not applicable | data not applicable | data not applicable | data not available | data not available | data not applicable | data not available | Connected | 0.25 | 1.425 | 1.5 | 0.2375 | 0.25 | 42795 | data not applicable | data not applicable | data not applicable | data not applicable | data not applicable | data not applicable | data not applicable | data not available | data not available | data not available | data not available | data not available | data not available | 45750
1170000759394 | [5 empty] | 1170000759836 | Ssr seaton limited | Seaton road solar farm | Solar Farm | Seaton Road | Uppingham | Rutland | LE15 9BG | United Kingdom | 487547 | 299425 | Grendon 132Kv S Stn | Oakham 33Kv S Stn | Uppingham 33 11Kv S Stn | 11 | National Grid Electricity Distribution (East Midlands) Plc | Solar | Photovoltaic | No | data not available | data not available | 3.25 | data not applicable | data not applicable | data not applicable | data not available | data not available | data not applicable | data not applicable | data not applicable | data not applicable | data not available | data not available | data not applicable | data not available | Connected | 3.25 | 3.0875 | 3.25 | 0.076 | 0.08 | 42817 | data not applicable | data not applicable | data not applicable | data not applicable | data not applicable | data not applicable | data not applicable | data not available | data not available | data not available | data not available | data not available | data not available | 45750
1170000759687 | [5 empty] | 1170000759678 | Luminous energy (ca) ltd | Fosse way radford semele solar farm | Fosse Way | Radford Semile | Leamington spa | Warwickshire | CV3 1JX | United Kingdom | 435383 | 262042 | Berkswell 132Kv S Stn | Harbury 33Kv S Stn | data not available | 33 | National Grid Electricity Distribution (East Midlands) Plc | Solar | Photovoltaic | No | data not available | data not available | 5 | data not applicable | data not applicable | data not applicable | data not available | data not available | data not applicable | data not applicable | data not applicable | data not applicable | data not available | data not available | data not applicable | data not available | Connected | 5 | 4.75 | 5 | 0.0285 | 0.03 | 42767 | data not applicable | data not applicable | data not applicable | data not applicable | data not applicable | data not applicable | data not applicable | data not available | data not available | data not available | data not available | data not available | data not available | 45750
1170000761659 | [5 empty] | 1170000761640 | Lightsource spv 177 limited | Meadow farm | Meadow Farm | Main Street, Thorpe Langton | Market harborough | Leicestershire | LE16 7TS | United Kingdom | 473959 | 292590 | Grendon 132Kv S Stn | Kibworth 33Kv S Stn | data not available | 33 | National Grid Electricity Distribution (East Midlands) Plc | Solar | Photovoltaic | No | data not available | data not available | 3.9 | data not applicable | data not applicable | data not applicable | data not available | data not available | data not applicable | data not applicable | data not applicable | data not applicable | data not available | data not available | data not applicable | data not available | Connected | 3.9 | 3.705 | 3.9 | 0.0475 | 0.05 | 42804 | data not applicable | data not applicable | data not applicable | data not applicable | data not applicable | data not applicable | data not applicable | data not available | data not available | data not available | data not available | data not available | data not available | 45750
1170000768566 | [5 empty] | 1170000768557 | Hyde farm solar limited | Hyde solar farm | Hyde Farm | Warrington Road | Olney | Buckinghamshire | MK46 4DU | United Kingdom | 488765 | 253909 | Grendon 132Kv S Stn | Northampton East 33Kv S Stn | data not available | 33 | National Grid Electricity Distribution (East Midlands) Plc | Solar | Photovoltaic | No | data not available | data not available | 4.16 | data not applicable | data not applicable | data not applicable | data not available | data not available | data not applicable | data not applicable | data not applicable | data not applicable | data not available | data not available | data not applicable | data not available | Connected | 4.16 | 4.275 | 4.5 | 0.095 | 0.1 | 42807 | data not applicable | data not applicable | data not applicable | data not applicable | data not applicable | data not applicable | data not applicable | data not available | data not available | data not available | data not available | data not available | data not available | 45750
1170000772465 | [5 empty] | 1170000772456 | Dayfields solar limited | Dayfields farm | Dayfields Farm | Atlow | Ashbourne | Derbyshire | DE6 1NU | United Kingdom | 423399 | 347814 | Willington 132Kv S Stn | Winster 33Kv S Stn | data not available | 33 | National Grid Electricity Distribution (East Midlands) Plc | Solar | Photovoltaic | No | data not available | data not available | 4.38 | data not applicable | data not applicable | data not applicable | data not available | data not available | data not applicable | data not applicable | data not applicable | data not applicable | data not available | data not available | data not applicable | data not available | Connected | 4.38 | 4.3605 | 4.59 | 0.02375 | 0.025 | 42808 | data not applicable | data not applicable | data not applicable | data not applicable | data not applicable | data not applicable | data not applicable | data not available | data not available | data not available | data not available | data not available | data not available | 45750
1170000775350 | [5 empty] | 1170000775340 | Lark energy bilsthorpe ltd | Bilsthorpe pv | Featherstone House Farm | Mickledale Lane, Bilsthorpe | Newark | Nottinghamshire | NG22 8RD | United Kingdom | 464098 | 360832 | Chesterfield 132Kv S Stn | Clipstone 33Kv S Stn | data not available | 33 | National Grid Electricity Distribution (East Midlands) Plc | Solar | Photovoltaic | No | data not available | data not available | 3.9 | data not applicable | data not applicable | data not applicable | data not available | data not available | data not applicable | data not applicable | data not applicable | data not applicable | data not available | data not available | data not applicable | data not available | Connected | 3.9 | 4.75 | 5 | 0.095 | 0.1 | 42818 | data not applicable | data not applicable | data not applicable | data not applicable | data not applicable | data not applicable | data not applicable | data not available | data not available | data not available | data not available | data not available | data not available | 45750
1170000775721 | [5 empty] | 1170000775712 | Lightsource spv 65 limited | Bolsover moor solar farm | Export | Rotherham Road, Bolsover | Chesterfield | Derbyshire | S80 4GZ | United Kingdom | 449770 | 371858 | Chesterfield 132Kv S Stn | Whitwell 33Kv S Stn | data not available | 33 | National Grid Electricity Distribution (East Midlands) Plc | Solar | Photovoltaic | No | data not available | data not available | 4 | data not applicable | data not applicable | data not applicable | data not available | data not available | data not applicable | data not applicable | data not applicable | data not applicable | data not available | data not available | data not applicable | data not available | Connected | 4 | 4.0375 | 4.25 | 0.04085 | 0.043 | 42794 | data not applicable | data not applicable | data not applicable | data not applicable | data not applicable | data not applicable | data not applicable | data not available | data not available | data not available | data not available | data not available | data not available | 45750
1170000783314 | [5 empty] | 1170000783305 | Parabel gypsum limited | Sutton bonnington solar farm | Sutton Bonnington Farm | Barrow Road, Sileby | Loughborough | Leicester | LE12 7LR | United Kingdom | 459766 | 316176 | Ratcliffe On Soar 132Kv S Stn | Willoughby 33Kv S Stn | data not available | 33 | National Grid Electricity Distribution (East Midlands) Plc | Solar | Photovoltaic | No | data not available | data not available | 3.948 | data not applicable | data not applicable | data not applicable | data not available | data not available | data not applicable | data not applicable | data not applicable | data not applicable | data not available | data not available | data not applicable | data not available | Connected | 3.948 | 4.275 | 4.5 | 0.0475 | 0.05 | 42824 | data not applicable | data not applicable | data not applicable | data not applicable | data not applicable | data not applicable | data not applicable | data not available | data not available | data not available | data not available | data not available | data not available | 45750
Data not available | [6 empty] | Data not availible | SHANKS MCEWAN LTD |  |  | Peterborough | Cambs | PE1 3TB | England | 520530 | 301900 | Walpole | - | Peterborough East Grid 11kV | 11 | Eastern Power Networks (EPN) | Biofuel - Landfill gas | Engine (combustion / reciprocating) |  |  |  | 1.96 | [12 empty] | No | Connected | 1.96 | 1.96 | 2.063 | 0.3 | 0.316 | 2002-04-16 | [13 empty] | 2024-11-14 | -0.24545 | 51.5839 | 51.5839462545395, -0.245452527419299 | EPN-S0000000F8073 | Fossil fuel
1170000790250 | [5 empty] | 1170000790241 | Green lane solar limited | Marchington, green lane | Export Panels At, Marchington Solar Limited | Green Lane | Marchington | Staffordshire | ST14 8XR | United Kingdom | 414644 | 330986 | Willington 132Kv S Stn | Uttoxeter 33Kv S Stn | data not available | 33 | National Grid Electricity Distribution (East Midlands) Plc | Solar | Photovoltaic | No | data not available | data not available | 3.32 | data not applicable | data not applicable | data not applicable | data not available | data not available | data not applicable | data not applicable | data not applicable | data not applicable | data not available | data not available | data not applicable | data not available | Connected | 3.32 | 3.154 | 3.32 | 0.0475 | 0.05 | 42824 | data not applicable | data not applicable | data not applicable | data not applicable | data not applicable | data not applicable | data not applicable | data not available | data not available | data not available | data not available | data not available | data not available | 45750
DATA NOT AVAILABLE | [5 empty] | 1600000141954 | DAVID WILSON HOMES LTD | BLACKBURN ROYAL INFIRMARY | INFIRMARY ROAD |  | BLACKBURN | LANCASHIRE | BB2 3LR | ENGLAND | 367872 | 426695 | PENWORTHAM EAST GSP / ROCHDALE SGT 1 GROUP | LOWER DARWEN | ALBION ST | 11 | ELECTRICITY NORTH WEST LIMITED | DATA NOT AVAILABLE | DATA NOT AVAILABLE | NO | 0 | 0 | 1.075 |  |  |  | 0 | 0 | 0 |  |  |  | 0 | 0 | 0 | NO | CONNECTED | 1.075 | 0 | 0 | 0.5225 | 0.55 | 2000-11-07 |  |  |  | 0 | 0 |  |  | NO | NO |  |  |  |  | 2021-12-06 | 53.735645826010966, -2.4885184644139784
1170000474409 | [5 empty] | 1170000474393 | Decoy farm power limited | Crowland spalding road | Cb04 Ad Plant, Decoy Farm | Spalding Road, Crowland | Peterborough | Lincolnshire | PE6 0LX | United Kingdom | 526276 | 312811 | Walpole 132Kv S Stn | Spalding Clay Lake 33Kv S Stn | data not available | 33 | National Grid Electricity Distribution (East Midlands) Plc | Biofuel - Biogas from anaerobic digestion (excluding landfill & sewage) | Engine (combustion / reciprocating) | Yes | data not available | data not available | 2 | data not applicable | data not applicable | Yes | data not available | data not available | 1 | data not applicable | data not applicable | data not applicable | data not available | data not available | data not applicable | data not available | Connected | 3 | 2.85 | 3 | 0.19 | 0.2 | 42299 | data not applicable | data not applicable | data not applicable | data not applicable | data not applicable | data not applicable | data not applicable | data not available | data not available | data not available | data not available | data not available | data not available | 45750
2200042334139, 2200042334148 | [5 empty] | 2200030348790, 2200030349242 | Devonport royal dockyard limited | Plymouth devonport royal dockyard north/central intake | Generator, Devonport Dockyard | Saltash Road, Keyham | Plymouth | Devon | PL1 4SG | United Kingdom | 245190 | 54599 | Landulph Sgp | Ernesettle Bsp | North Intake | 33 | National Grid Electricity Distribution (South West) Plc | Fossil - Oil | Engine (combustion / reciprocating) | No | data not available | data not available | 54 | Biofuel - Biogas from anaerobic digestion (excluding landfill & sewage) | Engine (combustion / reciprocating) | No | data not available | data not available | 28 | data not applicable | data not applicable | data not applicable | data not available | data not available | data not applicable | data not available | Connected | 82 | 45.41 | 47.8 | 33.25 | 35 | 42173 | data not applicable | data not applicable | data not applicable | data not applicable | data not applicable | data not applicable | data not applicable | data not available | data not available | data not available | data not available | data not available | data not available | 45750
data not available | [5 empty] | data not applicable | Diageo Great Britain Limited | Cameron Bridge Distillery CHP | Cameronbridge Distillery | data not available | Leven | Fife | KY8 5RL | Scotland | 334498 | 700150 | Leven | data not applicable | LEVEN (11kV) | 11 | SP Distribution Ltd | Other | Steam-gas turbine (CCGT) | Yes | 0 | 0 | 7.11 | data not applicable | data not applicable | No | 0 | 0 | 0 | data not applicable | data not applicable | No | 0 | 0 | 0 | Yes | Connected | 7.11 | 6.82 | 7.1789 | 0 | 0 | 40508 | data not applicable | data not applicable | data not applicable | data not applicable | data not applicable | data not available | data not available | N | N | data not available | N | data not available | data not available | 44088 | data not available | 179
1170000848194 | [5 empty] | 1170000848176 | Hc ess2 limited | Rufford battery storage | Rufford Storage | Rufford Colliery Lane | Rainworth | Nottinghamshire | NG21 0HR | United Kingdom | 459722 | 360378 | Chesterfield 132Kv S Stn | Clipstone 33Kv S Stn | Rufford 33 11Kv S Stn | 11 | National Grid Electricity Distribution (East Midlands) Plc | Stored Energy (all stored energy irrespective of the original energy source) | Storage - Electrochemical (Batteries) | No | data not available | data not available | 7.37 | data not applicable | data not applicable | data not applicable | data not available | data not available | data not applicable | data not applicable | data not applicable | data not applicable | data not available | data not available | data not applicable | data not available | Connected | 7.37 | 7.0015 | 7.37 | 7.0015 | 7.37 | 42917 | data not applicable | data not applicable | data not applicable | data not applicable | data not applicable | data not applicable | data not applicable | data not available | data not available | data not available | data not available | data not available | data not available | 45750
data not available | [5 empty] | data not available | DIAGEO GREAT BRITAIN LIMITED | Diageo | Runcorn Packaging Facility | Whitehouse Industrial Estate | Runcorn | Wirral | WA7 3BE | England | 356013 | 379836 | FROD / INCE (FROD) | DUTTON GT2 / MOORE GT1 / PERCIVAL LA GT1 | BASS CHARRINGTON T1 / BASS CHARRINGTON T2 / CLIFTON T1 / YKK T1 | 33 | SP Manweb plc | Fossil - Gas | Steam-gas turbine (CCGT) | Yes | 0 | 0 | 2 | data not applicable | data not applicable | No | 0 | 0 | 0 | data not applicable | data not applicable | No | 0 | 0 | 0 | data not available | Connected | 2 | 2 | 2.1053 | data not applicable | data not applicable | data not available | data not applicable | data not applicable | data not applicable | data not applicable | data not applicable | data not available | data not applicable | N | N | data not available | N | data not available | data not available | 44088 | data not available | 253
1170000859771 | [5 empty] | 1170000859780 | University of nottingham research and innovation | Project scene energy centre | Project Scene Energy Centre | Trent Basin, Trent Lane, Sneinton | Nottingham | Nottinghamshire | NG2 4DS | United Kingdom | 459003 | 338954 | Ratcliffe On Soar 132Kv S Stn | Nottingham 33Kv S Stn | Sneinton 33 11Kv S Stn | 11 | National Grid Electricity Distribution (East Midlands) Plc | Stored Energy (all stored energy irrespective of the original energy source) | Storage - Electrochemical (Batteries) | No | data not available | data not available | 2.1 | Solar | Photovoltaic | No | data not available | data not available | 0.44 | data not applicable | data not applicable | data not applicable | data not available | data not available | data not applicable | data not available | Connected | 2.54 | 0.893 | 0.94 | 0.49115 | 0.517 | 43033 | data not applicable | data not applicable | data not applicable | data not applicable | data not applicable | data not applicable | data not applicable | data not available | data not available | data not available | data not available | data not available | data not available | 45750
1900060858356 | [5 empty] | Data not available | DISCOVERY PARK LTD | ALKANE SITE 008062 | RAMSGATE ROAD |  | SANDWICH | KENT | CT13 9ND | England | 633425 | 159472 | Sellindge SGT2 & 3 & Richborough SGT | Richborough Grid 33kV |  | 33 | South Eastern Power Networks (SPN) | Fossil - Gas | Steam-gas turbine (CCGT) |  |  |  | 1 | [12 empty] | No | Connected | 1 | 1 | 1.053 |  |  | 1992-09-01 | [13 empty] | 2021-07-14 | 1.0195 | 51.2551 | 51.2550608516233, 1.01948596414955 | SPN-S000000008560 | Fossil fuel
1170000871139 | [5 empty] | 1170000871120 | Eelpower (opco1) limited | Leverton battery storage | Cockseys Farm | Burton-By-Lincoln | Lincoln | Lincolnshire | LN1 2RD | United Kingdom | 496554 | 375329 | West Burton 132Kv S Stn | Lincoln No2 33Kv | data not available | 33 | National Grid Electricity Distribution (East Midlands) Plc | Stored Energy (all stored energy irrespective of the original energy source) | Storage - Electrochemical (Batteries) | No | data not available | data not available | 10 | data not applicable | data not applicable | data not applicable | data not available | data not available | data not applicable | data not applicable | data not applicable | data not applicable | data not available | data not available | data not applicable | data not available | Connected | 10 | 9.5 | 10 | 9.5 | 10 | 43020 | data not applicable | data not applicable | data not applicable | data not applicable | data not applicable | data not applicable | data not applicable | data not available | data not available | data not available | data not available | data not available | data not available | 45750
1170000871324 | [5 empty] | 1170000871315 | Bess hill farm limited | Hill farm battery storage | Hill Farm | Spring Lane, Packington | Ashby-de-la-zouch | Leicestershire | LE65 1WU | United Kingdom | 437574 | 314311 | Enderby 132Kv S Stn | Coalville 33Kv S Stn | data not available | 33 | National Grid Electricity Distribution (East Midlands) Plc | Stored Energy (all stored energy irrespective of the original energy source) | Storage - Electrochemical (Batteries) | No | data not available | data not available | 10.4 | data not applicable | data not applicable | data not applicable | data not available | data not available | data not applicable | data not applicable | data not applicable | data not applicable | data not available | data not available | data not applicable | data not available | Connected | 10.4 | 9.5 | 10 | 7.6 | 8 | 43577 | data not applicable | data not applicable | data not applicable | data not applicable | data not applicable | data not applicable | data not applicable | data not available | data not available | data not available | data not available | data not available | data not available | 45750
1900060436835 | [5 empty] | Data not available | Dover Harbour Board | DOVER HARBOUR DOCKS | EASTERN DOCKS | CAMBER WAY | DOVER | KENT | CT17 9BU | England | 631954 | 140968 | Sellindge SGT2 & 3 & Richborough SGT | Folkestone Grid 33kV | Dover 11kV | 11 | South Eastern Power Networks (SPN) | Fossil - Oil | Engine (combustion / reciprocating) |  |  |  | 8 | [12 empty] | No | Connected | 8 | 8 | 8.421 |  |  | 2013-10-01 | [13 empty] | 2021-06-14 | 0.78254 | 51.3525 | 51.3524874699226, 0.782537719206138 | SPN-S000000009144 | Solar PV
2100040752396 | [5 empty] | 2100040752410, 2100040752420 | Dragon lng limited | Milford energy, waterston, milford haven | Semlogistics Milford Haven Limited | Waterston Road | Milford haven | Dyfed | SA73 1DR | United Kingdom | 193677 | 205596 | Pembroke Power Station | Waterston (Gulf) Grid | data not available | data not available | National Grid Electricity Distribution (South Wales) Plc | data not available | data not available | No | data not available | data not available | 61.4 | data not applicable | data not applicable | data not applicable | data not available | data not available | data not applicable | data not applicable | data not applicable | data not applicable | data not available | data not available | data not applicable | data not available | Connected | 61.4 | 28.5 | 30 | 53.2 | 56 | 39753 | data not applicable | data not applicable | data not applicable | data not applicable | data not applicable | data not applicable | data not applicable | data not available | data not available | data not available | data not available | data not available | data not available | 45750
1640000150652 | [5 empty] | 1640000150670 | DRYHOLME BIOGAS LIMITED | DRYHOLME FARM |  | SILLOTH | WIGTON | CUMBRIA | CA7 4PZ | ENGLAND | 314544 | 552616 | HARKER ENWL SGTS 1 2 3A 4 / HUTTON GSP GROUP | CARLISLE | SILLOTH | 11 | ELECTRICITY NORTH WEST LIMITED | BIOFUEL - LANDFILL GAS | ENGINE (COMBUSTION / RECIPROCATING) | NO | 0 | 0 | 2.38 |  |  |  | 0 | 0 | 0 |  |  |  | 0 | 0 | 0 | NO | CONNECTED | 2.38 | 2.3323 | 2.455 | 0.114 | 0.12 | 2011-10-01 |  |  |  | 0 | 0 |  |  | NO | NO |  |  |  |  | 2021-12-06 | 54.86100331581829, -3.3328362258257047
1170000895733 | [5 empty] | 1170000895724 | Breach farm energy storage limited | Swadlincote breach farm | Breach Farm | Cadley Lane, Caldwell | Swadlincote | Derbyshire | DE12 6RJ | United Kingdom | 426431 | 318856 | Drakelow 132Kv | Burton South 33Kv S Stn | data not available | 33 | National Grid Electricity Distribution (East Midlands) Plc | Stored Energy (all stored energy irrespective of the original energy source) | Storage - Electrochemical (Batteries) | No | data not available | data not available | 10 | data not applicable | data not applicable | data not applicable | data not available | data not available | data not applicable | data not applicable | data not applicable | data not applicable | data not available | data not available | data not applicable | data not available | Connected | 10 | 9.5 | 10 | 9.5 | 10 | 43038 | data not applicable | data not applicable | data not applicable | data not applicable | data not applicable | data not applicable | data not applicable | data not available | data not available | data not available | data not available | data not available | data not available | 45750
Data Not Available | [5 empty] | Data Not Available | Durham Rail Regenerative Export | Durham Rail Regenerative Export | Durham Rail | OFF THE B6302 | Durham | County Durham | DH7 7LQ | England | 422838 | 542646 | Spennymoor GSP | Durham Rail | Durham Rail Direct | 25 | Northern Powergrid (Northeast) plc | Other | Other | No | Data Not Applicable | Data Not Applicable | 2 | Data Not Available | Data Not Available | Data Not Available | Data Not Available | Data Not Available | Data Not Available | Data Not Available | Data Not Available | Data Not Available | Data Not Available | Data Not Available | Data Not Available | No | Connected | 2 | 2 | 2.105 | Data Not Available | Data Not Available | 2023-04-16 00:00:00 | Data Not Applicable | Data Not Applicable | 2.105 | Data Not Applicable | Data Not Applicable | 2019-07-12 00:00:00 | Data Not Available | Data Not Available | Data Not Available | Data Not Available | Data Not Available | Data Not Available | Data Not Available | 2023-03-23 | 54.77821048840139, -1.6464694259192239 | 2019-07-12 | 2023-04-16 | County Durham
1170001102841 | [5 empty] | 1170001102832 | Durham rp limited | Mansfield, kestral road generation | Kestral Road Stor Site | Kestral Road | Mansfield | Nottinghamshire | NG18 6BX | United Kingdom | 452585 | 359584 | Chesterfield 132Kv S Stn | Mansfield 33Kv S Stn | Skegby Lane 33 11Kv S Stn | 11 | National Grid Electricity Distribution (East Midlands) Plc | Fossil - Gas | Engine (combustion / reciprocating) | No | data not available | data not available | 4 | data not applicable | data not applicable | data not applicable | data not available | data not available | data not applicable | data not applicable | data not applicable | data not applicable | data not available | data not available | data not applicable | data not available | Connected | 4 | 3.8 | 4 | 0.1425 | 0.15 | 43725 | data not applicable | data not applicable | data not applicable | data not applicable | data not applicable | data not applicable | data not applicable | data not available | data not available | data not available | data not available | data not available | data not available | 45750
2100040950407 | [5 empty] | 2198765339014 | Dwr cymru welsh water | Afan waste water treatment works | Afan Wtw, Phoenix Wharf | The Docks | Port talbot | West Glamorgan | SA13 1RA | United Kingdom | 276073 | 187322 | Swansea North Grid | Briton Ferry Grid | Victoria Road | data not available | National Grid Electricity Distribution (South Wales) Plc | data not available | data not available | No | data not available | data not available | 3.072 | data not applicable | data not applicable | data not applicable | data not available | data not available | data not applicable | data not applicable | data not applicable | data not applicable | data not available | data not available | data not applicable | data not available | Connected | 3.072 | 2.0425 | 2.15 | 1.6245 | 1.71 | 40360 | data not applicable | data not applicable | data not applicable | data not applicable | data not applicable | data not applicable | data not applicable | data not available | data not available | data not available | data not available | data not available | data not available | 45750
2100041187903 | [5 empty] | 2100040568659 | Dwr cymru welsh water | Haverfordwest bolton hill water process plant | Bolton Hill Farm | Tiers Cross | Haverfordwest | Dyfed | SA62 3ER | United Kingdom | 191960 | 211640 | Pembroke Power Station | Haverfordwest Grid | Merlins Bridge | 0.4 | National Grid Electricity Distribution (South Wales) Plc | data not available | data not available | No | data not available | data not available | 0.8 | Solar | Photovoltaic | No | data not available | data not available | 0.22 | data not applicable | data not applicable | data not applicable | data not available | data not available | data not applicable | data not available | Connected | 1.02 | 0.0475 | 0.05 | 0.57 | 0.6 | 41628 | data not applicable | data not applicable | data not applicable | data not applicable | data not applicable | data not applicable | data not applicable | data not available | data not available | data not available | data not available | data not available | data not available | 45750
2100041213572 | [5 empty] | 2198765295402 | Dwr cymru welsh water | Cardiff rover way wwtw | Export Cardiff East Wtw | Rover Way | Cardiff | South Glamorgan | CF24 2RX | United Kingdom | 321421 | 175904 | Pyle Grid | Bridgend Grid | Bridgend Trading Estate | data not available | National Grid Electricity Distribution (South Wales) Plc | data not available | data not available | No | data not available | data not available | 6.68 | data not applicable | data not applicable | data not applicable | data not available | data not available | data not applicable | data not applicable | data not applicable | data not applicable | data not available | data not available | data not applicable | data not available | Connected | 6.68 | 4.446 | 4.68 | 7.1573 | 7.534 | 42758 | data not applicable | data not applicable | data not applicable | data not applicable | data not applicable | data not applicable | data not applicable | data not available | data not available | data not available | data not available | data not available | data not available | 45750
1460002028958 | [5 empty] | 1460002028498 | Dwr cymru welsh water | Eign wwtw | Export | Eign Wwtw, Outfall Road | Hereford | Herefordshire | HR1 2RX | United Kingdom | 351806 | 239492 | Bishops Wood 132Kv S Stn | Hereford 66Kv S Stn | Hereford South 66 11Kv S Stn | 11 | National Grid Electricity Distribution (West Midlands) Plc | Fossil - Gas | Engine (combustion / reciprocating) | Yes | data not available | data not available | 2 | data not applicable | data not applicable | data not applicable | data not available | data not available | data not applicable | data not applicable | data not applicable | data not applicable | data not available | data not available | data not applicable | data not available | Connected | 2 | 1.9 | 2 | 0.94905 | 0.999 | 40065 | data not applicable | data not applicable | data not applicable | data not applicable | data not applicable | data not applicable | data not applicable | data not available | data not available | data not available | data not available | data not available | data not available | 45750
1170000953553 | [5 empty] | 1170000953544 | Esb solar (northern ireland) limited | Mill farm battery storage | Mill Farm | Caythorpe Heath, Caythorpe | Grantham | Lincolnshire | NG32 3EZ | United Kingdom | 497654 | 349184 | Bicker Fen 132Kv S Stn | Grantham 33Kv S Stn | data not available | 33 | National Grid Electricity Distribution (East Midlands) Plc | Stored Energy (all stored energy irrespective of the original energy source) | Storage - Electrochemical (Batteries) | No | data not available | data not available | 7 | data not applicable | data not applicable | data not applicable | data not available | data not available | data not applicable | data not applicable | data not applicable | data not applicable | data not available | data not available | data not applicable | data not available | Connected | 7 | 6.65 | 7 | 6.65 | 7 | 43188 | data not applicable | data not applicable | data not applicable | data not applicable | data not applicable | data not applicable | data not applicable | data not available | data not available | data not available | data not available | data not available | data not available | 45750
1170000962975 | [5 empty] | 1100039604083 | Ibstock building products ltd | Leicester road | Export | Leicester Road | Ibstock | Leicestershire | LE67 6HS | United Kingdom | 441562 | 311209 | Enderby 132Kv S Stn | Coalville 33Kv S Stn | Coalville 11Kv S Stn | 11 | National Grid Electricity Distribution (East Midlands) Plc | Solar | Photovoltaic | No | data not available | data not available | 4.095 | data not applicable | data not applicable | data not applicable | data not available | data not available | data not applicable | data not applicable | data not applicable | data not applicable | data not available | data not available | data not applicable | data not available | Connected | 4.095 | 3.9701 | 4.179 | 2.47 | 2.6 | 43859 | data not applicable | data not applicable | data not applicable | data not applicable | data not applicable | data not applicable | data not applicable | data not available | data not available | data not available | data not available | data not available | data not available | 45750
1170000968736, 1170000968745 | [5 empty] | 1100050836492, 1100051092479 | Mercedes amg high performance powertrains ltd | Mercedes amg high performance powertrains ltd | Mercedes A M G High Performance P Export | Morgan Drive, Brixworth | Northampton | Northamptonshire | NN6 9GZ | United Kingdom | 475341 | 271374 | Grendon 132Kv S Stn | Northampton West 33Kv S Stn | Chapel Brampton 33 11Kv S Stn | 11 | National Grid Electricity Distribution (East Midlands) Plc | Stored Energy (all stored energy irrespective of the original energy source) | Storage - Thermal | Yes | data not available | data not available | 1.5 | Solar | Photovoltaic | No | data not available | data not available | 0.8556 | data not applicable | data not applicable | data not applicable | data not available | data not available | data not applicable | data not available | Connected | 2.3556 | 1.805 | 1.9 | 12.92 | 13.6 | 43503 | data not applicable | data not applicable | data not applicable | data not applicable | data not applicable | data not applicable | data not applicable | data not available | data not available | data not available | data not available | data not available | data not available | 45750
1170001609946 | [5 empty] | 1100039601082 | Dynex semiconductor ltd | Doddington road | Dynex Semiconductor Limited | Doddington Road | Lincoln | Lincolnshire | LN6 3LF | United Kingdom | 492893 | 368528 | West Burton 132Kv S Stn | Lincoln Main No 1 33Kv S Stn | Doddington Park 33 11Kv S Stn | 11 | National Grid Electricity Distribution (East Midlands) Plc | Biofuel - Other | Gas turbine (OCGT) | No | data not available | data not available | 1.56 | Solar | Photovoltaic | No | data not available | data not available | 0.462 | data not applicable | data not applicable | data not applicable | data not available | data not available | data not applicable | data not available | Connected | 2.022 | 0.4332 | 0.456 | 3.61 | 3.8 | 45294 | data not applicable | data not applicable | data not applicable | data not applicable | data not applicable | data not applicable | data not applicable | data not available | data not available | data not available | data not available | data not available | data not available | 45750
1170000992464 | [5 empty] | 1100039657225 | N m b minebea uk ltd | Lincoln sadler road | N M B Minebea, 2 | Sadler Road | Lincoln | data not available | LN6 3RA | United Kingdom | 493212 | 368316 | West Burton 132Kv S Stn | Lincoln Main No 1 33Kv S Stn | Doddington Park 33 11Kv S Stn | 11 | National Grid Electricity Distribution (East Midlands) Plc | Stored Energy (all stored energy irrespective of the original energy source) | Storage - Electrochemical (Batteries) | No | data not available | data not available | 1 | data not applicable | data not applicable | data not applicable | data not available | data not available | data not applicable | data not applicable | data not applicable | data not applicable | data not available | data not available | data not applicable | data not available | Connected | 1 | 0.95 | 1 | 0.95 | 1 | 43258 | data not applicable | data not applicable | data not applicable | data not applicable | data not applicable | data not applicable | data not applicable | data not available | data not available | data not available | data not available | data not available | data not available | 45750
1170000992580 | [5 empty] | 1100770893270 | C a strawson farming ltd | Mickledale laner | Featherstone Generation Cockett Barn Farm | Hexgreave Park, Farnsfield | Newark | Nottinghamshire | NG22 8LW | United Kingdom | 464824 | 358024 | Chesterfield 132Kv S Stn | Clipstone 33Kv S Stn | Bilsthorpe 33 11Kv S Stn | 11 | National Grid Electricity Distribution (East Midlands) Plc | Solar | Photovoltaic | No | data not available | data not available | 2.425 | Wind | Onshore wind turbines | No | data not available | data not available | 0.81 | data not applicable | data not applicable | data not applicable | data not available | data not available | data not applicable | data not available | Connected | 3.235 | 3.0875 | 3.25 | 1.9 | 2 | 43252 | data not applicable | data not applicable | data not applicable | data not applicable | data not applicable | data not applicable | data not applicable | data not available | data not available | data not available | data not available | data not available | data not available | 45750
1097000000110 | [6 empty] | E.ON UK PLC | GT YARMOUTH POWER STATION |  | South Denes Road | Gt Yarmouth | Norfolk | NR30 3PY | England | 652926 | 305093 | Norwich Main | - |  | 132 | Eastern Power Networks (EPN) | Fossil - Gas | Steam-gas turbine (CCGT) |  |  |  | 420 | [12 empty] | No | Connected | 420 | 420 | 442.105 |  |  | 1998-12-18 | [13 empty] | 2022-12-14 | 0.50742 | 51.5887 | 51.5886910326629, 0.507419475110453 | EPN-S0000000C7017 | Fossil fuel
data not available | [5 empty] | data not available | E.ONo UK PLC | Sandbach CHP | Sandbach | Cheshire | Sandbach | Cheshire | CW11 9PZ | England | 372921 | 363213 | CARRINGTON / FIDDLERS FERRY | ELWORTH GT1 / ELWORTH GT2 / KNUTSFORD GT1 / KNUTSFORD GT2 | data not available | 33 | SP Manweb plc | Fossil - Gas | Steam-gas turbine (CCGT) | No | 0 | 0 | 48 | data not applicable | data not applicable | No | 0 | 0 | 0 | data not applicable | data not applicable | No | 0 | 0 | 0 | data not available | Connected | 48 | 48 | 50.5263 | data not applicable | data not applicable | data not available | data not applicable | data not applicable | data not applicable | data not applicable | data not applicable | data not available | data not applicable | N | N | data not available | N | data not available | data not available | 44088 | data not available | 683
2394000069734 | [5 empty] | 2394000069743 | Earlsheaton STW | Earlsheaton STW | Old MILL Yard | Low Mill Road | Ossett | West Yorkshire | WF5 8ND | England | 427023 | 419207 | Skelton Grange | Wakefield North | Milton Place | 0.4 | Northern Powergrid (Yorkshire) plc | Fossil - Gas | Engine (combustion / reciprocating) | Yes | Data Not Applicable | Data Not Applicable | 1.454 | Data Not Available | Data Not Available | Data Not Available | Data Not Available | Data Not Available | Data Not Available | Data Not Available | Data Not Available | Data Not Available | Data Not Available | Data Not Available | Data Not Available | No | Connected | 1.454 | 1.454 | 1.531 | Data Not Available | Data Not Available | 2011-04-19 00:00:00 | Data Not Applicable | Data Not Applicable | 1.531 | Data Not Applicable | Data Not Applicable | Data Not Available | Data Not Available | Data Not Available | Data Not Available | Data Not Available | Data Not Available | Data Not Available | Data Not Available | 2017-03-08 | 53.668647165132214, -1.5924750573221325 |  | 2011-04-19 | Wakefield
Data Not Available | [5 empty] | Data Not Available | Easington (Centrica Storage Ltd) Intermittent Generation | Easington (Centrica Storage Ltd) Intermittent Generation | Data Not Available | Data Not Available | Data Not Available | Data Not Available | Data Not Available | England | 539888 | 420308 | Saltend North | Hull East 132/33kV | Easington | 11 | Northern Powergrid (Yorkshire) plc | Other | Other | No | Data Not Applicable | Data Not Applicable | 3.6 | Data Not Available | Data Not Available | Data Not Available | Data Not Available | Data Not Available | Data Not Available | Data Not Available | Data Not Available | Data Not Available | Data Not Available | Data Not Available | Data Not Available | No | Connected | 3.6 | 0 | 0 | Data Not Available | Data Not Available | Data Not Available | Data Not Applicable | Data Not Applicable | 3.789 | Data Not Applicable | Data Not Applicable | Data Not Available | Data Not Available | Data Not Available | Data Not Available | Data Not Available | Data Not Available | Data Not Available | Data Not Available | 2017-03-08 | 53.660552010893774, 0.11550079503804112 |  |  | East Riding of Yorkshire
2394000090220 | [5 empty] | Data Not Available | Ecclesfield Power Station | Ecclesfield Power Station | 1-3 Loicher Lane | Ecclesfield | Sheffield | South Yorkshire | S35 9XN | England | 436462 | 394503 | West Melton Section 3 | West Melton | Ecclesfield | 11 | Northern Powergrid (Yorkshire) plc | Fossil - Gas | Engine (combustion / reciprocating) | No | Data Not Applicable | Data Not Applicable | 7.92 | Data Not Available | Data Not Available | Data Not Available | Data Not Available | Data Not Available | Data Not Available | Data Not Available | Data Not Available | Data Not Available | Data Not Available | Data Not Available | Data Not Available | No | Connected | 7.92 | 7.92 | 8.337 | Data Not Available | Data Not Available | 2012-01-30 00:00:00 | Data Not Applicable | Data Not Applicable | 8.337 | Data Not Applicable | Data Not Applicable | Data Not Available | Data Not Available | Data Not Available | Data Not Available | Data Not Available | Data Not Available | Data Not Available | Data Not Available | 2017-03-08 | 53.44603891458452, -1.452492180185065 |  | 2012-01-30 | Sheffield
1160001415356 | [5 empty] | 1160001415347 | Eco2 lincs ltd | Sleaford renewable energy plant | Sleaford Renewable Energy Plant | Boston Road | Sleaford | Lincolnshire | NG34 7EZ | United Kingdom | 508691 | 345990 | Walpole 132Kv S Stn | Sleaford Rep 132Kv | data not available | 132 | National Grid Electricity Distribution (East Midlands) Plc | Biomass | Steam turbine (thermal power plant) | No | data not available | data not available | 45 | data not applicable | data not applicable | data not applicable | data not available | data not available | data not applicable | data not applicable | data not applicable | data not applicable | data not available | data not available | data not applicable | data not available | Connected | 45 | 42.75 | 45 | 2.85 | 3 | 41395 | data not applicable | data not applicable | data not applicable | data not applicable | data not applicable | data not applicable | data not applicable | data not available | data not available | data not available | data not available | data not available | data not available | 45750
1700000000000 | [5 empty] | 1700000000000 | EDERLINE HYDRO LIMITED | EDERLINE HYDRO | EDERLINE HYDRO | DATA NOT AVAILABLE | LOCHGILPHEAD | ARGYLL AND BUTE | PA31 8RJ | SCOTLAND | 187209 | 702040 | TAYNUILT | DATA NOT APPLICABLE | TAYNUILT GRID | 33 | SCOTTISH HYDRO ELECTRIC POWER DISTRIBUTION PLC | HYDRO (TO BE CONFIRMED) | HYDRO POWER SYSTEM | NO | DATA NOT AVAILABLE | DATA NOT AVAILABLE | 2 | DATA NOT AVAILABLE | DATA NOT AVAILABLE | DATA NOT AVAILABLE | DATA NOT AVAILABLE | DATA NOT AVAILABLE | DATA NOT AVAILABLE | DATA NOT AVAILABLE | DATA NOT AVAILABLE | DATA NOT AVAILABLE | DATA NOT AVAILABLE | DATA NOT AVAILABLE | DATA NOT AVAILABLE | NO | CONNECTED | 2 | 2 | 2.105 | DATA NOT AVAILABLE | DATA NOT AVAILABLE | DATA NOT AVAILABLE | DATA NOT AVAILABLE | DATA NOT AVAILABLE | DATA NOT AVAILABLE | DATA NOT AVAILABLE | DATA NOT AVAILABLE | DATA NOT AVAILABLE | DATA NOT AVAILABLE | N | DATA NOT AVAILABLE | DATA NOT AVAILABLE | DATA NOT AVAILABLE | DATA NOT AVAILABLE | DATA NOT AVAILABLE | 44034
2000000000000 | [5 empty] | 2000000000000 | EDF ENERGISED, UNKNOWN CUSTOMERS | NESTLE CO LTD | NESTLE CO LTD | DATA NOT AVAILABLE | TROWBRIDGE | WILTSHIRE | BA14 6PH | ENGLAND | 385730 | 160959 | MELKSHAM GSP | NORRINGTON | STAVERTON DAIRY | 33 | SOUTHERN ELECTRIC POWER DISTRIBUTION PLC | FOSSIL - GAS | DATA NOT AVAILABLE | NO | DATA NOT AVAILABLE | DATA NOT AVAILABLE | 5.178 | DATA NOT AVAILABLE | DATA NOT AVAILABLE | DATA NOT AVAILABLE | DATA NOT AVAILABLE | DATA NOT AVAILABLE | DATA NOT AVAILABLE | DATA NOT AVAILABLE | DATA NOT AVAILABLE | DATA NOT AVAILABLE | DATA NOT AVAILABLE | DATA NOT AVAILABLE | DATA NOT AVAILABLE | NO | CONNECTED | 5.178 | 5.178 | 5.45 | DATA NOT AVAILABLE | DATA NOT AVAILABLE | DATA NOT AVAILABLE | DATA NOT AVAILABLE | DATA NOT AVAILABLE | DATA NOT AVAILABLE | DATA NOT AVAILABLE | DATA NOT AVAILABLE | DATA NOT AVAILABLE | DATA NOT AVAILABLE | N | DATA NOT AVAILABLE | DATA NOT AVAILABLE | DATA NOT AVAILABLE | DATA NOT AVAILABLE | DATA NOT AVAILABLE | 44034
1170001154343 | [5 empty] | 1170001154334 | School farm solar park limited | School farm | School Farm Solar Park | School Farm, Churchover | Rugby | data not available | CV23 0EG | United Kingdom | 452465 | 281320 | Coventry 132Kv S Stn | Rugby 33Kv S Stn | data not available | 33 | National Grid Electricity Distribution (East Midlands) Plc | Solar | Photovoltaic | No | data not available | data not available | 12.025 | data not applicable | data not applicable | data not applicable | data not available | data not available | data not applicable | data not applicable | data not applicable | data not applicable | data not available | data not available | data not applicable | data not available | Connected | 12.025 | 11.6185 | 12.23 | 0.095 | 0.1 | 44232 | data not applicable | data not applicable | data not applicable | data not applicable | data not applicable | data not applicable | data not applicable | data not available | data not available | data not available | data not available | data not available | data not available | 45750
1800060963669 | [5 empty] | data not applicable | Edinburgh Energy Recovery Facility | Millerhill EfW | Midlothian Residual Waste Facility | Whitehill Road | Dalkeith | Midlothian | EH22 1SX | Scotland | 332352 | 670580 | Portobello | data not applicable | NIDDRIE (33kV) | 33 | SP Distribution Ltd | Biofuel - Landfill gas | Steam-gas turbine (CCGT) | No | 0 | 0 | 15 | data not applicable | data not applicable | No | 0 | 0 | 0 | data not applicable | data not applicable | No | 0 | 0 | 0 | Yes | Connected | 15 | 15 | 15.7895 | 0 | 0 | 43374 | data not applicable | data not applicable | data not applicable | data not applicable | data not applicable | data not available | data not available | N | N | data not available | N | data not available | data not available | 44088 | data not available | 550
1100050222482 | [5 empty] | 1100039605680 | Edl (uk) lfg generation limited | Wellingborough sidegate lane (edl) | Edl Uk Limited Sidegate Lane Landfill Site | Sidegate Lane | Finedon | Northamptonshire | NN8 1RN | United Kingdom | 491775 | 270413 | Grendon 132Kv S Stn | Wellingborough 33Kv S Stn | Cannon Street 33 11Kv S Stn | 11 | National Grid Electricity Distribution (East Midlands) Plc | Biofuel - Landfill gas | Gas turbine (OCGT) | No | data not available | data not available | 1.048 | data not applicable | data not applicable | data not applicable | data not available | data not available | data not applicable | data not applicable | data not applicable | data not applicable | data not available | data not available | data not applicable | data not available | Connected | 1.048 | 2.4225 | 2.55 | 0.038 | 0.04 | 40878 | data not applicable | data not applicable | data not applicable | data not applicable | data not applicable | data not applicable | data not applicable | data not available | data not available | data not available | data not available | data not available | data not available | 45750
1170001200060, 1170001200283 | [5 empty] | 1170001199691, 1170001200070 | Meggitt aerospace ltd | Meggitt aerospace ltd, pilot way, ansty business park, coventry | Unit 1 | Pilot Way, Ansty Park | Coventry | data not available | CV7 9JR | United Kingdom | 440867 | 281512 | Coventry 132Kv S Stn | Coventry North 33Kv S Stn | Ansty 33 11Kv S Stn | 11 | National Grid Electricity Distribution (East Midlands) Plc | Solar | Photovoltaic | No | data not available | data not available | 2.28 | data not applicable | data not applicable | data not applicable | data not available | data not available | data not applicable | data not applicable | data not applicable | data not applicable | data not available | data not available | data not applicable | data not available | Connected | 2.28 | 4.313 | 4.54 | 13.3 | 14 | 44105 | data not applicable | data not applicable | data not applicable | data not applicable | data not applicable | data not applicable | data not applicable | data not available | data not available | data not available | data not available | data not available | data not available | 45750
1170001216585 | [5 empty] | 1170000710609, 1170000710618 | Britvic soft drinks ltd uk | Britvic soft drinks | Britvic Soft Drinks Feeder 1 | Aventine Way, Glebe Farm Industrial Estate | Rugby | Warwickshire | CV21 1HA | United Kingdom | 449920 | 277396 | Coventry 132Kv S Stn | Rugby 132Kv S Stn | Rugby 11Kv S Stn | 11 | National Grid Electricity Distribution (East Midlands) Plc | Waste | Steam turbine (thermal power plant) | Yes | data not available | data not available | 9 | data not applicable | data not applicable | data not applicable | data not available | data not available | data not applicable | data not applicable | data not applicable | data not applicable | data not available | data not available | data not applicable | data not available | Connected | 9 | 0.95 | 1 | 8.55 | 9 | 43680 | data not applicable | data not applicable | data not applicable | data not applicable | data not applicable | data not applicable | data not applicable | data not available | data not available | data not available | data not available | data not available | data not available | 45750
1170001236856 | [5 empty] | 1170001236847 | Branston solar farm limited | Branston primary substation | Branston Potato Farm | Mere Road | Branston | Lincolnshire | LN4 1NJ | United Kingdom | 502358 | 365610 | Walpole 132Kv S Stn | Branston Solar 132Kv | data not available | 132 | National Grid Electricity Distribution (East Midlands) Plc | Solar | Photovoltaic | No | data not available | data not available | 43.29 | data not applicable | data not applicable | data not applicable | data not available | data not available | data not applicable | data not applicable | data not applicable | data not applicable | data not available | data not available | data not applicable | data not available | Connected | 43.29 | 38 | 40 | 0.3325 | 0.35 | data not available | data not applicable | data not applicable | data not applicable | data not applicable | data not applicable | data not applicable | data not applicable | data not available | data not available | data not available | data not available | data not available | data not available | 45750
1170001247403 | [5 empty] | 1170001247398 | Arl 027 ltd | Back lane | Export | Back Lane, Calow | Chesterfield | data not available | S44 5XQ | United Kingdom | 441821 | 369813 | Chesterfield 132Kv S Stn | Chesterfield 33Kv S Stn | data not available | 33 | National Grid Electricity Distribution (East Midlands) Plc | Stored Energy (all stored energy irrespective of the original energy source) | Storage - Electrochemical (Batteries) | No | data not available | data not available | 21.05 | data not applicable | data not applicable | data not applicable | data not available | data not available | data not applicable | data not applicable | data not applicable | data not applicable | data not available | data not available | data not applicable | data not available | Connected | 21.05 | 19 | 20 | 19 | 20 | 44678 | data not applicable | data not applicable | data not applicable | data not applicable | data not applicable | data not applicable | data not applicable | data not available | data not available | data not available | data not available | data not available | data not available | 45750
1100770552363 | [5 empty] | 1100770552354 | Edl (uk) lfg generation limited | Waverley wood landfill site, weston lane, bubbenhall, coventry, cv8 | Generation Site No2, Waverley Wood Landfill Site | Weston Lane, Bubbenhall | Coventry | data not available | CV8 3BN | United Kingdom | 436177 | 271452 | Coventry 132Kv S Stn | Whitley 33Kv S Stn | Ryton 33 11Kv S Stn | 11 | National Grid Electricity Distribution (East Midlands) Plc | Biofuel - Landfill gas | Gas turbine (OCGT) | No | data not available | data not available | 1.413 | data not applicable | data not applicable | No | data not available | data not available | 0.66 | data not applicable | data not applicable | data not applicable | data not available | data not available | data not applicable | data not available | Connected | 2.073 | 1.7765 | 1.87 | 0.038 | 0.04 | 42821 | data not applicable | data not applicable | data not applicable | data not applicable | data not applicable | data not applicable | data not applicable | data not available | data not available | data not available | data not available | data not available | data not available | 45750
1023470462707 | [5 empty] | 1014570507369 | EDL UK Ltd | Mucking Power Station | Mucking Wharf Road |  | STANFORD-LE-HOPE | Essex | SS17 0RN | England | 568608 | 181106 | Tilbury | Tilbury Compact Grid 33kV |  | 11 | Eastern Power Networks (EPN) | Biofuel - Landfill gas | Engine (combustion / reciprocating) |  |  |  | 7.89 | [12 empty] | No | Connected | 7.89 | 7.89 | 8.305 | 0.3 | 0.316 | 2000-07-03 | [13 empty] | 2024-01-15 | 0.51974 | 51.6504 | 51.6503816064221, 0.51974331853279 | EPN-S0000000D7017 | Solar PV
1700000000000 | [5 empty] | 1700000000000 | EFW NESS LTD | GREENBANK CRESCENT | IMPORT/EXPORT | EAST TULLOS INDUSTRIAL ESTATE | ABERDEEN | ABERDEEN | DATA NOT AVAILABLE | SCOTLAND | DATA NOT AVAILABLE | DATA NOT AVAILABLE | REDMOSS | DATA NOT APPLICABLE | REDMOSS | 11 | SCOTTISH HYDRO ELECTRIC POWER DISTRIBUTION PLC | DATA NOT AVAILABLE | DATA NOT AVAILABLE | NO | DATA NOT AVAILABLE | DATA NOT AVAILABLE | 15.2 | DATA NOT AVAILABLE | DATA NOT AVAILABLE | DATA NOT AVAILABLE | DATA NOT AVAILABLE | DATA NOT AVAILABLE | DATA NOT AVAILABLE | DATA NOT AVAILABLE | DATA NOT AVAILABLE | DATA NOT AVAILABLE | DATA NOT AVAILABLE | DATA NOT AVAILABLE | DATA NOT AVAILABLE | DATA NOT AVAILABLE | CONNECTED | 15.2 | 15.2 | 16 | DATA NOT AVAILABLE | DATA NOT AVAILABLE | DATA NOT AVAILABLE | DATA NOT AVAILABLE | DATA NOT AVAILABLE | DATA NOT AVAILABLE | DATA NOT AVAILABLE | DATA NOT AVAILABLE | DATA NOT AVAILABLE | DATA NOT AVAILABLE | N | DATA NOT AVAILABLE | DATA NOT AVAILABLE | DATA NOT AVAILABLE | DATA NOT AVAILABLE | DATA NOT AVAILABLE | 45176
2200040863399, 2200040863422 | [5 empty] | 2200040863404, 2200040863431 | Ekuk gmbh & co wpfm kg (uk branch) | Holsworthy forestmoor windfarm | Forestmoor Windfarm | Stowford Cross | Holsworthy | North Devon | EX22 7TP | United Kingdom | 229979 | 113291 | Alverdiscott Sgp | Pyworthy Bsp | Stratton | data not available | National Grid Electricity Distribution (South West) Plc | data not available | data not available | No | data not available | data not available | 2.7 | data not applicable | data not applicable | data not applicable | data not available | data not available | data not applicable | data not applicable | data not applicable | data not applicable | data not available | data not available | data not applicable | data not available | Connected | 2.7 | 2.85 | 3 | 0.38 | 0.4 | 38384 | data not applicable | data not applicable | data not applicable | data not applicable | data not applicable | data not applicable | data not applicable | data not available | data not available | data not available | data not available | data not available | data not available | 45750
1170001326297 | [5 empty] | 1170001326288 | Lightsource spv 156 limited | Hawton cotham grange pv 132kv | Solar Farm, The Grange | Cotham Lane | Hawton | Nottinghamshire | NG24 3RJ | United Kingdom | 479588 | 348935 | Staythorpe C 132Kv S Stn | Cotham Grange Pv | data not available | 132 | National Grid Electricity Distribution (East Midlands) Plc | Solar | Photovoltaic | No | data not available | data not available | 48.47 | data not applicable | data not applicable | data not applicable | data not available | data not available | data not applicable | data not applicable | data not applicable | data not applicable | data not available | data not available | data not applicable | data not available | Connected | 48.47 | 37.81 | 39.8 | 0.399 | 0.42 | 44179 | data not applicable | data not applicable | data not applicable | data not applicable | data not applicable | data not applicable | data not applicable | data not available | data not available | data not available | data not available | data not available | data not available | 45750
1170001326311 | [5 empty] | 1170001326302 | Uk energy reserve ltd | Battery lane bess | Export | Battery Lane | Boston | data not available | PE21 7SU | United Kingdom | 533445 | 342501 | Walpole 132Kv S Stn | Boston 33Kv S Stn | data not available | 33 | National Grid Electricity Distribution (East Midlands) Plc | Stored Energy (all stored energy irrespective of the original energy source) | Storage - Electrochemical (Batteries) | No | data not available | data not available | 10.98 | data not applicable | data not applicable | data not applicable | data not available | data not available | data not applicable | data not applicable | data not applicable | data not applicable | data not available | data not available | data not applicable | data not available | Connected | 10.98 | 9.5 | 10 | 9.5 | 10 | 44317 | data not applicable | data not applicable | data not applicable | data not applicable | data not applicable | data not applicable | data not applicable | data not available | data not available | data not available | data not available | data not available | data not available | 45750
Data not available | [6 empty] | Electrical Mechanical Projects Ltd | CHEQUERS WAY |  |  | Palmers Green | LONDON | N13 6BU | England | 532050 | 192387 | Tottenham | - | Palmers Grn Grid 11kV | 11 | Eastern Power Networks (EPN) | Fossil - Gas | Steam-gas turbine (CCGT) |  |  |  | 1.999 | [12 empty] | No | Connected | 1.999 | 1.999 | 2.104 | 1 | 1.053 | 2021-11-09 | [13 empty] | 2022-01-17 | 0.99117 | 51.9051 | 51.9051191809671, 0.991171511811026 |  | Solar PV
data not available | [5 empty] | data not available | ELI LILLY & CO | Dista Products | Fleming Road | Speke | Liverpool | Merseyside | L24 9LN | England | 343494 | 384677 | RAINHILL | HALEWOOD G1B / HALEWOOD G2B / HALEWOOD GT3 / SPEKE GT1A | DISTA PRODUCTS | 33 | SP Manweb plc | Fossil - Oil | Engine (combustion / reciprocating) | Yes | 0 | 0 | 10 | data not applicable | data not applicable | No | 0 | 0 | 0 | data not applicable | data not applicable | No | 0 | 0 | 0 | data not available | Connected | 10 | 10 | 10.5263 | data not applicable | data not applicable | data not available | data not applicable | data not applicable | data not applicable | data not applicable | data not applicable | data not available | data not applicable | N | N | data not available | N | data not available | data not available | 44088 | data not available | 257
Data Not Available | [5 empty] | Data Not Available | Ellington Landfill | Ellington Landfill | Ellington Landfill | Ellington Road | Ashington | Northumberland | NE63 9XS | England | 426440 | 589650 | Blyth 66kV | Blyth 66kV | Ashington | 11 | Northern Powergrid (Northeast) plc | Biofuel - Landfill gas | Engine (combustion / reciprocating) | No | Data Not Applicable | Data Not Applicable | 1 | Data Not Available | Data Not Available | Data Not Available | Data Not Available | Data Not Available | Data Not Available | Data Not Available | Data Not Available | Data Not Available | Data Not Available | Data Not Available | Data Not Available | No | Connected | 1 | 1 | 1.053 | Data Not Available | Data Not Available | 2023-06-28 00:00:00 | Data Not Applicable | Data Not Applicable | 1.053 | Data Not Applicable | Data Not Applicable | 2022-05-06 00:00:00 | Data Not Available | Data Not Available | Data Not Available | Data Not Available | Data Not Available | Data Not Available | Data Not Available | 2022-06-14 | 55.20040958133578, -1.5861516920887462 | 2022-05-06 | 2023-06-28 | Northumberland
1170001388354 | [5 empty] | 1170001388318 | Infinis solar limited | Ling hall solar farm | Ling Hall Solar Farm | Lawford Heath Lane | Lawford heath | data not available | CV23 9LH | United Kingdom | 445311 | 273055 | Coventry 132Kv S Stn | Rugby 33Kv S Stn | Lawford 33 11Kv S Stn | 11 | National Grid Electricity Distribution (East Midlands) Plc | Solar | Photovoltaic | No | data not available | data not available | 5.5 | data not applicable | data not applicable | data not applicable | data not available | data not available | data not applicable | data not applicable | data not applicable | data not applicable | data not available | data not available | data not applicable | data not available | Connected | 5.5 | 5.3314 | 5.612 | 0.19 | 0.2 | 44266 | data not applicable | data not applicable | data not applicable | data not applicable | data not applicable | data not applicable | data not applicable | data not available | data not available | data not available | data not available | data not available | data not available | 45750
1170001402799 | [5 empty] | 1170001402770 | Butyric holdings ltd | Airfield fiskerton solar | Airfield Fiskerton Solar | Reepham Road | Fiskerton | data not available | LN3 4HZ | United Kingdom | 504987 | 372934 | West Burton 132Kv S Stn | Lincoln Main No 1 33Kv S Stn | data not available | 33 | National Grid Electricity Distribution (East Midlands) Plc | Solar | Photovoltaic | No | data not available | data not available | 12.765 | data not applicable | data not applicable | data not applicable | data not available | data not available | data not applicable | data not applicable | data not applicable | data not applicable | data not available | data not available | data not applicable | data not available | Connected | 12.765 | 19 | 20 | 0.095 | 0.1 | 45189 | data not applicable | data not applicable | data not applicable | data not applicable | data not applicable | data not applicable | data not applicable | data not available | data not available | data not available | data not available | data not available | data not available | 45750
1170001415733 | [5 empty] | 1170001415724 | Nextpower spv 6 ltd | White cross lane | Export | White Cross Lane | Burton pedwardine | data not available | NG34 0BN | United Kingdom | 509120 | 343498 | Bicker Fen 132Kv S Stn | Sleaford 33Kv S Stn | data not available | 33 | National Grid Electricity Distribution (East Midlands) Plc | Solar | Photovoltaic | No | data not available | data not available | 26.752 | data not applicable | data not applicable | data not applicable | data not available | data not available | data not applicable | data not applicable | data not applicable | data not applicable | data not available | data not available | data not applicable | data not available | Connected | 26.752 | 21.85 | 23 | 0.0475 | 0.05 | 45047 | data not applicable | data not applicable | data not applicable | data not applicable | data not applicable | data not applicable | data not applicable | data not available | data not available | data not available | data not available | data not available | data not available | 45750
1170001439725 | [5 empty] | 1170001439707 | Covanta energy limited | Newhurst energy recovery facility | Newhurst Quarry | Ashby Road East | Shepshed | Leicestershire | LE12 9BU | United Kingdom | 448943 | 317885 | Ratcliffe On Soar 132Kv S Stn | data not available | data not available | 132 | National Grid Electricity Distribution (East Midlands) Plc | Waste | Steam turbine (thermal power plant) | No | data not available | data not available | 48.56 | data not applicable | data not applicable | data not applicable | data not available | data not available | data not applicable | data not applicable | data not applicable | data not applicable | data not available | data not available | data not applicable | data not available | Connected | 48.56 | 40.85 | 43 | 6.1275 | 6.45 | 44750 | data not applicable | data not applicable | data not applicable | data not applicable | data not applicable | data not applicable | data not applicable | data not available | data not available | data not available | data not available | data not available | data not available | 45750
1170001443128 | [5 empty] | 1170001443100 | Lightsource spv 112 limited | Streetfield farm | Streetfield Farm | Watling Street | Lutterworth | Leicestershire | LE17 4HU | United Kingdom | 451811 | 283038 | Coventry 132Kv S Stn | data not available | data not available | 33 | National Grid Electricity Distribution (East Midlands) Plc | Solar | Photovoltaic | No | data not available | data not available | 44 | data not applicable | data not applicable | data not applicable | data not available | data not available | data not applicable | data not applicable | data not applicable | data not applicable | data not available | data not available | data not applicable | data not available | Connected | 44 | 36.1 | 38 | 0.38 | 0.4 | 44774 | data not applicable | data not applicable | data not applicable | data not applicable | data not applicable | data not applicable | data not applicable | data not available | data not available | data not available | data not available | data not available | data not available | 45750
Data Not Available | [5 empty] | Data Not Available | Eminox Limited | Eminox Limited | Eminox Limited | Miller Road | Gainsborough | Lincolnshire | DN21 1QB | England | 483246 | 390352 | Keadby | Blyton | Corringham Road | 11 | Northern Powergrid (Yorkshire) plc | Fossil - Gas | Engine (combustion / reciprocating) | No | Data Not Applicable | Data Not Applicable | 1.5 | Data Not Available | Data Not Available | Data Not Available | Data Not Available | Data Not Available | Data Not Available | Data Not Available | Data Not Available | Data Not Available | Data Not Available | Data Not Available | Data Not Available | No | Connected | 1.5 | 1.5 | 1.579 | Data Not Available | Data Not Available | Data Not Available | Data Not Applicable | Data Not Applicable | 1.579 | Data Not Applicable | Data Not Applicable | Data Not Available | Data Not Available | Data Not Available | Data Not Available | Data Not Available | Data Not Available | Data Not Available | Data Not Available | 2017-03-08 | 53.40343435943044, -0.7493364266805747 |  |  | West Lindsey
1170001519130 | [5 empty] | 1170001519140 | West beacon solar ltd | West beacon solar ltd | West Beacon Farm | Deans Lane, Woodhouse Eaves | Loughborough | Leicestershire | LE12 8TE | United Kingdom | 450190 | 315213 | Ratcliffe On Soar 132Kv S Stn | Loughborough 33Kv S Stn | Shepshed 33 11Kv S Stn | 11 | National Grid Electricity Distribution (East Midlands) Plc | Solar | Photovoltaic | No | data not available | data not available | 1 | data not applicable | data not applicable | data not applicable | data not available | data not available | data not applicable | data not applicable | data not applicable | data not applicable | data not available | data not available | data not applicable | data not available | Connected | 1 | 0.95 | 1 | 0.0475 | 0.05 | 44713 | data not applicable | data not applicable | data not applicable | data not applicable | data not applicable | data not applicable | data not applicable | data not available | data not available | data not available | data not available | data not available | data not available | 45750
1170001534820 | [5 empty] | 1170001534811 | Enderby storage limited | Desford road bess | Desford Road Ess | Desford Road, Enderby | Leicester | data not available | LE19 3LR | United Kingdom | 452820 | 300245 | Enderby 132Kv S Stn | data not available | data not available | 132 | National Grid Electricity Distribution (East Midlands) Plc | Stored Energy (all stored energy irrespective of the original energy source) | Storage - Electrochemical (Batteries) | No | data not available | data not available | 51.75 | data not applicable | data not applicable | data not applicable | data not available | data not available | data not applicable | data not applicable | data not applicable | data not applicable | data not available | data not available | data not applicable | data not available | Connected | 51.75 | 47.405 | 49.9 | 47.405 | 49.9 | 44891 | data not applicable | data not applicable | data not applicable | data not applicable | data not applicable | data not applicable | data not applicable | data not available | data not available | data not available | data not available | data not available | data not available | 45750
1170001544448, 1170001544642 | [5 empty] | 1170001544439, 1170001544633 | Eeb 23 ltd | Land south of gorse lane | Land South Of | Gorse Lane | Sleaford | data not available | NG34 8SF | United Kingdom | 507563 | 342044 | Bicker Fen 132Kv S Stn | Sleaford 33Kv S Stn | data not available | 33 | National Grid Electricity Distribution (East Midlands) Plc | Solar | Photovoltaic | No | data not available | data not available | 45.6 | data not applicable | data not applicable | data not applicable | data not available | data not available | data not applicable | data not applicable | data not applicable | data not applicable | data not available | data not available | data not applicable | data not available | Connected | 45.6 | 38.3876 | 40.408 | 0.057 | 0.06 | 44777 | data not applicable | data not applicable | data not applicable | data not applicable | data not applicable | data not applicable | data not applicable | data not available | data not available | data not available | data not available | data not available | data not available | 45750
DATA NOT AVAILABLE | [5 empty] | DATA NOT AVAILABLE | ENER-G COMBINED POWER LTD | WYTHENSHAWE HOSPITAL | SOUTHMOOR ROAD | WYTHENSHAWE | MANCHESTER | GREATER MANCHESTER | M23 9LT | ENGLAND | 380598 | 388039 | CARRINGTON ENWL SGTS 1B 2B 4 7 | SALE | BAGULEY | 11 | ELECTRICITY NORTH WEST LIMITED | FOSSIL - GAS | ENGINE (COMBUSTION / RECIPROCATING) | YES | 0 | 0 | 2.026 |  |  |  | 0 | 0 | 0 |  |  |  | 0 | 0 | 0 | NO | CONNECTED | 0 | 0 | 0 | 0 | 0 |  | 2.026 | 0 | 0 | 4.75 | 5 | 2018-03-01 |  | NO | NO |  | TO BE CONFIRMED |  |  | 2024-03-14 | 53.38882977851019, -2.293189635664674
Data not available | [6 empty] | ENER-G Combined Power Ltd | LEWISHAM UNIVERSITY HOSPITAL | LEWISHAM UNIVERSITY HOSPITAL | LEWISHAM HIGH ST | LEWISHAM | LONDON | SE13 6LH | England | 537874 | 174681 | Beddington 132kV Hurst 132kV | - | Sydenham Park 11kV |  | London Power Networks (LPN) | Fossil - Gas | Engine (combustion / reciprocating) |  |  |  | 1.28 | [12 empty] | No | Connected | 1.28 | 1.28 | 1.344 | 0.001 | 0.001 | 2020-02-20 | [13 empty] | 2023-08-14 | 0.027454 | 51.5017 | 51.5017351067189, 0.0274543545996603 | LPN-S000000000684 | Fossil fuel
data not available | [5 empty] | data not available | ENER-G NATURAL POWER LTD | Lea Green Landfill | Lea Green Road | St Helens | St Helens | Merseyside | WA9 5AX | England | 351155 | 391747 | RAINHILL | BOLD G2B / RAVENHEAD G1A2 / ST HELENS GT2A | PILKINGTONS HO T1 / SOMERFIELD DISTRIBUTION T1 / RAVENHEAD RETAIL PARK T1 | 33 | SP Manweb plc | Biofuel - Landfill gas | Engine (combustion / reciprocating) | No | 0 | 0 | 3.5 | data not applicable | data not applicable | No | 0 | 0 | 0 | data not applicable | data not applicable | No | 0 | 0 | 0 | data not available | Connected | 3.5 | 3.5 | 3.6842 | data not applicable | data not applicable | data not available | data not applicable | data not applicable | data not applicable | data not applicable | data not applicable | data not available | data not applicable | N | N | data not available | N | data not available | data not available | 44088 | data not available | 486
1170001579803 | [5 empty] | 1100039605723, 1100039605732 | Silverstone circuits ltd | Silverstone circuit | The Wing Solar Generation | Silverstone Circuit | Towcester | data not available | NN12 8TN | United Kingdom | 466877 | 242322 | East Claydon 132Kv S Stn | Brackley 132Kv S Stn | Silverstone 33 11Kv S Stn | 11 | National Grid Electricity Distribution (East Midlands) Plc | Solar | Photovoltaic | No | data not available | data not available | 1 | data not applicable | data not applicable | data not applicable | data not available | data not available | data not applicable | data not applicable | data not applicable | data not applicable | data not available | data not available | data not applicable | data not available | Connected | 1 | 0.47405 | 0.499 | 4.37 | 4.6 | 44958 | data not applicable | data not applicable | data not applicable | data not applicable | data not applicable | data not applicable | data not applicable | data not available | data not available | data not available | data not available | data not available | data not available | 45750
1630000909747 | [5 empty] | 1630000909738 | ENER.G NATURAL POWER LTD | CLAYTON HALL QUARRY | DAWSON LANE | WHITTLE-LE-WOODS | CHORLEY | LANCASHIRE | PR6 7DX | ENGLAND | 356809 | 421834 | PENWORTHAM WEST GSP / STANAH GSP GROUP | LEYLAND | BUCKSHAW | 11 | ELECTRICITY NORTH WEST LIMITED | BIOFUEL - LANDFILL GAS | ENGINE (COMBUSTION / RECIPROCATING) | NO | 0 | 0 | 1.425 |  |  |  | 0 | 0 | 0 |  |  |  | 0 | 0 | 0 | NO | CONNECTED | 1.425 | 1.3538 | 1.425 | 0.038 | 0.04 | 2012-11-01 |  |  |  | 0 | 0 |  |  | NO | NO |  |  |  |  | 2021-12-06 | 53.691156359511254, -2.6555360463561213
1800053647859 | [5 empty] | data not applicable | Energ | Shewalton Landfill | Landfill Site | Shewalton Road | Irvine | North Ayrshire | KA11 5AJ | Scotland | 284508 | 634724 | Kilmarnock South | data not applicable | RIVERSIDE (11kV) | 11 | SP Distribution Ltd | Biofuel - Landfill gas | Steam-gas turbine (CCGT) | No | 0 | 0 | 1.8 | data not applicable | data not applicable | No | 0 | 0 | 0 | data not applicable | data not applicable | No | 0 | 0 | 0 | Yes | Connected | 1.8 | 1.8 | 1.8947 | 0 | 0 | 37915 | data not applicable | data not applicable | data not applicable | data not applicable | data not applicable | data not available | data not available | N | N | data not available | N | 189382 | data not available | 44088 | data not available | 701
1170001675113 | [5 empty] | 1170001675196 | Yelvertoft solar farm ltd | Crick road solar plant | data not available | Crick Road, Yelvertoft, Daventry | data not available | data not available | NN6 6NA | United Kingdom | 458288 | 274602 | Coventry 132Kv S Stn | data not available | data not available | 132 | National Grid Electricity Distribution (East Midlands) Plc | Solar | Photovoltaic | No | data not available | data not available | 41.4 | data not applicable | data not applicable | data not applicable | data not available | data not available | data not applicable | data not applicable | data not applicable | data not applicable | data not available | data not available | data not applicable | data not available | Connected | 41.4 | 47.405 | 49.9 | 0.475 | 0.5 | 45443 | data not applicable | data not applicable | data not applicable | data not applicable | data not applicable | data not applicable | data not applicable | data not available | data not available | data not available | data not available | data not available | data not available | 45750
1170001689844, 1170001697960 | [5 empty] | 1170001689551, 1170001697951, 1170001697970 | Lightsource spv 154 ltd | Tiln farm | data not available | Tiln Farm, Retford | data not available | data not available | DN22 9JH | United Kingdom | 470852 | 384214 | West Burton 132Kv S Stn | Tiln Farm 132Kv | data not available | 132 | National Grid Electricity Distribution (East Midlands) Plc | Solar | Photovoltaic | No | data not available | data not available | 42.5363 | Stored Energy (all stored energy irrespective of the original energy source) | Storage - Electrochemical (Batteries) | No | data not available | data not available | 29.1935 | data not applicable | data not applicable | data not applicable | data not available | data not available | data not applicable | data not available | Connected | 71.7297 | 94.81 | 99.8 | 71.25 | 75 | 45197 | data not applicable | data not applicable | data not applicable | data not applicable | data not applicable | data not applicable | data not applicable | data not available | data not available | data not available | data not available | data not available | data not available | 45750
data not available | [5 empty] | data not applicable | Energ (Natural Power Enpl) | Auchenlea Landfill | Auchinlea Landfill | Carlisle road | Cleland | North Lanarkshire | ML1 5LR | Scotland | 281000 | 659000 | Newarthill | data not applicable | NEWHOUSE (11kV) | 11 | SP Distribution Ltd | Biofuel - Landfill gas | Steam-gas turbine (CCGT) | No | data not available | data not available | 2.3 | data not applicable | data not applicable | No | 0 | 0 | 0 | data not applicable | data not applicable | No | 0 | 0 | 0 | No | Connected | 2.3 | 2.3 | 2.4211 | 0 | 0 | 37763 | data not applicable | data not applicable | data not applicable | data not applicable | data not applicable | data not available | data not available | N | N | data not available | N | data not available | data not available | 44088 | data not available | 96
1170001711542 | [5 empty] | 1100039627026 | I grunwerg limited | I grunwerg limited | I Grunwerg Limited, Silversteel Manor | Carrwood Road | Chesterfield | data not available | S41 9QB | United Kingdom | 436283 | 375415 | Chesterfield 132Kv S Stn | Chesterfield 33Kv S Stn | Sheepbridge 6 6Kv S Stn | 11 | National Grid Electricity Distribution (East Midlands) Plc | Solar | Photovoltaic | No | data not available | data not available | 10.824 | data not applicable | data not applicable | data not applicable | data not available | data not available | data not applicable | data not applicable | data not applicable | data not applicable | data not available | data not available | data not applicable | data not available | Connected | 10.824 | 0.0627 | 0.066 | 0.07125 | 0.075 | 44949 | data not applicable | data not applicable | data not applicable | data not applicable | data not applicable | data not applicable | data not applicable | data not available | data not available | data not available | data not available | data not available | data not available | 45750
1099000011462 | [6 empty] | Energetics Electricity | SPRING WAY |  |  | HEMEL HEMPSTEAD | Herts | HP2 7SU | England | 508041 | 208299 | Elstree | Piccotts End Grid 33kV |  | 33 | Eastern Power Networks (EPN) | Fossil - Gas | Steam-gas turbine (CCGT) |  |  |  | 30 | [12 empty] | No | Connected | 30 | 30 | 31.579 |  | 0 | 2016-10-01 | [13 empty] | 2020-11-13 | -0.4191 | 52.1472 | 52.1472264718932, -0.419099282452922 | EPN-S0000000F4039 | Fossil fuel
Data not available | [6 empty] | Energy & System Technical Ltd | SHOTTENTONS FARM | TOMWORLD | Pecks Hill | Nazing | Essex | EN9 2NY | England | 539239 | 206805 | Rye House | Rye House Grid 33kV |  | 33 | Eastern Power Networks (EPN) | Fossil - Gas | Gas turbine (OCGT) |  |  |  | 10.065 | [12 empty] | No | Connected | 10.065 | 10.065 | 10.595 | 0.475 | 0.5 | 2023-07-28 | [13 empty] | 2024-06-14 | -0.75273 | 51.8388 | 51.8387904474745, -0.75272558154854 |  | Solar PV
1030059761820 | [6 empty] | ENERGY 10 | HUNTINGDON WOOD RECYCLING CENTRE 1 - PHS 1 |  |  | HUNTINGDON | Cambs | PE28 0AE | England | 518440 | 271710 | Eaton Socon | - | Huntingdon Grid 11kV | 11 | Eastern Power Networks (EPN) | Biofuel - Biogas from anaerobic digestion (excluding landfill & sewage) | Engine (combustion / reciprocating) |  |  |  | 3.093 | [12 empty] | No | Connected | 3.093 | 3.093 | 3.256 |  |  | 2009-03-12 | [13 empty] | 2024-11-14 | 0.69654 | 52.6525 | 52.652517947835, 0.696538887573304 | EPN-S0000000H6042 | Wind
1170001777784 | [5 empty] | 1170001777720 | Stony energy storage ltd | Potash farm 50mw | Land At Potash Farm | Nash Road | Beachampton | data not available | MK19 6EA | United Kingdom | 477762 | 236120 | East Claydon 132Kv S Stn | Stony Stratford B | data not available | 33 | National Grid Electricity Distribution (East Midlands) Plc | Stored Energy (all stored energy irrespective of the original energy source) | Storage - Electrochemical (Batteries) | No | data not available | data not available | 57.96 | data not applicable | data not applicable | data not applicable | data not available | data not available | data not applicable | data not applicable | data not applicable | data not applicable | data not available | data not available | data not applicable | data not available | Connected | 57.96 | 47.405 | 49.9 | 47.405 | 49.9 | 45170 | data not applicable | data not applicable | data not applicable | data not applicable | data not applicable | data not applicable | data not applicable | data not available | data not available | data not available | data not available | data not available | data not available | 45750
1170001781976 | [5 empty] | 1170001781911 | Brett martin ltd | Brett martin ltd, stephenson road, speedwell industrial est, staveley, s43 3jp | Brett Martin Limited | Stephenson Road, Speedwell Industrial Estate, Staveley | Chesterfield | Derbyshire | S43 3JP | United Kingdom | 443356 | 374325 | Chesterfield 132Kv S Stn | Staveley 33Kv S Stn | Staveley 11Kv S Stn | 11 | National Grid Electricity Distribution (East Midlands) Plc | Solar | Photovoltaic | No | data not available | data not available | 13 | data not applicable | data not applicable | data not applicable | data not available | data not available | data not applicable | data not applicable | data not applicable | data not applicable | data not available | data not available | data not applicable | data not available | Connected | 13 | 0.4275 | 0.45 | 1.71 | 1.8 | 45108 | data not applicable | data not applicable | data not applicable | data not applicable | data not applicable | data not applicable | data not applicable | data not available | data not available | data not available | data not available | data not available | data not available | 45750
1170001813110 | [5 empty] | 1170001813100 | Bicker fen solar limited | Manor farm pv | Manor Farm | Wainfleet Road, Irby-In-The-Marsh | Skegness | data not available | PE24 5AY | United Kingdom | 546781 | 363599 | Bicker Fen 132Kv S Stn | Skegness 33Kv S Stn | data not available | 33 | National Grid Electricity Distribution (East Midlands) Plc | Solar | Photovoltaic | No | data not available | data not available | 18.705 | data not applicable | data not applicable | data not applicable | data not available | data not available | data not applicable | data not applicable | data not applicable | data not applicable | data not available | data not available | data not applicable | data not available | Connected | 18.705 | 17.86 | 18.8 | 0.19 | 0.2 | 45345 | data not applicable | data not applicable | data not applicable | data not applicable | data not applicable | data not applicable | data not applicable | data not available | data not available | data not available | data not available | data not available | data not available | 45750
1170001815437 | [5 empty] | 1170001815428 | Stony energy storage ltd | Potash farm 30mw | Land At Potash Farm | Nash Road | Beachampton | data not available | MK19 6EA | United Kingdom | 477770 | 236114 | East Claydon 132Kv S Stn | Stony Stratford B | data not available | 33 | National Grid Electricity Distribution (East Midlands) Plc | Stored Energy (all stored energy irrespective of the original energy source) | Storage - Electrochemical (Batteries) | No | data not available | data not available | 33.81 | data not applicable | data not applicable | data not applicable | data not available | data not available | data not applicable | data not applicable | data not applicable | data not applicable | data not available | data not available | data not applicable | data not available | Connected | 33.81 | 28.5 | 30 | 28.5 | 30 | 45170 | data not applicable | data not applicable | data not applicable | data not applicable | data not applicable | data not applicable | data not applicable | data not available | data not available | data not available | data not available | data not available | data not available | 45750
1170001821556 | [5 empty] | 1170001821626 | Fox covert solar farm limited | Adstock solar farm | Adstock Solar Farm | Adstock Solar Farm, Addington | Buckingham | data not available | MK18 2JW | United Kingdom | 475524 | 229819 | East Claydon 132Kv S Stn | Stony Stratford 33Kv S Stn | Adstock Solar Farm | 33 | National Grid Electricity Distribution (East Midlands) Plc | Solar | Photovoltaic | No | data not available | data not available | 18.4 | data not applicable | data not applicable | data not applicable | data not available | data not available | data not applicable | data not applicable | data not applicable | data not applicable | data not available | data not available | data not applicable | data not available | Connected | 18.4 | 14.25 | 15 | 0.0475 | 0.05 | 45199 | data not applicable | data not applicable | data not applicable | data not applicable | data not applicable | data not applicable | data not applicable | data not available | data not available | data not available | data not available | data not available | data not available | 45750
1170001869414 | [5 empty] | 1170001869405 | Jbm solar projects 23 ltd | Eastfields solar farm | Eastfields Solar 065 | Great Western, Deppers Bridge, Bishop'S Itchington | Southam | data not available | CV47 2ST | United Kingdom | 438048 | 260507 | Berkswell 132Kv S Stn | Harbury 33Kv S Stn | data not available | 33 | National Grid Electricity Distribution (East Midlands) Plc | Solar | Photovoltaic | No | data not available | data not available | 28 | data not applicable | data not applicable | data not applicable | data not available | data not available | data not applicable | data not applicable | data not applicable | data not applicable | data not available | data not available | data not applicable | data not available | Connected | 28 | 23.75 | 25 | 23.75 | 25 | 45419 | data not applicable | data not applicable | data not applicable | data not applicable | data not applicable | data not applicable | data not applicable | data not available | data not available | data not available | data not available | data not available | data not available | 45750
1170001876003 | [5 empty] | 1170001875862 | Low farm solar limited | Low farm solar | Land At Low Farm | Old Fen Bank, Wainfleet | All saints | Skegness Lincolnshire | PE24 4JS | United Kingdom | 545354 | 357860 | Bicker Fen 132Kv S Stn | data not available | data not available | 132 | National Grid Electricity Distribution (East Midlands) Plc | Solar | Photovoltaic | No | data not available | data not available | 41 | data not applicable | data not applicable | data not applicable | data not available | data not available | data not applicable | data not applicable | data not applicable | data not applicable | data not available | data not available | data not applicable | data not available | Connected | 41 | 0 | 0 | 0.095 | 0.1 | 45551 | data not applicable | data not applicable | data not applicable | data not applicable | data not applicable | data not applicable | data not applicable | data not available | data not available | data not available | data not available | data not available | data not available | 45750
1170001876323, 1170001938459 | [5 empty] | 1170001876280, 1170001938440 | London road energy centre ltd | Grove farm (pv), land off gypsy lane, irchester, northamptonshire nn29 7uf | Pv Export - Breaker 1, Grove Farm | Gipsy Lane, Irchester | Wellingborough | Northamptonshire | NN29 7UF | United Kingdom | 490634 | 265695 | Grendon 132Kv S Stn | Wellingborough 132Kv S Stn | Wellingborough 132/11Kv (Reserve) | 11 | National Grid Electricity Distribution (East Midlands) Plc | Solar | Photovoltaic | No | data not available | data not available | 20 | data not applicable | data not applicable | data not applicable | data not available | data not available | data not applicable | data not applicable | data not applicable | data not applicable | data not available | data not available | data not applicable | data not available | Connected | 20 | 19 | 20 | 0.19 | 0.2 | 45261 | data not applicable | data not applicable | data not applicable | data not applicable | data not applicable | data not applicable | data not applicable | data not available | data not available | data not available | data not available | data not available | data not available | 45750
1170001882930 | [5 empty] | 1170001882902 | Alfreton solar limited | Dunsford road alfreton pv | Unit | Dunsford Road | Alfreton | data not available | DE55 7RH | United Kingdom | 441885 | 356498 | Chesterfield 132Kv S Stn | Alfreton 33Kv S Stn | Dunsford Road Pv Scheme | 33 | National Grid Electricity Distribution (East Midlands) Plc | Solar | Photovoltaic | No | data not available | data not available | 19.388 | data not applicable | data not applicable | data not applicable | data not available | data not available | data not applicable | data not applicable | data not applicable | data not applicable | data not available | data not available | data not applicable | data not available | Connected | 19.388 | 184.1936 | 193.888 | 0.18525 | 0.195 | 45466 | data not applicable | data not applicable | data not applicable | data not applicable | data not applicable | data not applicable | data not applicable | data not available | data not available | data not available | data not available | data not available | data not available | 45750
1170001889908 | [5 empty] | 1170001889874 | Inkersall solar farm limited | Inkersall farm | Inkersall Farm | Staveley, Inkersall | Chesterfield | data not available | S43 3YH | United Kingdom | 442648 | 372775 | Chesterfield 132Kv S Stn | Staveley 33Kv S Stn | data not available | 33 | National Grid Electricity Distribution (East Midlands) Plc | Solar | Photovoltaic | No | data not available | data not available | 20 | data not applicable | data not applicable | data not applicable | data not available | data not available | data not applicable | data not applicable | data not applicable | data not applicable | data not available | data not available | data not applicable | data not available | Connected | 20 | 19 | 20 | 0.0475 | 0.05 | 45321 | data not applicable | data not applicable | data not applicable | data not applicable | data not applicable | data not applicable | data not applicable | data not available | data not available | data not available | data not available | data not available | data not available | 45750
1170001948299 | [5 empty] | 1100039668946 | The denby pottery company limited | Factory derby road | The Denby Pottery Company Limited | Derby Road | Denby | Derbyshire | DE5 8NX | United Kingdom | 439378 | 347542 | Willington 132Kv S Stn | Heanor 33Kv S Stn | Denby 33 11Kv S Stn | 11 | National Grid Electricity Distribution (East Midlands) Plc | Solar | Photovoltaic | No | data not available | data not available | 2.09 | data not applicable | data not applicable | data not applicable | data not available | data not available | data not applicable | data not applicable | data not applicable | data not applicable | data not available | data not available | data not applicable | data not available | Connected | 2.09 | 0.9025 | 0.95 | 1.7052 | 1.795 | 45366 | data not applicable | data not applicable | data not applicable | data not applicable | data not applicable | data not applicable | data not applicable | data not available | data not available | data not available | data not available | data not available | data not available | 45750
1170001991693 | [5 empty] | 1170001991684 | Nextpower crifton limited | Land at crifton lodge farm | Land At Crifton Lodge Farm | Forest Lane, Bilsthorpe | Newark | data not available | NG22 8TR | United Kingdom | 464132 | 359453 | Chesterfield 132Kv S Stn | data not available | data not available | 132 | National Grid Electricity Distribution (East Midlands) Plc | Solar | Photovoltaic | No | data not available | data not available | 48.29 | data not applicable | data not applicable | data not applicable | data not available | data not available | data not applicable | data not applicable | data not applicable | data not applicable | data not available | data not available | data not applicable | data not available | Connected | 48.29 | 0 | 0 | 0.19 | 0.2 | 45583 | data not applicable | data not applicable | data not applicable | data not applicable | data not applicable | data not applicable | data not applicable | data not available | data not available | data not available | data not available | data not available | data not available | 45750
1170001991754 | [5 empty] | 1170001991736 | Nextpower inkersall ltd | Inkersall grange farm | Export | Inkersall Grange Farm, Bilsthorpe | Newark | data not available | NG22 8TN | United Kingdom | 462548 | 359957 | Chesterfield 132Kv S Stn | data not available | data not available | 132 | National Grid Electricity Distribution (East Midlands) Plc | Solar | Photovoltaic | No | data not available | data not available | 57.07 | data not applicable | data not applicable | data not applicable | data not available | data not available | data not applicable | data not applicable | data not applicable | data not applicable | data not available | data not available | data not applicable | data not available | Connected | 57.07 | 0 | 0 | 0.95 | 1 | 45583 | data not applicable | data not applicable | data not applicable | data not applicable | data not applicable | data not applicable | data not applicable | data not available | data not available | data not available | data not available | data not available | data not available | 45750
1170002011910 | [5 empty] | 1170000706602 | Horiba mira ltd | Horiba mira ltd, nuneaton, watling street | Horiba Mira Limited | Watling Street | Nuneaton | Warwickshire | CV10 0TU | United Kingdom | 436814 | 295145 | Coventry 132Kv S Stn | Hinckley 33Kv S Stn | Wood Lane 33 11Kv S Stn | 11 | National Grid Electricity Distribution (East Midlands) Plc | Solar | Photovoltaic | No | data not available | data not available | 5.355 | data not applicable | data not applicable | data not applicable | data not available | data not available | data not applicable | data not applicable | data not applicable | data not applicable | data not available | data not available | data not applicable | data not available | Connected | 5.355 | 0.92055 | 0.969 | 9.5 | 10 | 45505 | data not applicable | data not applicable | data not applicable | data not applicable | data not applicable | data not applicable | data not applicable | data not available | data not available | data not available | data not available | data not available | data not available | 45750
1170002051922 | [5 empty] | 1170002051843 | Nextpower chapel limited | Chapel street pv | data not available | Chapel Street | Stapleton | data not available | LE9 8FT | United Kingdom | 444755 | 297806 | Coventry 132Kv S Stn | Hinckley 33Kv S Stn | data not available | 33 | National Grid Electricity Distribution (East Midlands) Plc | Solar | Photovoltaic | No | data not available | data not available | 15 | data not applicable | data not applicable | data not applicable | data not available | data not available | data not applicable | data not applicable | data not applicable | data not applicable | data not available | data not available | data not applicable | data not available | Connected | 15 | 14.25 | 15 | 0.0475 | 0.05 | 45787 | data not applicable | data not applicable | data not applicable | data not applicable | data not applicable | data not applicable | data not applicable | data not available | data not available | data not available | data not available | data not available | data not available | 45750
1170002064452 | [5 empty] | 1170002064434 | Wse bourton road limited | Bourton solar park | Manor Farm | Bourton | Buckingham | Buckinghamshire | MK18 7DS | United Kingdom | 477856 | 236170 | East Claydon 132Kv S Stn | Stony Stratford 33Kv S Stn | data not available | 33 | National Grid Electricity Distribution (East Midlands) Plc | Solar | Photovoltaic | No | data not available | data not available | 12.5 | data not applicable | data not applicable | data not applicable | data not available | data not available | data not applicable | data not applicable | data not applicable | data not applicable | data not available | data not available | data not applicable | data not available | Connected | 12.5 | 11.4 | 12 | 0.38 | 0.4 | data not available | data not applicable | data not applicable | data not applicable | data not applicable | data not applicable | data not applicable | data not applicable | data not available | data not available | data not available | data not available | data not available | data not available | 45750
1170002065145 | [5 empty] | 1170002065127 | Infinis solar limited | Boston lfg solar | Boston Lfg Solar Project | Slippery Gowt Lane, Wyberton, Boston | data not available | data not available | PE21 7AA | United Kingdom | 534162 | 362990 | Walpole 132Kv S Stn | Boston 33Kv S Stn | Marsh Lane 33 11Kv S Stn | 11 | National Grid Electricity Distribution (East Midlands) Plc | Solar | Photovoltaic | No | data not available | data not available | 8.91 | data not applicable | data not applicable | data not applicable | data not available | data not available | data not applicable | data not applicable | data not applicable | data not applicable | data not available | data not available | data not applicable | data not available | Connected | 8.91 | 7.125 | 7.5 | 0.095 | 0.1 | 45740 | data not applicable | data not applicable | data not applicable | data not applicable | data not applicable | data not applicable | data not applicable | data not available | data not available | data not available | data not available | data not available | data not available | 45750
1170002076397 | [5 empty] | 1170002076388 | Elms isg solar limited | Newbold pacey solar farm | Elms Solar Farm, Land At Newbold Pacey | Newbold Road | data not available | Warwickshire | CV35 9DP | United Kingdom | 429108 | 256832 | Berkswell 132Kv S Stn | Warwick 33Kv S Stn | data not available | 33 | National Grid Electricity Distribution (East Midlands) Plc | Solar | Photovoltaic | No | data not available | data not available | 19.84 | data not applicable | data not applicable | data not applicable | data not available | data not available | data not applicable | data not applicable | data not applicable | data not applicable | data not available | data not available | data not applicable | data not available | Connected | 19.84 | 19 | 20 | 0.19 | 0.2 | 45593 | data not applicable | data not applicable | data not applicable | data not applicable | data not applicable | data not applicable | data not applicable | data not available | data not available | data not available | data not available | data not available | data not available | 45750
1030000470352 | [6 empty] | Energy Developments (UK) Ltd | BELLHOUSE LFG |  |  | STANWAY PIT | Essex | CO3 5NN | England | 594850 | 222340 | Rayleigh | Abberton Grid 33kV | Shrub End Primary 11kV | 11 | Eastern Power Networks (EPN) | Biofuel - Landfill gas | Engine (combustion / reciprocating) |  |  |  | 6.1 | [12 empty] | No | Connected | 6.1 | 6.1 | 6.421 |  |  | 2013-10-08 | [13 empty] | 2024-11-14 | 0.38898 | 52.2798 | 52.2798384581547, 0.38897881407165 | EPN-S0000000H4028 | Solar PV
1170002082595 | [5 empty] | 1170002082586 | Warwickshire solar 1 ltd | Harborough fields farm, churchover, rugby, warks, cv23 0er | Harborough Fields Solar Farm | Near Churchover | Rugby | data not available | CV23 0ER | United Kingdom | 450354 | 280204 | Coventry 132Kv S Stn | Rugby 33Kv S Stn | data not available | 33 | National Grid Electricity Distribution (East Midlands) Plc | Solar | Photovoltaic | No | data not available | data not available | 1484.44 | data not applicable | data not applicable | data not applicable | data not available | data not available | data not applicable | data not applicable | data not applicable | data not applicable | data not available | data not available | data not applicable | data not available | Connected | 1484.44 | 20.7385 | 21.83 | 0.247 | 0.26 | 45558 | data not applicable | data not applicable | data not applicable | data not applicable | data not applicable | data not applicable | data not applicable | data not available | data not available | data not available | data not available | data not available | data not available | 45750
1170002092228 | [5 empty] | 1160000343009 | Keystone lintels ltd | Ryder close | Keystone Lintels (Export) | Ryder Close | Swadlincote | Derbyshire | DE11 9EU | United Kingdom | 428059 | 318961 | Drakelow 132Kv | Gresley 33Kv S Stn | Gresley 11Kv S Stn | 0.4 | National Grid Electricity Distribution (East Midlands) Plc | Stored Energy (all stored energy irrespective of the original energy source) | Storage - Electrochemical (Batteries) | No | data not available | data not available | 1.043 | data not applicable | data not applicable | data not applicable | data not available | data not available | data not applicable | data not applicable | data not applicable | data not applicable | data not available | data not available | data not applicable | data not available | Connected | 1.043 | 0.90155 | 0.949 | 0.8835 | 0.93 | 45513 | data not applicable | data not applicable | data not applicable | data not applicable | data not applicable | data not applicable | data not applicable | data not available | data not available | data not available | data not available | data not available | data not available | 45750
1170002134542 | [5 empty] | 1170002134533 | Frp mercia holdco 2 limited | Burton site c battery wellington road | Battery Site Site C | Wellington Road | Burton on trent | data not available | DE14 2DW | United Kingdom | 423464 | 322548 | Drakelow 132Kv | Burton South 33Kv S Stn | Wellington St 33 11Kv S Stn | 11 | National Grid Electricity Distribution (East Midlands) Plc | Stored Energy (all stored energy irrespective of the original energy source) | Storage - Electrochemical (Batteries) | No | data not available | data not available | 1.2 | data not applicable | data not applicable | data not applicable | data not available | data not available | data not applicable | data not applicable | data not applicable | data not applicable | data not available | data not available | data not applicable | data not available | Connected | 1.2 | 0.95 | 1 | 0.95 | 1 | 45870 | data not applicable | data not applicable | data not applicable | data not applicable | data not applicable | data not applicable | data not applicable | data not available | data not available | data not available | data not available | data not available | data not available | 45750
1170002168694 | [5 empty] | 1170002168685 | Feldon vale solar farm limited | Feldon vale solar farm, knightcote rd, bishops itchington, southam, warks, cv47 | Feldon Vale Solar Farm | Knightcote Road, Bishops Itchington | Southam | Warwickshire | CV47 2SL | United Kingdom | 439057 | 256709 | Berkswell 132Kv S Stn | Harbury 33Kv S Stn | data not available | 33 | National Grid Electricity Distribution (East Midlands) Plc | Solar | Photovoltaic | No | data not available | data not available | 39.996 | data not applicable | data not applicable | data not applicable | data not available | data not available | data not applicable | data not applicable | data not applicable | data not applicable | data not available | data not available | data not applicable | data not available | Connected | 39.996 | 38 | 40 | 0.0475 | 0.05 | 45748 | data not applicable | data not applicable | data not applicable | data not applicable | data not applicable | data not applicable | data not applicable | data not available | data not available | data not available | data not available | data not available | data not available | 45750
1412198013009 | [5 empty] | 1411198013007 | Westland nurseries (offenham) ltd | Broadway, buckland garden nursery | Buckland Garden Nurseries | 400693 Village Road Through Buckland, Buckland | Tewkesbury | Worcestershire | WR12 7LY | United Kingdom | 407813 | 236223 | Feckenham 66 11Kv S Stn | Feckenham 66/11Kv | Broadway 66 11Kv S Stn | 11 | National Grid Electricity Distribution (West Midlands) Plc | Solar | Photovoltaic | No | data not available | data not available | 1.95 | data not applicable | data not applicable | data not applicable | data not available | data not available | data not applicable | data not applicable | data not applicable | data not applicable | data not available | data not available | data not applicable | data not available | Connected | 1.95 | 1.8525 | 1.95 | 0.095 | 0.1 | 37097 | data not applicable | data not applicable | data not applicable | data not applicable | data not applicable | data not applicable | data not applicable | data not available | data not available | data not available | data not available | data not available | data not available | 45750
1023503165023 | [6 empty] | ENERGY POWER RESOURCES LTD | SUTTON POWER STATION |  |  | Ely | Cambs | CB6 2QE | England | 545190 | 279980 | Burwell | Histon Grid 33kV |  | 33 | Eastern Power Networks (EPN) | Biomass | Steam-gas turbine (CCGT) |  |  |  | 38 | [12 empty] | No | Connected | 38 | 38 | 40 |  |  | 1999-01-12 | [13 empty] | 2020-11-13 | 0.30659 | 52.1557 | 52.1556765846792, 0.306592503814244 | EPN-S0000000D4033 | Wind
2394000131329 | [5 empty] | Data Not Available | Energy Works Hull | Energy Works Hull | Energy Works Hull LTD | Cleveland Street | Hull | North Yorkshire | HU8 8AZ | England | 510219 | 430367 | Creyke Beck | Cleveland Street Generation | Cleveland Street Generation Direct | 132 | Northern Powergrid (Yorkshire) plc | Fossil - Gas | Steam turbine (thermal power plant) | Yes | Data Not Applicable | Data Not Applicable | 25 | Data Not Available | Data Not Available | Data Not Available | Data Not Available | Data Not Available | Data Not Available | Data Not Available | Data Not Available | Data Not Available | Data Not Available | Data Not Available | Data Not Available | No | Connected | 25 | 25 | 26.316 | Data Not Available | Data Not Available | 2016-07-05 00:00:00 | Data Not Applicable | Data Not Applicable | 26.316 | Data Not Applicable | Data Not Applicable | Data Not Available | Data Not Available | Data Not Available | Data Not Available | Data Not Available | Data Not Available | Data Not Available | Data Not Available | 2017-03-08 | 53.75801287416204, -0.32967765361296664 |  | 2016-07-05 | Kingston upon Hull, City of
1421464500007, 1422464500009 | [5 empty] | 1423464500000, 1429264500000 | South staffs water company | Hampton loade water treatment works | Pumping Station, Hampton Loade, Bridgnorth | data not available | Hampton loade | Bridgnorth | WV15 6HD | United Kingdom | 374772 | 287068 | Bishops Wood 132Kv S Stn | Stourport 132 66 33Kv S Stn | Quatt 33 11Kv S Stn | 11 | National Grid Electricity Distribution (West Midlands) Plc | Waste | Steam turbine (thermal power plant) | Yes | data not available | data not available | 37.61 | data not applicable | data not applicable | data not applicable | data not available | data not available | data not applicable | data not applicable | data not applicable | data not applicable | data not available | data not available | data not applicable | data not available | Connected | 37.61 | 15.2 | 16 | 20.9 | 22 | 43929 | data not applicable | data not applicable | data not applicable | data not applicable | data not applicable | data not applicable | data not applicable | data not available | data not available | data not available | data not available | data not available | data not available | 45750
2200042911974 | [5 empty] | 2200042911965 | Enersyst limited | Rockingham 33kv generation station rockingham south smoke lane bristol | Rockingham South | Smoke Lane | Avonmouth | Bristol | BS11 0YT | United Kingdom | 335250 | 118050 | Seabank Sgp | Avonmouth Bsp | data not available | 33 | National Grid Electricity Distribution (South West) Plc | Biofuel - Landfill gas | Gas turbine (OCGT) | No | data not available | data not available | 20 | data not applicable | data not applicable | data not applicable | data not available | data not available | data not applicable | data not applicable | data not applicable | data not applicable | data not available | data not available | data not applicable | data not available | Connected | 20 | 19 | 20 | 0.285 | 0.3 | 43269 | data not applicable | data not applicable | data not applicable | data not applicable | data not applicable | data not applicable | data not applicable | data not available | data not available | data not available | data not available | data not available | data not available | 45750
DATA NOT AVAILABLE | [5 empty] | 1650000137694 | ENGLISH CITIES FUND | 4 NEW BAILEY | 4 NEW BAILEY |  |  | MANCHESTER | M3 5JL | ENGLAND | 383250 | 398394 | KEARSLEY LOCAL 33 GSP | FREDERICK RD | CHAPEL WHARF | 6.6 | ELECTRICITY NORTH WEST LIMITED | FOSSIL GAS | ENGINE (COMBUSTION / RECIPROCATING) | NO | 0 | 0 | 2.4 |  |  |  | 0 | 0 | 0 |  |  |  | 0 | 0 | 0 | NO | CONNECTED | 0 | 0 | 0 | 0 | 0 |  | 2.4 | 2.4 | 0 | 0 | 0 | 2022-12-06 |  | NO | TO BE CONFIRMED |  | NO |  |  | 2024-03-14 | 53.48199615714955, -2.253869731287356
1620001683347 | [5 empty] | 1620001683338 | ENOVERT NORTH LIMITED | LYMES WOOD LANDFILL SITE | VISTA ROAD | VISTA ROAD | ST HELENS | MERSEYSIDE | WA11 0RN | ENGLAND | 357241 | 396578 | BOLD | GOLBORNE | NEWTON LE WILLOWS | 11 | ELECTRICITY NORTH WEST LIMITED | BIOFUEL - LANDFILL GAS | ENGINE (COMBUSTION / RECIPROCATING) | NO | 0 | 0 | 1.03 |  |  |  | 0 | 0 | 0 |  |  |  | 0 | 0 | 0 | NO | CONNECTED | 1.03 | 1.425 | 1.5 | 0.0285 | 0.03 | 2014-05-14 |  |  |  | 0 | 0 |  |  | NO | NO |  |  |  |  | 2021-12-06 | 53.46419830346737, -2.6455259365853383
1620001683365 | [5 empty] | 1620001683356 | ENOVERT NORTH LIMITED | LYMES WOOD LANDFILL SITE | VISTA ROAD | VISTA ROAD | ST HELENS | MERSEYSIDE | WA11 0RN | ENGLAND | 357156 | 396601 | BOLD | GOLBORNE | NEWTON LE WILLOWS | 11 | ELECTRICITY NORTH WEST LIMITED | BIOFUEL - LANDFILL GAS | ENGINE (COMBUSTION / RECIPROCATING) | NO | 0 | 0 | 1.165 |  |  |  | 0 | 0 | 0 |  |  |  | 0 | 0 | 0 | NO | CONNECTED | 1.165 | 2.375 | 2.5 | 0.1425 | 0.15 | 2006-05-12 |  |  |  | 0 | 0 |  |  | NO | NO |  |  |  |  | 2021-12-06 | 53.46439809905304, -2.646809305151931
1424993500000 | [5 empty] | data not applicable | Non fossil purchasing agency ltd | Export supply | M E S Environmental Limited | Crown Street | Wolverhampton | West Midlands | WV1 1QB | United Kingdom | 391662 | 299894 | Willenhall 132 25Kv S Stn | Wolverhampton 132Kv S Stn | Wolverhampton 132/33/11Kv | 11 | National Grid Electricity Distribution (West Midlands) Plc | Waste | Steam turbine (thermal power plant) | No | data not available | data not available | 8.75 | data not applicable | data not applicable | data not applicable | data not available | data not available | data not applicable | data not applicable | data not applicable | data not applicable | data not available | data not available | data not applicable | data not available | Connected | 8.75 | 8.3125 | 8.75 | data not available | data not available | 36932 | data not applicable | data not applicable | data not applicable | data not applicable | data not applicable | data not applicable | data not applicable | data not available | data not available | data not available | data not available | data not available | data not available | 45750
1630000558395 | [5 empty] | 1630000558386 | ENOVERT NORTH LIMITED | LYMES WOOD LANDFILL SITE | VISTA ROAD | VISTA ROAD | ST HELENS | MERSEYSIDE | WA11 0RN | ENGLAND | 357266 | 396593 | BOLD | GOLBORNE | HAYDOCK | 11 | ELECTRICITY NORTH WEST LIMITED | BIOFUEL - LANDFILL GAS | ENGINE (COMBUSTION / RECIPROCATING) | NO | 0 | 0 | 4.05 |  |  |  | 0 | 0 | 0 |  |  |  | 0 | 0 | 0 | NO | CONNECTED | 4.05 | 3.8 | 4 | 0.19095 | 0.201 | 2013-08-01 |  |  |  | 0 | 0 |  |  | NO | NO |  |  |  |  | 2021-12-06 | 53.46433515618521, -2.6451514446028352
1425793500001 | [5 empty] | data not applicable | Hanford waste services limited | Incinerator plant | Export | Campbell Road | Stoke-on-trent | Staffordshire | ST4 4DX | United Kingdom | 387833 | 343416 | Cellarhead 132Kv | Boothen 132Kv S Stn | Boothen 132/33/11Kv | 11 | National Grid Electricity Distribution (West Midlands) Plc | Waste | Steam turbine (thermal power plant) | No | data not available | data not available | 16 | data not applicable | data not applicable | data not applicable | data not available | data not available | data not applicable | data not applicable | data not applicable | data not applicable | data not available | data not available | data not applicable | data not available | Connected | 16 | 15.2 | 16 | data not available | data not available | 37252 | data not applicable | data not applicable | data not applicable | data not applicable | data not applicable | data not applicable | data not applicable | data not available | data not available | data not available | data not available | data not available | data not available | 45750
1700000000000 | [5 empty] | 1700000000000 | ENRICK GRIDCO LIMITED | CORRIMONY FARM | CORRIMONY HYDRO | DATA NOT AVAILABLE | GLENURQUHART | INVERNESS-SHIRE | IV63 6TW | SCOTLAND | 239228 | 830117 | FASNAKYLE | DATA NOT APPLICABLE | FASNAKYLE GRID | 33 | SCOTTISH HYDRO ELECTRIC POWER DISTRIBUTION PLC | HYDRO (TO BE CONFIRMED) | HYDRO POWER SYSTEM | NO | DATA NOT AVAILABLE | DATA NOT AVAILABLE | 1.425 | DATA NOT AVAILABLE | DATA NOT AVAILABLE | DATA NOT AVAILABLE | DATA NOT AVAILABLE | DATA NOT AVAILABLE | DATA NOT AVAILABLE | DATA NOT AVAILABLE | DATA NOT AVAILABLE | DATA NOT AVAILABLE | DATA NOT AVAILABLE | DATA NOT AVAILABLE | DATA NOT AVAILABLE | NO | CONNECTED | 1.425 | 1.425 | 1.5 | 0.01 | 0.01 | 42913 | DATA NOT AVAILABLE | DATA NOT AVAILABLE | DATA NOT AVAILABLE | DATA NOT AVAILABLE | DATA NOT AVAILABLE | DATA NOT AVAILABLE | DATA NOT AVAILABLE | N | DATA NOT AVAILABLE | DATA NOT AVAILABLE | DATA NOT AVAILABLE | DATA NOT AVAILABLE | DATA NOT AVAILABLE | 44084
data not available | [5 empty] | data not available | Enso Energy | Capital Bank | data not available | data not available | data not available | Merseyside | data not available | England | 342369 | 383861 | LISTER DRIVE | GARSTON GT2 / SPEKE GT3 / WAVERTREE GT1A | ESTUARY COMMERCE PK T1 / LEEWARD DR T1 / LEEWARD DR T2 / SPEKE HALL RD T1 / SPEKE SKY PK T1 | 33 | SP Manweb plc | Fossil - Gas | Steam-gas turbine (CCGT) | No | 0 | 0 | 1 | data not applicable | data not applicable | No | 0 | 0 | 0 | data not applicable | data not applicable | No | 0 | 0 | 0 | data not available | Connected | 1 | 1 | 1.0526 | data not applicable | data not applicable | data not available | data not applicable | data not applicable | data not applicable | data not applicable | data not applicable | 44138 | data not applicable | N | N | data not available | N | data not available | data not available | 45625 | data not available | 183
1900092013516 | [5 empty] | 1900092013507 | Enterprise Power | Enterprise Power | WESTWOOD INDUSTRIAL ESTATE | ENTERPRISE WAY | MARGATE | KENT | CT9 4JD | England | 635967 | 168687 | Sellindge SGT2 & 3 & Richborough SGT | Thanet Grid 33kV | Thanet 11kV | 11 | South Eastern Power Networks (SPN) | Fossil - Gas | Engine (combustion / reciprocating) |  |  |  | 5.07 | [12 empty] | Yes | Connected | 5.07 | 5.07 | 5.32 |  |  | 2021-05-28 | [13 empty] | 2023-03-14 | 0.95249 | 51.0192 | 51.0192157626391, 0.952491377205423 | SPN-S000000009143 | Solar PV
1100050222739 | [5 empty] | 1100039642511 | Environment agency head office | Pitsford wtw | Export (Ebet) W T W, Reservoir House | Grange Lane, Pitsford | Northampton | Northamptonshire | NN6 9AP | United Kingdom | 475580 | 268179 | Grendon 132Kv S Stn | Northampton West 33Kv S Stn | Chapel Brampton 33 11Kv S Stn | 0.4 | National Grid Electricity Distribution (East Midlands) Plc | data not available | data not available | No | data not available | data not available | 1 | data not applicable | data not applicable | data not applicable | data not available | data not available | data not applicable | data not applicable | data not applicable | data not applicable | data not available | data not available | data not applicable | data not available | Connected | 1 | 0.95 | 1 | 0.38 | 0.4 | 38261 | data not applicable | data not applicable | data not applicable | data not applicable | data not applicable | data not applicable | data not applicable | data not available | data not available | data not available | data not available | data not available | data not available | 45750
1900090007803 | [5 empty] | Data not available | ENVIROPOWER | SUSSEX WASTE TO ENERGY | CHARTWELL ROAD |  | WORTHING | WEST SUSSEX | BN15 8TU | England | 517463 | 103956 | Bolney SGT | Worthing Grid B 33kV | Worthing Town 11kV | 11 | South Eastern Power Networks (SPN) | Fossil - Gas | Gas turbine (OCGT) |  |  |  | 5.4 | [12 empty] | No | Connected | 5.4 | 5.4 | 5.684 |  |  | 2008-07-04 | [13 empty] | 2020-11-13 | -0.37176 | 51.4111 | 51.4110824771741, -0.371759168741375 | SPN-S000000009152 | Solar PV
2200042273994, 2200043758800 | [5 empty] | 2200042273985, 2200042800753 | Eon energy solutions limited | Cranbrook energy centre | Rmu 1, E On Cranbrook & Skypark Energy Centre | Clyst Honiton | Exeter | Devon | EX5 2DX | United Kingdom | 299769 | 94378 | Exeter Main Sgp | Sowton Bsp | Clyst Honiton | 11 | National Grid Electricity Distribution (South West) Plc | Fossil - Other | Steam-gas turbine (CCGT) | Yes | data not available | data not available | 1.929 | Biofuel - Other | Steam-gas turbine (CCGT) | Yes | data not available | data not available | 0.55 | Solar | Photovoltaic | No | data not available | data not available | 0.2498 | data not available | Connected | 2.7288 | 5.1851 | 5.458 | 6.764 | 7.12 | 42917 | data not applicable | data not applicable | data not applicable | data not applicable | data not applicable | data not applicable | data not applicable | data not available | data not available | data not available | data not available | data not available | data not available | 45750
1429893500004 | [5 empty] | data not applicable | Dudley waste services ltd | Export supply | Mes Environmental Limited Waste To Energy Plant | Lister Road | Dudley | data not available | DY2 8JT | United Kingdom | 394515 | 289096 | Penn 132Kv S Stn | Dudley 132Kv S Stn | Dudley 132/11Kv | 11 | National Grid Electricity Distribution (West Midlands) Plc | Waste | Steam turbine (thermal power plant) | No | data not available | data not available | 7.4 | data not applicable | data not applicable | data not applicable | data not available | data not available | data not applicable | data not applicable | data not applicable | data not applicable | data not available | data not available | data not applicable | data not available | Connected | 7.4 | 7.03 | 7.4 | data not available | data not available | 35836 | data not applicable | data not applicable | data not applicable | data not applicable | data not applicable | data not applicable | data not applicable | data not available | data not available | data not available | data not available | data not available | data not available | 45750
2200042974050 | [5 empty] | 2200042974041 | Eon energy solutions limited | Monkerton energy centre tithebarn lane exeter | Eon Monkton Energy Centre Export | Tithebarn Lane, Pinhoe | Exeter | data not available | EX1 3RH | United Kingdom | 296892 | 93954 | Exeter Main Sgp | Sowton Bsp | Exeter Science Park | 11 | National Grid Electricity Distribution (South West) Plc | Fossil - Gas | Engine (combustion / reciprocating) | Yes | data not available | data not available | 2.99 | data not applicable | data not applicable | data not applicable | data not available | data not available | data not applicable | data not applicable | data not applicable | data not applicable | data not available | data not available | data not applicable | data not available | Connected | 2.99 | 2.85 | 3 | 0.475 | 0.5 | 43556 | data not applicable | data not applicable | data not applicable | data not applicable | data not applicable | data not applicable | data not applicable | data not available | data not available | data not available | data not available | data not available | data not available | 45750
1800054498480 | [5 empty] | data not applicable | Eon Uk | Steven's Croft Biomass | Stevens Croft Power Station | Stevens Croft | Lockerbie | Dumfries and Galloway | DG11 2SQ | Scotland | 312100 | 585100 | Chapelcross | data not applicable | data not available | 33 | SP Distribution Ltd | Biomass | Other | Yes | data not available | data not available | 45 | data not applicable | data not applicable | No | 0 | 0 | 0 | data not applicable | data not applicable | No | 0 | 0 | 0 | Yes | Connected | 45 | 45 | 47.3684 | 0 | 0 | 39431 | data not applicable | data not applicable | data not applicable | data not applicable | data not applicable | data not available | data not available | N | N | data not available | N | data not available | data not available | 44146 | data not available | 723
data not available | [5 empty] | data not available | EONo | Winnington | Winnington | Northwich | Northwich | Cheshire | CW9 7NU. | England | 368628 | 374675 | CARRINGTON / FIDDLERS FERRY | data not available | data not available | 132 | SP Manweb plc | Fossil - Gas | Steam-gas turbine (CCGT) | Yes | 0 | 0 | 138 | data not applicable | data not applicable | No | 0 | 0 | 0 | data not applicable | data not applicable | No | 0 | 0 | 0 | data not available | Connected | 138 | 138 | 145.2632 | data not applicable | data not applicable | data not available | data not applicable | data not applicable | data not applicable | data not applicable | data not applicable | data not available | data not applicable | N | N | data not available | N | 613753325 | data not available | 44088 | data not available | 813
1023479132320 | [6 empty] | EPR EYE POWER STATION | EYE POWER STATION | Oaksmere Business Park | Eye Airfield Industrial Estate | Eye | Cambs | IP23 7DH | England | 613250 | 275370 | Bramford | Diss Grid 33kV |  | 33 | Eastern Power Networks (EPN) | Biomass | Steam turbine (thermal power plant) |  |  |  | 17 | [12 empty] | No | Connected | 17 | 17 | 17.895 | 1 | 1.053 | 1999-02-12 | [13 empty] | 2020-12-14 | 0.70124 | 52.8818 | 52.881801678008, 0.701236791349364 | EPN-S0000000D6045 | Wind
1430000005417 | [5 empty] | data not applicable | Tyseley waste disposal ltd | Redfern road/golden hillock road | James Road | Tyseley | Birmingham | West Midlands | B11 2BH | United Kingdom | 411256 | 284151 | Nechells East 132Kv S Stn | Sparkbrook 132Kv S Stn | Sparkbrook 132/11Kv | 66 | National Grid Electricity Distribution (West Midlands) Plc | Waste | Steam turbine (thermal power plant) | No | data not available | data not available | 35 | data not applicable | data not applicable | data not applicable | data not available | data not available | data not applicable | data not applicable | data not applicable | data not applicable | data not available | data not available | data not applicable | data not available | Connected | 35 | 33.25 | 35 | data not available | data not available | 35174 | data not applicable | data not applicable | data not applicable | data not applicable | data not applicable | data not applicable | data not applicable | data not available | data not available | data not available | data not available | data not available | data not available | 45750
1800053647200 | [5 empty] | data not applicable | Epr Scotland Ltd | Westfield Generator (EPR Chicken Litter) | Westfield Biomass Plant | Westfield Development Centre | Lochgelly | Fife | KY5 0HR | Scotland | 319002 | 698052 | Westfield | data not applicable | data not available | 33 | SP Distribution Ltd | Biofuel - Landfill gas | Steam-gas turbine (CCGT) | No | data not available | data not available | 11.5 | data not applicable | data not applicable | No | 0 | 0 | 0 | data not applicable | data not applicable | No | 0 | 0 | 0 | Yes | Connected | 11.5 | 11.5 | 12.1053 | 0 | 0 | 39904 | data not applicable | data not applicable | data not applicable | data not applicable | data not applicable | data not available | data not available | N | N | data not available | N | data not available | data not available | 44088 | data not available | 797
1170000660905 | [5 empty] | 1170000660890 | Equitix esi chp (sheffield ) limited | Holbrook community renewable energy centre | Export Renewable Energy Centre | Rother Valley Way, Holbrook | Sheffield | Sheffield | S20 3RW | United Kingdom | 444512 | 381659 | Chesterfield 132Kv S Stn | Whitwell 33Kv S Stn | Halfway 33 11Kv S Stn | 11 | National Grid Electricity Distribution (East Midlands) Plc | Biomass | Steam turbine (thermal power plant) | Yes | data not available | data not available | 5.85 | data not applicable | data not applicable | data not applicable | data not available | data not available | data not applicable | data not applicable | data not applicable | data not applicable | data not available | data not available | data not applicable | data not available | Connected | 5.85 | 5.5575 | 5.85 | 1.425 | 1.5 | 42552 | data not applicable | data not applicable | data not applicable | data not applicable | data not applicable | data not applicable | data not applicable | data not available | data not available | data not available | data not available | data not available | data not available | 45750
1640000589743 | [5 empty] | 1640000589734 | EQUORIUM PROPERTY COMPANY LIMITED | GREENGILL FARM AD | GREENGILL |  | PENRITH | CUMBRIA | CA11 8SE | ENGLAND | 351389 | 532694 | HARKER ENWL SGTS 1 2 3A 4 / HUTTON GSP GROUP | PENRITH & SHAP | NEWTONGATE T11 & T12 | 11 | ELECTRICITY NORTH WEST LIMITED | BIOFUEL - LANDFILL GAS | ENGINE (COMBUSTION / RECIPROCATING) | NO | 0 | 0 | 2.4 |  |  |  | 0 | 0 | 0 |  |  |  | 0 | 0 | 0 | NO | CONNECTED | 2.4 | 2.3256 | 2.448 | 1.235 | 1.3 | 2016-12-01 |  |  |  | 0 | 0 |  |  | NO | NO |  |  |  |  | 2021-12-06 | 54.686933788395116, -2.755564589631693
1430000014262 | [5 empty] | 1423059000004 | Severn trent water limited | Barnhurst stw | Severn Trent Water Plc | Oxley Moor Road | Wolverhampton | West Midlands | WV9 5HN | United Kingdom | 389890 | 301589 | Bushbury D 132Kv | Bushbury C 132Kv S Stn | Bushbury B-C 132/33/11Kv | 11 | National Grid Electricity Distribution (West Midlands) Plc | Solar | Photovoltaic | No | data not available | data not available | 2.664 | data not applicable | data not applicable | data not applicable | data not available | data not available | data not applicable | data not applicable | data not applicable | data not applicable | data not available | data not available | data not applicable | data not available | Connected | 2.664 | 2.5308 | 2.664 | 1.615 | 1.7 | 42432 | data not applicable | data not applicable | data not applicable | data not applicable | data not applicable | data not applicable | data not applicable | data not available | data not available | data not available | data not available | data not available | data not available | 45750
1200051007316 | [6 empty] | Erith Oil Works, Albion Wharf |  | CHURCH MANORWAY |  | Erith | KENT | DA8 1DL | England | 550528 | 179356 | Littlebrook 132kV | Dartford Grid A 33kV | Erith 11kV | 11 | London Power Networks (LPN) | Fossil - Gas | Steam-gas turbine (CCGT) |  |  |  | 14.81 | [12 empty] | No | Connected | 14.81 | 14.81 | 18.505 |  |  | 1999-01-01 | [13 empty] | 2020-11-13 | 0.14399 | 51.4387 | 51.4386814044761, 0.143988532071346 | LPN-S000000004013 | Storage
1050001109361 | [6 empty] | ESB | TILBURY GREEN POWER |  |  | Tilbury | Essex | RM18 7NU | England | 563770 | 176151 | Tilbury | - |  | 132 | Eastern Power Networks (EPN) | Biomass | Steam-gas turbine (CCGT) |  |  |  | 60 | [12 empty] | No | Connected | 60 | 60 | 63.158 | 15 | 15.789 | 2017-03-01 | [13 empty] | 2020-11-13 | -0.22281 | 51.9045 | 51.9045333705911, -0.222812191918198 | EPN-S0000000D8169 | Fossil fuel
2394000107380 | [5 empty] | Data Not Available | Esholt WwTW | Esholt WwTW | Ainsbury Avenue | Esholt | Bradford | West Yorkshire | BD10 0TW | England | 418441 | 439665 | Bradford West | Menston | Hallam Street | 11 | Northern Powergrid (Yorkshire) plc | Fossil - Gas | Steam turbine (thermal power plant) | Yes | Data Not Applicable | Data Not Applicable | 4.56 | Data Not Available | Data Not Available | Data Not Available | Data Not Available | Data Not Available | Data Not Available | Data Not Available | Data Not Available | Data Not Available | Data Not Available | Data Not Available | Data Not Available | No | Connected | 4.56 | 4.56 | 4.8 | Data Not Available | Data Not Available | 2014-08-20 00:00:00 | Data Not Applicable | Data Not Applicable | 4.8 | Data Not Applicable | Data Not Applicable | Data Not Available | Data Not Available | Data Not Available | Data Not Available | Data Not Available | Data Not Available | Data Not Available | Data Not Available | 2017-03-08 | 53.85289299164437, -1.7211496913938533 |  | 2014-08-20 | Bradford
1030049607787 | [6 empty] | ESSEX & SUFFOLK WATER PLC | LAYER DE LA HAYE WTW |  |  | Colchester | Essex | CO2 0EP | England | 596500 | 219550 | Rayleigh | Abberton Grid 33kV | Shrub End Primary 11kV | 11 | Eastern Power Networks (EPN) | Fossil - Oil | Engine (combustion / reciprocating) |  |  |  | 2 | [12 empty] | No | Connected | 2 | 2 | 2.105 |  |  | 2008-06-04 | [13 empty] | 2021-12-14 | -0.16603 | 52.3229 | 52.3229427431025, -0.166034541237696 | EPN-S0000000F4068 | Biogas
1170000928974 | [5 empty] | 1170000928965 | Ethical power ltd | Twin oaks farm | Twin Oaks Farm | Lower Street | Doveridge | Derbyshire | DE6 5GX | United Kingdom | 412797 | 333164 | Willington 132Kv S Stn | Uttoxeter 33Kv S Stn | data not available | 33 | National Grid Electricity Distribution (East Midlands) Plc | Fossil - Oil | Engine (combustion / reciprocating) | No | data not available | data not available | 5.47 | data not applicable | data not applicable | data not applicable | data not available | data not available | data not applicable | data not applicable | data not applicable | data not applicable | data not available | data not available | data not applicable | data not available | Connected | 5.47 | 4.7196 | 4.968 | 0.02375 | 0.025 | 43091 | data not applicable | data not applicable | data not applicable | data not applicable | data not applicable | data not applicable | data not applicable | data not available | data not available | data not available | data not available | data not available | data not available | 45750
1700000000000 | [5 empty] | 1700000000000 | EUROPEAN MARINE ENERGY CENTRE | DATA NOT AVAILABLE | EUROPEAN MARINE ENERGY CENTRE | BILLIA CROO | STROMNESS | ORKNEY | KW16 3JP | SCOTLAND | 323690 | 1009671 | THURSO SOUTH GRID | DATA NOT APPLICABLE | STROMNESS | DATA NOT AVAILABLE | SCOTTISH HYDRO ELECTRIC POWER DISTRIBUTION PLC | HYDRO (TO BE CONFIRMED) | TIDAL STREAM DEVICES | NO | DATA NOT AVAILABLE | DATA NOT AVAILABLE | 6.65 | DATA NOT AVAILABLE | DATA NOT AVAILABLE | DATA NOT AVAILABLE | DATA NOT AVAILABLE | DATA NOT AVAILABLE | DATA NOT AVAILABLE | DATA NOT AVAILABLE | DATA NOT AVAILABLE | DATA NOT AVAILABLE | DATA NOT AVAILABLE | DATA NOT AVAILABLE | DATA NOT AVAILABLE | NO | CONNECTED | 6.65 | 6.65 | 7 | DATA NOT AVAILABLE | DATA NOT AVAILABLE | DATA NOT AVAILABLE | DATA NOT AVAILABLE | DATA NOT AVAILABLE | DATA NOT AVAILABLE | DATA NOT AVAILABLE | DATA NOT AVAILABLE | DATA NOT AVAILABLE | DATA NOT AVAILABLE | N | DATA NOT AVAILABLE | DATA NOT AVAILABLE | DATA NOT AVAILABLE | DATA NOT AVAILABLE | DATA NOT AVAILABLE | 44105
2200043517829 | [5 empty] | 2200043456584 | Evercreech renewable energy ltd | Evercreech renewable energy | Evercreech Renewable Energy | Evercreech Junction, Evercreech | Shepton mallet | Somerset | BA4 6NB | United Kingdom | 364415 | 138780 | Seabank Sgp | Radstock Bsp 132Kv | Evercreech | 11 | National Grid Electricity Distribution (South West) Plc | Biofuel - Biogas from anaerobic digestion (excluding landfill & sewage) | Gas turbine (OCGT) | No | data not available | data not available | 1.067 | data not applicable | data not applicable | data not applicable | data not available | data not available | data not applicable | data not applicable | data not applicable | data not applicable | data not available | data not available | data not applicable | data not available | Connected | 1.067 | 0.0855 | 0.09 | 0.855 | 0.9 | 45261 | data not applicable | data not applicable | data not applicable | data not applicable | data not applicable | data not applicable | data not applicable | data not available | data not available | data not available | data not available | data not available | data not available | 45750
1700000000000 | [5 empty] | 1700000000000 | EVITE GRIDCO LTD | LOCH ETIVE HYDRO | DATA NOT AVAILABLE | DATA NOT AVAILABLE | TAYNUILT | ARGYLL | PA35 1JT | SCOTLAND | 206775 | 735875 | TAYNUILT | DATA NOT APPLICABLE | DATA NOT AVAILABLE | EHV | SCOTTISH HYDRO ELECTRIC POWER DISTRIBUTION PLC | HYDRO (TO BE CONFIRMED) | HYDRO POWER SYSTEM | NO | DATA NOT AVAILABLE | DATA NOT AVAILABLE | 6.46 | DATA NOT AVAILABLE | DATA NOT AVAILABLE | DATA NOT AVAILABLE | DATA NOT AVAILABLE | DATA NOT AVAILABLE | DATA NOT AVAILABLE | DATA NOT AVAILABLE | DATA NOT AVAILABLE | DATA NOT AVAILABLE | DATA NOT AVAILABLE | DATA NOT AVAILABLE | DATA NOT AVAILABLE | NO | CONNECTED | 6.46 | 6.46 | 6.8 | 0.029 | 0.03 | DATA NOT AVAILABLE | DATA NOT AVAILABLE | DATA NOT AVAILABLE | DATA NOT AVAILABLE | DATA NOT AVAILABLE | DATA NOT AVAILABLE | DATA NOT AVAILABLE | DATA NOT AVAILABLE | N | DATA NOT AVAILABLE | DATA NOT AVAILABLE | DATA NOT AVAILABLE | DATA NOT AVAILABLE | DATA NOT AVAILABLE | 44588
Data Not Available | [5 empty] | Data Not Available | Evolve Polymers | Evolve Polymers | Hemswell Business Park | Hemswell | Gainsborough | Lincolnshire | DN21 5TU | England | 494674 | 390499 | Keadby | Blyton | Harpswell | 11 | Northern Powergrid (Yorkshire) plc | Fossil - Gas | Engine (combustion / reciprocating) | No | Data Not Applicable | Data Not Applicable | 1.1 | Data Not Available | Data Not Available | Data Not Available | Data Not Available | Data Not Available | Data Not Available | Data Not Available | Data Not Available | Data Not Available | Data Not Available | Data Not Available | Data Not Available | No | Connected | 1.1 | 0 | 0 | Data Not Available | Data Not Available | Data Not Available | Data Not Applicable | Data Not Applicable | 1.158 | Data Not Applicable | Data Not Applicable | 2016-06-09 00:00:00 | Data Not Available | Data Not Available | Data Not Available | Data Not Available | Data Not Available | Data Not Available | Data Not Available | 2017-03-08 | 53.40283201117175, -0.5774548994313216 | 2016-06-09 |  | West Lindsey
2394000124001 | [5 empty] | Data Not Available | Evolve Polymers | Evolve Polymers | Hemswell Business Park | Hemswell | Gainsborough | Lincolnshire | DN21 5TU | England | 494674 | 390499 | Keadby | Blyton | Harpswell | 11 | Northern Powergrid (Yorkshire) plc | Other | Other | No | Data Not Applicable | Data Not Applicable | 1.1 | Data Not Available | Data Not Available | Data Not Available | Data Not Available | Data Not Available | Data Not Available | Data Not Available | Data Not Available | Data Not Available | Data Not Available | Data Not Available | Data Not Available | No | Connected | 1.1 | 0 | 0 | Data Not Available | Data Not Available | Data Not Available | Data Not Applicable | Data Not Applicable | 1.158 | Data Not Applicable | Data Not Applicable | 2017-11-17 00:00:00 | Data Not Available | Data Not Available | Data Not Available | Data Not Available | Data Not Available | Data Not Available | Data Not Available | 2018-11-09 | 53.40283201117175, -0.5774548994313216 | 2017-11-17 |  | West Lindsey
2336541845018 | [5 empty] | Data Not Available | Ewden WTW | Ewden WTW | 400 MAIN ROAD | WHARNCLIFFE SIDE | SHEFFIELD | South Yorkshire | S35 0BN | England | 429815 | 395526 | West Melton Section 3 | Hunshelf | Wheatacre Road | 11 | Northern Powergrid (Yorkshire) plc | Fossil - Oil | Engine (combustion / reciprocating) | No | Data Not Applicable | Data Not Applicable | 1.348 | Data Not Available | Data Not Available | Data Not Available | Data Not Available | Data Not Available | Data Not Available | Data Not Available | Data Not Available | Data Not Available | Data Not Available | Data Not Available | Data Not Available | No | Connected | 1.348 | 1.348 | 1.419 | Data Not Available | Data Not Available | Data Not Available | Data Not Applicable | Data Not Applicable | 1.419 | Data Not Applicable | Data Not Applicable | Data Not Available | Data Not Available | Data Not Available | Data Not Available | Data Not Available | Data Not Available | Data Not Available | Data Not Available | 2021-11-15 | 53.45565033183226, -1.5524695909110882 |  |  | Sheffield
1170000718779 | [5 empty] | 1170000718788 | Exeter rp limited | Exeter rp ltd, stor site 1 | Manners Generation Site A | Manners Avenue | Ilkeston | data not available | DE7 8EF | United Kingdom | 445532 | 342280 | Willington 132Kv S Stn | Stanton 33Kv S Stn | Ilkeston 33 11Kv S Stn | 11 | National Grid Electricity Distribution (East Midlands) Plc | Fossil - Gas | Engine (combustion / reciprocating) | No | data not available | data not available | 7 | data not applicable | data not applicable | data not applicable | data not available | data not available | data not applicable | data not applicable | data not applicable | data not applicable | data not available | data not available | data not applicable | data not available | Connected | 7 | 6.65 | 7 | 0.1425 | 0.15 | 42726 | data not applicable | data not applicable | data not applicable | data not applicable | data not applicable | data not applicable | data not applicable | data not available | data not available | data not available | data not available | data not available | data not available | 45750
1170000568962 | [5 empty] | 1170000568990 | Exeter rp limited | Ripley, asher lane, asher lane stor site | Asher Lane Stor Site | Asher Lane | Ripley | Derbyshire | DE5 3SW | United Kingdom | 439427 | 351799 | Willington 132Kv S Stn | Heanor 33Kv S Stn | Ripley 33 11Kv S Stn | 11 | National Grid Electricity Distribution (East Midlands) Plc | Fossil - Gas | Engine (combustion / reciprocating) | Yes | data not available | data not available | 5 | data not applicable | data not applicable | data not applicable | data not available | data not available | data not applicable | data not applicable | data not applicable | data not applicable | data not available | data not available | data not applicable | data not available | Connected | 5 | 4.75 | 5 | 0.1425 | 0.15 | 42352 | data not applicable | data not applicable | data not applicable | data not applicable | data not applicable | data not applicable | data not applicable | data not available | data not available | data not available | data not available | data not available | data not available | 45750
data not available | [5 empty] | data not available | EXPORT PORTFOLIO | Buckley Landfill | Standard Landfill Site | Spencers Ind Estate | Buckley | Dee Valley and Mid Wales | CH7 3LY | Wales | 328925 | 365012 | CONNAHS QUAY / PENTIR / ST ASAPH (CONQ) | CASTLE CEMENT GT1 / HAWARDEN GT1 / SALTNEY GT1 / SALTNEY G2B | BUCKLEY T1 / BUCKLEY T2 / BUCKLEY CROSS T1 | 33 | SP Manweb plc | Biofuel - Landfill gas | Engine (combustion / reciprocating) | No | 0 | 0 | 1.125 | data not applicable | data not applicable | No | 0 | 0 | 0 | data not applicable | data not applicable | No | 0 | 0 | 0 | data not available | Connected | 1.125 | 1.125 | 1.1842 | data not applicable | data not applicable | data not available | data not applicable | data not applicable | data not applicable | data not applicable | data not applicable | data not available | data not applicable | N | N | data not available | N | data not available | data not available | 44088 | data not available | 160
Data not available | [6 empty] | Feltwell Energy Ltd | (1U1637) Oakery No 1, The Oakery Landfill Site | Lodge Road |  | Theftford | Norfolk | IP26 4DR | England | 573850 | 292500 | Bramford | Thetford Grid 33kV | Feltwell Primary 11kV | 11 | Eastern Power Networks (EPN) | Biofuel - Landfill gas | Engine (combustion / reciprocating) |  |  |  | 1.3 | [12 empty] | No | Connected | 1.3 | 1.3 | 1.368 | 0.15 | 0.158 | 2003-09-09 | [13 empty] | 2023-07-14 | -0.36335 | 52.2868 | 52.2867748208119, -0.363349537715641 | EPN-S0000000D4055 | Solar PV
Data not available | [6 empty] | Feltwell Energy Ltd | (1U1637) Oakery No 2, The Oakery Landfill Site | Lodge Road |  | Theftford | Norfolk | IP26 4DR | England | 573850 | 292500 | Bramford | Thetford Grid 33kV | Feltwell Primary 11kV | 11 | Eastern Power Networks (EPN) | Biofuel - Landfill gas | Engine (combustion / reciprocating) |  |  |  | 2.6 | [12 empty] | No | Connected | [5 empty] | 2003-09-09 | [13 empty] | 2023-07-14 | 0.29914 | 52.0212 | 52.0212069792758, 0.299141959734579 | EPN-S0000000D3051 | Solar PV
2394000138547 | [5 empty] | Data Not Available | Fenton Lane Generation | Fenton Lane Generation | Fenton Lane | Sherburn In Elmet | Leeds | West Yorkshire | LS25 6HA | England | 450955 | 435041 | Ferrybridge B | Bramham | Fenton Lane | 11 | Northern Powergrid (Yorkshire) plc | Fossil - Oil | Engine (combustion / reciprocating) | No | Data Not Applicable | Data Not Applicable | 6 | Data Not Available | Data Not Available | Data Not Available | Data Not Available | Data Not Available | Data Not Available | Data Not Available | Data Not Available | Data Not Available | Data Not Available | Data Not Available | Data Not Available | No | Connected | 6 | 6 | 6.316 | Data Not Available | Data Not Available | 2019-02-15 00:00:00 | Data Not Applicable | Data Not Applicable | 6.316 | Data Not Applicable | Data Not Applicable | 2018-04-13 00:00:00 | Data Not Available | Data Not Available | Data Not Available | Data Not Available | Data Not Available | Data Not Available | Data Not Available | 2018-06-13 | 53.809171575572634, -1.2276812780407467 | 2018-04-13 | 2019-02-15 | North Yorkshire
data not available | [5 empty] | data not available | FIBRO FOODS LTD | Anglia Tenderbeef | Miners Road | Llay | Llay | Dee Valley and Mid Wales | LL12 0PJ | Wales | 332638 | 356418 | LEGACY | BRYMBO GT1 / LEGACY LOCAL GT1 / MARCHWIEL GT1 / MARCHWIEL GT2 / WREXHAM GT1 | DAVY WAY T1 / LLAY T1 | 33 | SP Manweb plc | Fossil - Gas | Steam-gas turbine (CCGT) | Yes | 0 | 0 | 1.43 | data not applicable | data not applicable | No | 0 | 0 | 0 | data not applicable | data not applicable | No | 0 | 0 | 0 | data not available | Connected | 1.43 | 1.43 | 1.5053 | data not applicable | data not applicable | data not available | data not applicable | data not applicable | data not applicable | data not applicable | data not applicable | data not available | data not applicable | N | N | data not available | N | data not available | data not available | 45133 | data not available | 75
2300000457410 | [5 empty] | Data Not Available | Fibrogen | Fibrogen | Fibrogen LTD | 8th Avenue Flixborough Industrial Estate | Scunthorpe | Lincolnshire | DN15 8SJ | England | 485973 | 414873 | Keadby | Scunthorpe North | Fibrogen | 33 | Northern Powergrid (Yorkshire) plc | Biomass | Steam turbine (thermal power plant) | No | Data Not Applicable | Data Not Applicable | 16.15 | Data Not Available | Data Not Available | Data Not Available | Data Not Available | Data Not Available | Data Not Available | Data Not Available | Data Not Available | Data Not Available | Data Not Available | Data Not Available | Data Not Available | No | Connected | 16.15 | 16.15 | 17 | Data Not Available | Data Not Available | 2000-04-04 00:00:00 | Data Not Applicable | Data Not Applicable | 17 | Data Not Applicable | Data Not Applicable | Data Not Available | Data Not Available | Data Not Available | Data Not Available | Data Not Available | Data Not Available | Data Not Available | Data Not Available | 2017-03-08 | 53.623345756149725, -0.7016123930602819 |  | 2000-04-04 | North Lincolnshire
1430000021836 | [5 empty] | data not applicable | First energy (redditch) limited | Redditch gas turbine | Leven Power Ltd | Windsor Road | Redditch | Worcestershire | B97 6DJ | United Kingdom | 403494 | 268275 | Feckenham 66 11Kv S Stn | Feckenham 66/11Kv | Redditch North 66 11Kv S Stn | 0.4 | National Grid Electricity Distribution (West Midlands) Plc | data not available | data not available | No | data not available | data not available | 27 | data not applicable | data not applicable | data not applicable | data not available | data not available | data not applicable | data not applicable | data not applicable | data not applicable | data not available | data not available | data not applicable | data not available | Connected | 27 | 25.65 | 27 | data not available | data not available | 38544 | data not applicable | data not applicable | data not applicable | data not applicable | data not applicable | data not applicable | data not applicable | data not available | data not available | data not available | data not available | data not available | data not available | 45750
1460002083355, 1460002256034, 1470000086147, 1470000174900, 1470000671032 | [5 empty] | 1460002083346, 1460002256025, 1470000086156, 1470000174885, 1470000174928, 1470000671023 | --REDACTED-- | --REDACTED-- | --REDACTED-- | --REDACTED-- | Moreton-in-marsh | Gloucestershire | GL56 9 | United Kingdom | --REDACTED-- | --REDACTED-- | Feckenham 66 11Kv S Stn | Feckenham 66/11Kv | Broadway 66 11Kv S Stn | 66 | National Grid Electricity Distribution (West Midlands) Plc | Solar | Photovoltaic | No | data not available | data not available | 36.72 | Biomass | Steam turbine (thermal power plant) | No | data not available | data not available | 3 | data not applicable | data not applicable | data not applicable | data not available | data not available | data not applicable | data not available | Connected | 39.72 | 112.974 | 118.92 | 1.444 | 1.52 | 42629 | data not applicable | data not applicable | data not applicable | data not applicable | data not applicable | data not applicable | data not applicable | data not available | data not available | data not available | data not available | data not available | data not available | 45750
data not available | [5 empty] | data not available | Five Fords WWTW | Five Fords WWTW | Five Fords Wwtw | Cefn Road | Abenbury | Dee Valley and Mid Wales | LL13 0PA | Wales | 336115 | 348272 | LEGACY | BRYMBO GT1 / LEGACY LOCAL GT1 / MARCHWIEL GT1 / MARCHWIEL GT2 / WREXHAM GT1 | DEESIDE ALUMINIUM T1 / DUNLOP PLASTICS T1 / FIRESTONE T1 / TETRAPAK T1 | 33 | SP Manweb plc | Fossil - Gas | Steam-gas turbine (CCGT) | Yes | 0 | 0 | 1.2 | Solar | Photovoltaic | No | 0 | 0 | 2.33 | data not applicable | data not applicable | No | 0 | 0 | 0 | data not available | Connected | 3.53 | 2.5 | 2.6316 | data not applicable | data not applicable | data not available | data not applicable | data not applicable | data not applicable | data not applicable | data not applicable | data not available | data not applicable | N | N | data not available | N | data not available | data not available | 44088 | data not available | 330
1170000528339 | [5 empty] | 1170000528348 | Fkb limited | Holdingham biogas | New Holdingham Biogass | Adjacent Moor Farm, Sleaford Moor | Sleaford | data not available | NG34 8JP | United Kingdom | 506886 | 347729 | Bicker Fen 132Kv S Stn | Sleaford 33Kv S Stn | Ruskington 33 11Kv S Stn | 11 | National Grid Electricity Distribution (East Midlands) Plc | data not available | data not available | No | data not available | data not available | 3.972 | data not applicable | data not applicable | data not applicable | data not available | data not available | data not applicable | data not applicable | data not applicable | data not applicable | data not available | data not available | data not applicable | data not available | Connected | 3.972 | 1.9 | 2 | 0.19 | 0.2 | 42286 | data not applicable | data not applicable | data not applicable | data not applicable | data not applicable | data not applicable | data not applicable | data not available | data not available | data not available | data not available | data not available | data not available | 45750
2100041444810 | [5 empty] | 2100041444801 | Flexible generation ltd | Newport crumlin stor | Crumlin Stor | data not available | Newbridge | Gwent | NP11 3BT | United Kingdom | 319933 | 197942 | Rassau Gsp | Crumlin | data not available | 33 | National Grid Electricity Distribution (South Wales) Plc | Fossil - Oil | Engine (combustion / reciprocating) | No | data not available | data not available | 20.006 | data not applicable | data not applicable | data not applicable | data not available | data not available | data not applicable | data not applicable | data not applicable | data not applicable | data not available | data not available | data not applicable | data not available | Connected | 20.006 | 20.0032 | 21.056 | 0.3325 | 0.35 | 43039 | data not applicable | data not applicable | data not applicable | data not applicable | data not applicable | data not applicable | data not applicable | data not available | data not available | data not available | data not available | data not available | data not available | 45750
1800061084430 | [5 empty] | 1800061084421 | FlexibleGridPower3 Ltd | Carbrain Industrial Estate | Glencryan Road | Carbrain Industrial Estate | Cumbernauld | Lanarkshire | G67 2UH | Scotland | 276967 | 674276 | Cumbernauld | data not applicable | Carbrain Gas Generator | 33 | SP Distribution Ltd | Fossil - Gas | Gas turbine (OCGT) | No | 0 | 0 | 19.9 | data not applicable | data not applicable | No | 0 | 0 | 0 | data not applicable | data not applicable | No | 0 | 0 | 0 | No | Connected | 19.9 | 19.9 | 23.4 | 0.5 | 0.55 | 44823 | data not applicable | data not applicable | data not applicable | data not applicable | data not applicable | 43228 | data not available | N | N | data not available | N | 612606685 | data not available | 45707 | data not available | 184
2200031824747 | [5 empty] | 2200031846059 | Flogas britain ltd | Severn road, hallen, bristol, bs10 7sq | Export | Severn Road, Hallen | Bristol | data not available | BS10 7SQ | United Kingdom | 353556 | 182824 | Seabank Sgp | Portishead New Bsp | British Gas Hallen | 11 | National Grid Electricity Distribution (South West) Plc | data not available | data not available | No | data not available | data not available | 5.5 | data not applicable | data not applicable | data not applicable | data not available | data not available | data not applicable | data not applicable | data not applicable | data not applicable | data not available | data not available | data not applicable | data not available | Connected | 5.5 | 4.7405 | 4.99 | 4.75 | 5 | 32895 | data not applicable | data not applicable | data not applicable | data not applicable | data not applicable | data not applicable | data not applicable | data not available | data not available | data not available | data not available | data not available | data not available | 45750
1050001044651 | [6 empty] | Forenergy | Horseley Fen AD Generation aka FDG A-15 | Horseley Fen | Mepal | Ely | Cambs | CB6 2AZ | England | 541858 | 283396 | Walpole | March Grid 33kV |  | 33 | Eastern Power Networks (EPN) | Biofuel - Biogas from anaerobic digestion (excluding landfill & sewage) | Engine (combustion / reciprocating) |  |  |  | 10 | [12 empty] | No | Connected | 10 | 10 | 10.526 |  |  | 2016-09-20 | [13 empty] | 2022-08-12 | 1.2278 | 52.7777 | 52.7777269552953, 1.22776395922146 | EPN-S0000000F5014 | Solar PV
1800061312505 | [5 empty] | data not applicable | Forsa | Erskine Gas | SHILTON ROAD | data not available | BISHOPTON | Renfrewshire | PA7 5NS | Scotland | data not available | data not available | Erskine | data not applicable | data not available | 33 | SP Distribution Ltd | Fossil - Gas | Gas turbine (OCGT) | No | 0 | 0 | 19.9 | data not applicable | data not applicable | No | 0 | 0 | 0 | data not applicable | data not applicable | No | 0 | 0 | 0 | Yes | Connected | 19.9 | 19.9 | 20.9474 | 0 | 0 | 45231 | data not applicable | data not applicable | data not applicable | data not applicable | data not applicable | 43937 | data not available | N | N | data not available | N | 614749420 | data not available | 45330 | data not available | 313
1700000000000 | [5 empty] | DATA NOT AVAILABLE | FORTUM O & M UK LTD | SULLOM VOE | SULLOM VOE | SULLOM VOE TERMINAL | SHETLAND | SHETLAND ISLANDS | ZE2 9QR | SCOTLAND | 440921 | 1173455 | GREMISTA | DATA NOT APPLICABLE | GREMISTA | 11 | SCOTTISH HYDRO ELECTRIC POWER DISTRIBUTION PLC | GEOTHERMAL | GEOTHERMAL POWER PLANT | NO | DATA NOT AVAILABLE | DATA NOT AVAILABLE | 17.1 | DATA NOT AVAILABLE | DATA NOT AVAILABLE | DATA NOT AVAILABLE | DATA NOT AVAILABLE | DATA NOT AVAILABLE | DATA NOT AVAILABLE | DATA NOT AVAILABLE | DATA NOT AVAILABLE | DATA NOT AVAILABLE | DATA NOT AVAILABLE | DATA NOT AVAILABLE | DATA NOT AVAILABLE | NO | CONNECTED | 17.1 | 17.1 | 18 | DATA NOT AVAILABLE | DATA NOT AVAILABLE | DATA NOT AVAILABLE | DATA NOT AVAILABLE | DATA NOT AVAILABLE | DATA NOT AVAILABLE | DATA NOT AVAILABLE | DATA NOT AVAILABLE | DATA NOT AVAILABLE | DATA NOT AVAILABLE | N | DATA NOT AVAILABLE | DATA NOT AVAILABLE | DATA NOT AVAILABLE | DATA NOT AVAILABLE | DATA NOT AVAILABLE | 44034
data not available | [5 empty] | data not available | FOSSIL PURCHASING AGENCY | Holiday Moss 1 | Holiday Moss Phase One | Landfill Site | St Helens | Merseyside | WA11 8PD | England | 349141 | 401498 | RAINHILL | RAVENHEAD G1A1 / ST HELENS GT2B / WINDLE GT1 | CARBORUNDUM T1 / HOUGHTONS LA T1 / RAINFORD T1 / WINDLEHURST T2 | 33 | SP Manweb plc | Biofuel - Landfill gas | Engine (combustion / reciprocating) | No | 0 | 0 | 3 | data not applicable | data not applicable | No | 0 | 0 | 0 | data not applicable | data not applicable | No | 0 | 0 | 0 | data not available | Connected | 3 | 3 | 3.1579 | data not applicable | data not applicable | data not available | data not applicable | data not applicable | data not applicable | data not applicable | data not applicable | data not available | data not applicable | N | N | data not available | N | data not available | data not available | 44088 | data not available | 420
1470000097965 | [5 empty] | 1470000097947 | Veolia es (uk) limited | Veolia environmental services staffordshire ltd erf | Export | Enterprise Drive, Four Ashes | Wolverhampton | West Midlands | WV10 7DF | United Kingdom | 392356 | 308344 | Bushbury D 132Kv | Bushbury C 132Kv S Stn | Bushbury B-C 132/33/11Kv | 33 | National Grid Electricity Distribution (West Midlands) Plc | Waste | Steam turbine (thermal power plant) | No | data not available | data not available | 29.1 | data not applicable | data not applicable | No | data not available | data not available | 4.9 | data not applicable | data not applicable | data not applicable | data not available | data not available | data not applicable | data not available | Connected | 34 | 30.4 | 32 | 5.985 | 6.3 | 41548 | data not applicable | data not applicable | data not applicable | data not applicable | data not applicable | data not applicable | data not applicable | data not available | data not available | data not available | data not available | data not available | data not available | 45750
1470000120300 | [5 empty] | 1429193000004 | F ball and co ltd | Churnetside business park | Export | Station Road, Churnetside Business Park, Cheddleton | Leek | Staffordshire | ST13 7RS | United Kingdom | 398030 | 352495 | Cellarhead 132Kv | Whitfield 132 33Kv S Stn | Cheddleton 33 11Kv S Stn | 11 | National Grid Electricity Distribution (West Midlands) Plc | Solar | Photovoltaic | No | data not available | data not available | 1.12 | Solar | Photovoltaic | No | data not available | data not available | 0.415 | data not applicable | data not applicable | data not applicable | data not available | data not available | data not applicable | data not available | Connected | 1.535 | 0.43225 | 0.455 | 0.532 | 0.56 | 45536 | data not applicable | data not applicable | data not applicable | data not applicable | data not applicable | data not applicable | data not applicable | data not available | data not available | data not available | data not available | data not available | data not available | 45750
data not available | [5 empty] | data not available | FOSSIL PURCHASINoG AGENoCY | UK Waste Generation | Uk Waste | Landfill Site | Bromborough | Wirral | CH62 4SF | England | 334900 | 384800 | BIRKENHEAD | BROMBOROUGH GT3 / ROCK FERRY GT2 | LOWER BEBINGTON T1 / NEW FERRY T1 / SPITAL T1 / UNILEVER RESEARCH T1 | 33 | SP Manweb plc | Biofuel - Landfill gas | Engine (combustion / reciprocating) | No | 0 | 0 | 3.1 | data not applicable | data not applicable | No | 0 | 0 | 0 | data not applicable | data not applicable | No | 0 | 0 | 0 | data not available | Connected | 3.1 | 3.1 | 3.2632 | data not applicable | data not applicable | 1900 | data not applicable | data not applicable | data not applicable | data not applicable | data not applicable | data not available | data not applicable | N | N | data not available | N | data not available | data not available | 44088 | data not available | 769
data not available | [5 empty] | data not available | FOSSIL PURCHASINoG AGENoCY | Gowy Landfill 1 | Gowy 1 Landfill Site | Ince Lane (B5132) | Chester | Wirral | CH2 4JP | England | 344600 | 371500 | CAPENHURST | CHESTER MAIN GT4 / CRANE BANK GT1 / GUILDEN SUTTON GT1 / SALTNEY G2A | GOWY LANDFILL GEN T1 | 33 | SP Manweb plc | Biofuel - Landfill gas | Engine (combustion / reciprocating) | No | 0 | 0 | 1.7 | data not applicable | data not applicable | No | 0 | 0 | 0 | data not applicable | data not applicable | No | 0 | 0 | 0 | data not available | Connected | 1.7 | 1.7 | 1.7895 | data not applicable | data not applicable | data not available | data not applicable | data not applicable | data not applicable | data not applicable | data not applicable | data not available | data not applicable | N | N | data not available | N | data not available | data not available | 44146 | data not available | 369
Data not available | [6 empty] | Foundation Property & Capital | CUT THROAT LANE |  |  | Great Braxted | Essex | CM8 2GD | England | 582114 | 215427 | Braintree | Braintree Local 33kV | Witham Primary 11kV | 11 | Eastern Power Networks (EPN) | Fossil - Gas | Gas turbine (OCGT) |  |  |  | 10 | [12 empty] | No | Connected | 10 | 10 | 10.526 | 0.2 | 0.211 | 2023-02-16 | [13 empty] | 2023-08-14 | 0.44332 | 52.3102 | 52.3101541338909, 0.443323974932514 | EPN-S0000000D4033 | Solar PV
1470000190530 | [5 empty] | 1470000190520 | Veolia es shropshire ltd | Shrewsbury vanguard way | Bolingbroke House | Vanguard Way, Battlefield Enterprise Park | Shrewsbury | Shropshire | SY1 3TG | United Kingdom | 350910 | 316356 | Shrewsbury 132Kv S Stn | Shrewsbury 132/33Kv | data not available | 33 | National Grid Electricity Distribution (West Midlands) Plc | Waste | Steam turbine (thermal power plant) | No | data not available | data not available | 9 | data not applicable | data not applicable | No | data not available | data not available | 0.7 | data not applicable | data not applicable | data not applicable | data not available | data not available | data not applicable | data not available | Connected | 9.7 | 9.215 | 9.7 | 1.33 | 1.4 | 41851 | data not applicable | data not applicable | data not applicable | data not applicable | data not applicable | data not applicable | data not applicable | data not available | data not available | data not available | data not available | data not available | data not available | 45750
Data not available | [6 empty] | Francis Crick Institute | Francis Crick Institute | BRILL PLACE |  | Somers Town / London | LONDON | NW1 1HG | England | 529912 | 183079 | Islington 132kV | - | Georgiana St 11kV | 11 | London Power Networks (LPN) | Fossil - Oil | Engine (combustion / reciprocating) |  |  |  | 2 | [12 empty] | No | Connected | 2 | 2 | 2.5 |  |  | 2016-07-07 | [13 empty] | 2023-01-16 | -0.061047 | 51.5183 | 51.5182943747119, -0.061046552724604 | LPN-S000000000433 | Fossil fuel
1470000223441 | [5 empty] | 1470000223432 | Innovative environmental solutions uk ltd | 6 union rd | Export | 6 Union Road, Oldbury | Sandwell | West Midlands | B69 3EL | United Kingdom | 398325 | 290764 | Oldbury 132Kv | Oldbury B 33Kv | data not available | 33 | National Grid Electricity Distribution (West Midlands) Plc | Waste | Steam turbine (thermal power plant) | No | data not available | data not available | 35 | data not applicable | data not applicable | data not applicable | data not available | data not available | data not applicable | data not applicable | data not applicable | data not applicable | data not available | data not available | data not applicable | data not available | Connected | 35 | 33.25 | 35 | 9.5 | 10 | 41517 | data not applicable | data not applicable | data not applicable | data not applicable | data not applicable | data not applicable | data not applicable | data not available | data not available | data not available | data not available | data not available | data not available | 45750
1470000253455 | [5 empty] | 1470000253473 | Stantway solar farm limited | Stantway solar park | The Strand | Stantway Lane | Westbury on severn | Gloucester Gloucestershire | GL14 1QG | United Kingdom | 372856 | 213487 | Port Ham 132Kv S Stn | Lydney 33Kv S Stn | Elton 33 11Kv S Stn | 11 | National Grid Electricity Distribution (West Midlands) Plc | Solar | Photovoltaic | No | data not available | data not available | 1.5 | data not applicable | data not applicable | data not applicable | data not available | data not available | data not applicable | data not applicable | data not applicable | data not applicable | data not available | data not available | data not applicable | data not available | Connected | 1.5 | 1.425 | 1.5 | 0.038 | 0.04 | 41365 | data not applicable | data not applicable | data not applicable | data not applicable | data not applicable | data not applicable | data not applicable | data not available | data not available | data not available | data not available | data not available | data not available | 45750
1470000257798 | [5 empty] | 1470000257246 | Burton solar farm limited | Burton solar farm ltd | Burton Farm | Bishopton | Stratford-upon-avon | Warwickshire | CV37 0RW | United Kingdom | 418360 | 257080 | Feckenham 66 11Kv S Stn | Feckenham 66/11Kv | Stratford 66 11Kv S Stn | 11 | National Grid Electricity Distribution (West Midlands) Plc | Solar | Photovoltaic | No | data not available | data not available | 3.5 | data not applicable | data not applicable | data not applicable | data not available | data not available | data not applicable | data not applicable | data not applicable | data not applicable | data not available | data not available | data not applicable | data not available | Connected | 3.5 | 3.325 | 3.5 | 0.04275 | 0.045 | 41640 | data not applicable | data not applicable | data not applicable | data not applicable | data not applicable | data not applicable | data not applicable | data not available | data not available | data not available | data not available | data not available | data not available | 45750
1470000259225 | [5 empty] | 1470000259216 | Pingry solar ltd | Pingry farm solar | Solar Farm, Pingry Farm | Pingry Lane | Milkwall | Gloucestershire | GL16 8QD | United Kingdom | 356985 | 209466 | Port Ham 132Kv S Stn | Lydney 33Kv S Stn | Bixhead 33 11Kv S Stn | 11 | National Grid Electricity Distribution (West Midlands) Plc | Solar | Photovoltaic | No | data not available | data not available | 2.7 | data not applicable | data not applicable | data not applicable | data not available | data not available | data not applicable | data not applicable | data not applicable | data not applicable | data not available | data not available | data not applicable | data not available | Connected | 2.7 | 2.565 | 2.7 | 0.06175 | 0.065 | 41671 | data not applicable | data not applicable | data not applicable | data not applicable | data not applicable | data not applicable | data not applicable | data not available | data not available | data not available | data not available | data not available | data not available | 45750
Data not available | [6 empty] | Freedom Power Solutions | Buncefield Lane |  |  | Hemel Hempsted | Herts | HP4 4TZ | England | 508435 | 208783 | Sundon | - |  | 132 | Eastern Power Networks (EPN) | Fossil - Oil | Engine (combustion / reciprocating) |  |  |  | 68.6 | [12 empty] | No | Connected | 68.6 | 68.6 | 72.211 | 60 | 63.158 | 2023-05-16 | [13 empty] | 2023-11-14 | 0.26409 | 51.4775 | 51.4774672988339, 0.264086038723657 | EPN-S0000000H7023 | Fossil fuel
2000000000000 | [5 empty] | 2000000000000 | FRIMLEY HEALTH NHS FOUNDATION TRUST | DATA NOT AVAILABLE | WEXHAM PARK HOSPITAL IMPORT/EXPORT | WEXHAM STREET | SLOUGH | SLOUGH | SL2 4HL | ENGLAND | 499011 | 182419 | IVER 132KV | CHALVEY | PETERSFIELD AVENUE | 11 | SOUTHERN ELECTRIC POWER DISTRIBUTION PLC | DATA NOT AVAILABLE | DATA NOT AVAILABLE | NO | DATA NOT AVAILABLE | DATA NOT AVAILABLE | 1.9 | DATA NOT AVAILABLE | DATA NOT AVAILABLE | DATA NOT AVAILABLE | DATA NOT AVAILABLE | DATA NOT AVAILABLE | DATA NOT AVAILABLE | DATA NOT AVAILABLE | DATA NOT AVAILABLE | DATA NOT AVAILABLE | DATA NOT AVAILABLE | DATA NOT AVAILABLE | DATA NOT AVAILABLE | NO | CONNECTED | 1.9 | 1.9 | 2 | DATA NOT AVAILABLE | DATA NOT AVAILABLE | DATA NOT AVAILABLE | DATA NOT AVAILABLE | DATA NOT AVAILABLE | DATA NOT AVAILABLE | DATA NOT AVAILABLE | DATA NOT AVAILABLE | DATA NOT AVAILABLE | DATA NOT AVAILABLE | N | DATA NOT AVAILABLE | DATA NOT AVAILABLE | DATA NOT AVAILABLE | DATA NOT AVAILABLE | DATA NOT AVAILABLE | 44719
1470000275486 | [5 empty] | 1470000275500 | Msp kent ltd | Norton hall | Msp Kent Limited Norton Hall | Mickleton | Chipping campden | Gloucestershire | GL55 6PX | United Kingdom | 414375 | 243823 | Feckenham 66 11Kv S Stn | Feckenham 66/11Kv | Long Marston 66 11Kv S Stn | 11 | National Grid Electricity Distribution (West Midlands) Plc | Solar | Photovoltaic | No | data not available | data not available | 5 | data not applicable | data not applicable | data not applicable | data not available | data not available | data not applicable | data not applicable | data not applicable | data not applicable | data not available | data not available | data not applicable | data not available | Connected | 5 | 4.75 | 5 | 0.019 | 0.02 | 41730 | data not applicable | data not applicable | data not applicable | data not applicable | data not applicable | data not applicable | data not applicable | data not available | data not available | data not available | data not available | data not available | data not available | 45750
1470000275556 | [5 empty] | 1470000275547 | Aee renewables uk 31 limited | Says court farm | Says Court Farm | Badminton Road, Frampton Cotterell | Bristol | South Gloucestershire | BS36 2NY | United Kingdom | 368918 | 181732 | Iron Acton 132Kv S Stn | Chipping Sodbury 132Kv S Stn | data not available | 33 | National Grid Electricity Distribution (West Midlands) Plc | Solar | Photovoltaic | No | data not available | data not available | 15 | data not applicable | data not applicable | data not applicable | data not available | data not available | data not applicable | data not applicable | data not applicable | data not applicable | data not available | data not available | data not applicable | data not available | Connected | 15 | 14.25 | 15 | 0.019 | 0.02 | 41722 | data not applicable | data not applicable | data not applicable | data not applicable | data not applicable | data not applicable | data not applicable | data not available | data not available | data not available | data not available | data not available | data not available | 45750
1470000277447 | [5 empty] | 1470000290002 | --REDACTED-- | --REDACTED-- | --REDACTED-- | --REDACTED-- | Banbury | Oxfordshire | OX15 6 | United Kingdom | --REDACTED-- | --REDACTED-- | Feckenham 66 11Kv S Stn | Feckenham 66/11Kv | Epwell 66 11Kv S Stn | 11 | National Grid Electricity Distribution (West Midlands) Plc | Solar | Photovoltaic | No | data not available | data not available | 1 | data not applicable | data not applicable | data not applicable | data not available | data not available | data not applicable | data not applicable | data not applicable | data not applicable | data not available | data not available | data not applicable | data not available | Connected | 1 | 0.95 | 1 | 0.0285 | 0.03 | 41640 | data not applicable | data not applicable | data not applicable | data not applicable | data not applicable | data not applicable | data not applicable | data not available | data not available | data not available | data not available | data not available | data not available | 45750
1470000278097 | [5 empty] | 1470000278088 | Sunsave 43 (epwell) limited | Epwell pv array | Epwell Grounds | Epwell | Banbury | Oxfordshire | OX15 6HF | United Kingdom | 436825 | 241029 | Feckenham 66 11Kv S Stn | Feckenham 66/11Kv | Epwell 66 11Kv S Stn | 11 | National Grid Electricity Distribution (West Midlands) Plc | Solar | Photovoltaic | No | data not available | data not available | 7 | data not applicable | data not applicable | data not applicable | data not available | data not available | data not applicable | data not applicable | data not applicable | data not applicable | data not available | data not available | data not applicable | data not available | Connected | 7 | 6.65 | 7 | 0.095 | 0.1 | 41974 | data not applicable | data not applicable | data not applicable | data not applicable | data not applicable | data not applicable | data not applicable | data not available | data not available | data not available | data not available | data not available | data not available | 45750
1470000278185 | [5 empty] | 1470000278194 | Beegreen solar ltd | Hurst farm solar site | Beegreen Solar, Carlson Suite | Building 7 | Mitcheldean | Gloucestershire | GL17 0DD | United Kingdom | 365011 | 203433 | Port Ham 132Kv S Stn | Lydney 33Kv S Stn | Mead La 33 11Kv S Stn | 11 | National Grid Electricity Distribution (West Midlands) Plc | Solar | Photovoltaic | No | data not available | data not available | 4.1 | data not applicable | data not applicable | data not applicable | data not available | data not available | data not applicable | data not applicable | data not applicable | data not applicable | data not available | data not available | data not applicable | data not available | Connected | 4.1 | 3.895 | 4.1 | 0.038 | 0.04 | 41640 | data not applicable | data not applicable | data not applicable | data not applicable | data not applicable | data not applicable | data not applicable | data not available | data not available | data not available | data not available | data not available | data not available | 45750
1470000278478 | [5 empty] | 1470000278487 | Bypass nurseries lspv ltd | Bypass nurseries | Bypass Nursery | A46 Evesham By Pass, Twyford | Evesham | Worcestershire | WR11 8UB | United Kingdom | 405392 | 244830 | Feckenham 66 11Kv S Stn | Feckenham 66/11Kv | Evesham 66 11Kv S Stn | 11 | National Grid Electricity Distribution (West Midlands) Plc | Solar | Photovoltaic | No | data not available | data not available | 3.5 | data not applicable | data not applicable | data not applicable | data not available | data not available | data not applicable | data not applicable | data not applicable | data not applicable | data not available | data not available | data not applicable | data not available | Connected | 3.5 | 3.325 | 3.5 | 0.02375 | 0.025 | 41726 | data not applicable | data not applicable | data not applicable | data not applicable | data not applicable | data not applicable | data not applicable | data not available | data not available | data not available | data not available | data not available | data not available | 45750
1470000283690 | [5 empty] | 1470000283681 | Wss hayford farm solar park limited | Hayford farm | Hayford Farm | Westbury | Shrewsbury | Shropshire | SY5 9PF | United Kingdom | 336467 | 310360 | Shrewsbury 132Kv S Stn | Shrewsbury 132/33Kv | data not available | 33 | National Grid Electricity Distribution (West Midlands) Plc | Solar | Photovoltaic | No | data not available | data not available | 15 | data not applicable | data not applicable | data not applicable | data not available | data not available | data not applicable | data not applicable | data not applicable | data not applicable | data not available | data not available | data not applicable | data not available | Connected | 15 | 14.25 | 15 | 0.095 | 0.1 | 41821 | data not applicable | data not applicable | data not applicable | data not applicable | data not applicable | data not applicable | data not applicable | data not available | data not available | data not available | data not available | data not available | data not available | 45750
1470000289976 | [5 empty] | 1470000289994 | Rainbows solar farm limited | Rainbows farm | Rainbow Solar Farm | Badsey Lane | Willersey | Worcestershire | WR11 7HF | United Kingdom | 410457 | 240836 | Feckenham 66 11Kv S Stn | Feckenham 66/11Kv | Broadway 66 11Kv S Stn | 11 | National Grid Electricity Distribution (West Midlands) Plc | Solar | Photovoltaic | No | data not available | data not available | 3.52 | data not applicable | data not applicable | data not applicable | data not available | data not available | data not applicable | data not applicable | data not applicable | data not applicable | data not available | data not available | data not applicable | data not available | Connected | 3.52 | 3.344 | 3.52 | 0.0475 | 0.05 | 41699 | data not applicable | data not applicable | data not applicable | data not applicable | data not applicable | data not applicable | data not applicable | data not available | data not available | data not available | data not available | data not available | data not available | 45750
1470000294196 | [5 empty] | 1470000401399 | Rodbaston ltd | Rodbaston turbine 1 | Turbine 1, South Staffordshire College | Rodbaston, Penkridge | Stafford | Staffordshire | ST19 5PH | United Kingdom | 392389 | 311199 | Bushbury D 132Kv | Bushbury C 132Kv S Stn | Four Ashes 33 11Kv S Stn | 11 | National Grid Electricity Distribution (West Midlands) Plc | Wind | Onshore wind turbines | No | data not available | data not available | 2 | data not applicable | data not applicable | data not applicable | data not available | data not available | data not applicable | data not applicable | data not applicable | data not applicable | data not available | data not available | data not applicable | data not available | Connected | 2 | 1.9 | 2 | 0.03325 | 0.035 | 42236 | data not applicable | data not applicable | data not applicable | data not applicable | data not applicable | data not applicable | data not applicable | data not available | data not available | data not available | data not available | data not available | data not available | 45750
1470000294201 | [5 empty] | 1470000401404 | Rodbaston ltd | Turbine 2 south staffordshire college | Turbine 2, South Staffordshire College | Rodbaston, Penkridge | Stafford | Staffordshire | ST19 5PH | United Kingdom | 392389 | 311199 | Bushbury D 132Kv | Bushbury C 132Kv S Stn | Four Ashes 33 11Kv S Stn | 11 | National Grid Electricity Distribution (West Midlands) Plc | Wind | Onshore wind turbines | No | data not available | data not available | 2 | data not applicable | data not applicable | data not applicable | data not available | data not available | data not applicable | data not applicable | data not applicable | data not applicable | data not available | data not available | data not applicable | data not available | Connected | 2 | 1.9 | 2 | 0.03325 | 0.035 | 42237 | data not applicable | data not applicable | data not applicable | data not applicable | data not applicable | data not applicable | data not applicable | data not available | data not available | data not available | data not available | data not available | data not available | 45750
1470000299469 | [5 empty] | 1470000299478 | Pv growth ltd | Wroxton pv array | Wroxton Pv Array | Ironstone Road, Wroxton | Banbury | Oxfordshire | OX15 6ED | United Kingdom | 440131 | 242371 | Feckenham 66 11Kv S Stn | Feckenham 66/11Kv | Epwell 66 11Kv S Stn | 11 | National Grid Electricity Distribution (West Midlands) Plc | Solar | Photovoltaic | No | data not available | data not available | 1.5 | data not applicable | data not applicable | data not applicable | data not available | data not available | data not applicable | data not applicable | data not applicable | data not applicable | data not available | data not available | data not applicable | data not available | Connected | 1.5 | 1.425 | 1.5 | 0.0665 | 0.07 | 41729 | data not applicable | data not applicable | data not applicable | data not applicable | data not applicable | data not applicable | data not applicable | data not available | data not available | data not available | data not available | data not available | data not available | 45750
1470000303910 | [5 empty] | 1470000303901 | Vale green energy | Rotherdale farm | Rotherdale Farm | Long Lane | Throckmorton | Worcestershire | WR10 2JH | United Kingdom | 396578 | 250664 | Feckenham 66 11Kv S Stn | Feckenham 66/11Kv | data not available | 66 | National Grid Electricity Distribution (West Midlands) Plc | Solar | Photovoltaic | No | data not available | data not available | 15 | data not applicable | data not applicable | data not applicable | data not available | data not available | data not applicable | data not applicable | data not applicable | data not applicable | data not available | data not available | data not applicable | data not available | Connected | 15 | 14.25 | 15 | 0.095 | 0.1 | 41795 | data not applicable | data not applicable | data not applicable | data not applicable | data not applicable | data not applicable | data not applicable | data not available | data not available | data not available | data not available | data not available | data not available | 45750
1470000342877 | [5 empty] | 1470000342859 | --REDACTED-- | --REDACTED-- | --REDACTED-- | --REDACTED-- | Banbury | Oxfordshire | OX15 4 | United Kingdom | --REDACTED-- | --REDACTED-- | Feckenham 66 11Kv S Stn | Feckenham 66/11Kv | Bloxham 66 11Kv S Stn | 11 | National Grid Electricity Distribution (West Midlands) Plc | Solar | Photovoltaic | No | data not available | data not available | 1 | data not applicable | data not applicable | data not applicable | data not available | data not available | data not applicable | data not applicable | data not applicable | data not applicable | data not available | data not available | data not applicable | data not available | Connected | 1 | 0.95 | 1 | 0.0475 | 0.05 | 41547 | data not applicable | data not applicable | data not applicable | data not applicable | data not applicable | data not applicable | data not applicable | data not available | data not available | data not available | data not available | data not available | data not available | 45750
1470000344261 | [5 empty] | 1470000344252 | Bowley storage & marketing | Bowley court farm | Bowley Court Farm | Bowley Lane, Bodenham | Hereford | Herefordshire | HR1 3LG | United Kingdom | 351762 | 253348 | Bishops Wood 132Kv S Stn | Hereford 66Kv S Stn | Bodenham 66 11Kv S Stn | 11 | National Grid Electricity Distribution (West Midlands) Plc | Solar | Photovoltaic | No | data not available | data not available | 0.8 | data not applicable | data not applicable | Yes | data not available | data not available | 0.5 | data not applicable | data not applicable | data not applicable | data not available | data not available | data not applicable | data not available | Connected | 1.3 | 1.235 | 1.3 | 0.19 | 0.2 | 41913 | data not applicable | data not applicable | data not applicable | data not applicable | data not applicable | data not applicable | data not applicable | data not available | data not available | data not available | data not available | data not available | data not available | 45750
1800060884547 | [5 empty] | data not applicable | Fullarton Drive Cambuslang Herald & Times Group | SMG | 125 | FULLARTON DRIVE | Glasgow | Glasgow City | G32 8FG | Scotland | 264670 | 662188 | Dalmarnock | data not applicable | CAMBUSLANG (11kV) | 11 | SP Distribution Ltd | Other | Steam-gas turbine (CCGT) | No | 0 | 0 | 1.6 | data not applicable | data not applicable | No | 0 | 0 | 0 | data not applicable | data not applicable | No | 0 | 0 | 0 | Yes | Connected | 1.6 | 1.6 | 1.6842 | 0 | 0 | data not available | data not applicable | data not applicable | data not applicable | data not applicable | data not applicable | data not available | data not available | N | N | data not available | N | 195535 | data not available | 44088 | data not available | 680
1470000381050 | [5 empty] | 1470000381069 | Borough of telford & wrekin | Telford wheat leasows solar | Wheat Leasows Solar | , Telford | data not available | data not available | TF1 6AJ | United Kingdom | 367370 | 313723 | Ironbridge 132Kv S Stn | Ironbridge 400/132Kv | Hortonwood 132 11Kv S Stn | 11 | National Grid Electricity Distribution (West Midlands) Plc | Solar | Photovoltaic | No | data not available | data not available | 4 | data not applicable | data not applicable | data not applicable | data not available | data not available | data not applicable | data not applicable | data not applicable | data not applicable | data not available | data not available | data not applicable | data not available | Connected | 4 | 3.8 | 4 | 0.0475 | 0.05 | 41983 | data not applicable | data not applicable | data not applicable | data not applicable | data not applicable | data not applicable | data not applicable | data not available | data not available | data not available | data not available | data not available | data not available | 45750
1470000398346 | [5 empty] | 1470000398470 | Millclose solar limited | Barr farm solar | Barr Farm Solar Farm | Stafford Road | Standeford | West Midlands | WV10 7BN | United Kingdom | 391531 | 307923 | Bushbury D 132Kv | Bushbury C 132Kv S Stn | Bushbury B-C 132/33/11Kv | 11 | National Grid Electricity Distribution (West Midlands) Plc | Solar | Photovoltaic | No | data not available | data not available | 1.5 | data not applicable | data not applicable | data not applicable | data not available | data not available | data not applicable | data not applicable | data not applicable | data not applicable | data not available | data not available | data not applicable | data not available | Connected | 1.5 | 1.425 | 1.5 | 0.057 | 0.06 | 42064 | data not applicable | data not applicable | data not applicable | data not applicable | data not applicable | data not applicable | data not applicable | data not available | data not available | data not available | data not available | data not available | data not available | 45750
1030075014507 | [6 empty] | FUTURE BIO FUELS | SPRING FARM |  | Fir Covert Road | Norwich | Norfolk | NR10 4DT | England | 617120 | 315170 | Norwich Main | Thorpe Grid 33kV | Horsford Primary 11kV | 11 | Eastern Power Networks (EPN) | Biofuel other | Gas turbine (OCGT) |  |  |  | 1.4 | [12 empty] | No | Connected | 1.4 | 1.4 | 1.474 |  |  | 2011-08-19 | [13 empty] | 2021-12-14 | -0.50225 | 51.6187 | 51.618706330421, -0.502245067051548 | EPN-S0000000N8078
1050000903253 | [6 empty] | Future Biogass | GT FRIARS | THORNES |  | SWAFFHAM | NORFOLK | PE37 7QA | England | 578410 | 310120 | Walpole | Swaffham Grid 33kV |  | 33 | Eastern Power Networks (EPN) | Biofuel biogas from anaerobic digestion (excluding landfill & sewage) | Steam-gas turbine (CCGT) |  |  |  | 4.866 | [12 empty] | No | Connected | 4.866 | 4.866 | 5.122 |  |  | 2015-07-14 | [13 empty] | 2020-11-13 | 0.80893 | 52.776 | 52.7760249440769, 0.808932402834799 |  | Solar PV
1470000406430 | [5 empty] | 1470000406449 | Uk solar (lower newton) llp | Lower newton solar farm | Upper Newton Solar Farm | Draycott Road, Tean | Stoke-on-trent | Staffordshire | ST10 4JN | United Kingdom | 398770 | 338983 | Cellarhead 132Kv | Forsbrook 33Kv S Stn | data not available | 33 | National Grid Electricity Distribution (West Midlands) Plc | Solar | Photovoltaic | No | data not available | data not available | 9 | data not applicable | data not applicable | data not applicable | data not available | data not available | data not applicable | data not applicable | data not applicable | data not applicable | data not available | data not available | data not applicable | data not available | Connected | 9 | 8.55 | 9 | 0.0475 | 0.05 | 42074 | data not applicable | data not applicable | data not applicable | data not applicable | data not applicable | data not applicable | data not applicable | data not available | data not available | data not available | data not available | data not available | data not available | 45750
1640000281026 | [5 empty] | 1640000281017 | FYLDE FRESH AND FABULOUS LIMITED | STANLEY VILLA FARM | BACK LANE | BACK LANE | PRESTON | LANCASHIRE | PR4 3HN | ENGLAND | 339738 | 435429 | PENWORTHAM WEST GSP / STANAH GSP GROUP | PEEL | HALL CROSS | 6.6 | ELECTRICITY NORTH WEST LIMITED | BIOFUEL - LANDFILL GAS | ENGINE (COMBUSTION / RECIPROCATING) | NO | 0 | 0 | 1.2 |  |  |  | 0 | 0 | 0 |  |  |  | 0 | 0 | 0 | NO | CONNECTED | 1.2 | 0.475 | 0.5 | 0.3952 | 0.416 | 2013-02-01 |  |  |  | 0 | 0 |  |  | NO | NO |  |  |  |  | 2021-12-06 | 53.81163892245628, -2.916675003709242
1470000416800 | [5 empty] | 1470000416794 | Sunsave 11 (wrockwardine farm) limited | Wrockwardine farm | Wrockwardine Farm | Wrockwardine | Telford | Shropshire | TF6 5DG | United Kingdom | 362257 | 312086 | Shrewsbury 132Kv S Stn | Shrewsbury 132/33Kv | data not available | 33 | National Grid Electricity Distribution (West Midlands) Plc | Solar | Photovoltaic | No | data not available | data not available | 10 | data not applicable | data not applicable | data not applicable | data not available | data not available | data not applicable | data not applicable | data not applicable | data not applicable | data not available | data not available | data not applicable | data not available | Connected | 10 | 9.5 | 10 | 0.152 | 0.16 | 42094 | data not applicable | data not applicable | data not applicable | data not applicable | data not applicable | data not applicable | data not applicable | data not available | data not available | data not available | data not available | data not available | data not available | 45750
1470000422654 | [5 empty] | 1470000422645 | Millclose solar limited | Milkwall solar park | Pingry Farm | Pingry Lane | Coleford | Gloucestershire | GL16 8QD | United Kingdom | 357654 | 209432 | Port Ham 132Kv S Stn | Lydney 33Kv S Stn | Bixhead 33 11Kv S Stn | 11 | National Grid Electricity Distribution (West Midlands) Plc | Solar | Photovoltaic | No | data not available | data not available | 2.7 | data not applicable | data not applicable | data not applicable | data not available | data not available | data not applicable | data not applicable | data not applicable | data not applicable | data not available | data not available | data not applicable | data not available | Connected | 2.7 | 2.565 | 2.7 | 0.0475 | 0.05 | 42095 | data not applicable | data not applicable | data not applicable | data not applicable | data not applicable | data not applicable | data not applicable | data not available | data not available | data not available | data not available | data not available | data not available | 45750
1700000000000 | [5 empty] | 1700000000000 | GARBHAIG HYDROPOWER COMPANY LTD | GARBHAIG HYDRO AUXILIARY | DATA NOT AVAILABLE | LOCH GARBHAIG | ACHNASHEEN | ROSS-SHIRE | IV22 2HW | SCOTLAND | 188837 | 871961 | GRUDIE BRIDGE | DATA NOT APPLICABLE | GRUDIE BRIDGE | 33 | SCOTTISH HYDRO ELECTRIC POWER DISTRIBUTION PLC | HYDRO (TO BE CONFIRMED) | HYDRO POWER SYSTEM | NO | DATA NOT AVAILABLE | DATA NOT AVAILABLE | 1.9 | DATA NOT AVAILABLE | DATA NOT AVAILABLE | DATA NOT AVAILABLE | DATA NOT AVAILABLE | DATA NOT AVAILABLE | DATA NOT AVAILABLE | DATA NOT AVAILABLE | DATA NOT AVAILABLE | DATA NOT AVAILABLE | DATA NOT AVAILABLE | DATA NOT AVAILABLE | DATA NOT AVAILABLE | NO | CONNECTED | 1.9 | 1.9 | 2 | 0.01 | 0.01 | 42618 | DATA NOT AVAILABLE | DATA NOT AVAILABLE | DATA NOT AVAILABLE | DATA NOT AVAILABLE | DATA NOT AVAILABLE | DATA NOT AVAILABLE | DATA NOT AVAILABLE | N | DATA NOT AVAILABLE | DATA NOT AVAILABLE | DATA NOT AVAILABLE | DATA NOT AVAILABLE | DATA NOT AVAILABLE | 44245
1470000425549 | [5 empty] | 1470000425530 | Ssb condover limited | Condover solar farm | Export Coldover Solar Farm | Boreton, Cross Houses | Shrewsbury | Shropshire | SY5 6HJ | United Kingdom | 351202 | 306584 | Ironbridge 132Kv S Stn | Ironbridge 132 33Kv S Stn | data not available | 33 | National Grid Electricity Distribution (West Midlands) Plc | Solar | Photovoltaic | No | data not available | data not available | 10 | data not applicable | data not applicable | data not applicable | data not available | data not available | data not applicable | data not applicable | data not applicable | data not applicable | data not available | data not available | data not applicable | data not available | Connected | 10 | 9.5 | 10 | 0.076 | 0.08 | 42092 | data not applicable | data not applicable | data not applicable | data not applicable | data not applicable | data not applicable | data not applicable | data not available | data not available | data not available | data not available | data not available | data not available | 45750
2394000133317 | [5 empty] | Data Not Available | Gascoigne Wood (Gascgoine Wood SS) STOR | Gascoigne Wood (Gascgoine Wood SS) STOR | Lennerton Lane | Sherburn In Elmet | Leeds | West Yorkshire | LS25 6LH | England | 466548 | 426705 | Drax | Osgodby 1/2 | Gascoigne Wood | 33 | Northern Powergrid (Yorkshire) plc | Fossil - Gas | Engine (combustion / reciprocating) | No | Data Not Applicable | Data Not Applicable | 35 | Data Not Available | Data Not Available | Data Not Available | Data Not Available | Data Not Available | Data Not Available | Data Not Available | Data Not Available | Data Not Available | Data Not Available | Data Not Available | Data Not Available | No | Connected | 35 | 35 | 36.842 | Data Not Available | Data Not Available | 2018-11-01 00:00:00 | Data Not Applicable | Data Not Applicable | 36.842 | Data Not Applicable | Data Not Applicable | Data Not Available | Data Not Available | Data Not Available | Data Not Available | Data Not Available | Data Not Available | Data Not Available | Data Not Available | 2017-03-08 | 53.7325015137193, -0.9927169028448322 |  | 2018-11-01 | North Yorkshire
1470000426134 | [5 empty] | 1470000426125 | Tower hill farm renewables limited | Land at tower hill farm | Tower Hill Farm | Tytherington Hill, Tytherington | Wotton-under-edge | Gloucestershire | GL12 8QA | United Kingdom | 367372 | 188828 | Iron Acton 132Kv S Stn | Chipping Sodbury 132Kv S Stn | data not available | 33 | National Grid Electricity Distribution (West Midlands) Plc | Solar | Photovoltaic | No | data not available | data not available | 9 | data not applicable | data not applicable | data not applicable | data not available | data not available | data not applicable | data not applicable | data not applicable | data not applicable | data not available | data not available | data not applicable | data not available | Connected | 9 | 8.55 | 9 | 0.095 | 0.1 | 42087 | data not applicable | data not applicable | data not applicable | data not applicable | data not applicable | data not applicable | data not applicable | data not available | data not available | data not available | data not available | data not available | data not available | 45750
1470000426481 | [5 empty] | 1470000426472 | University of sheffield | Willenhall energy park | Willenhall Energy Storage | Bilston Road | Willenhall | Wolverhampton | WV13 2JL | United Kingdom | 396024 | 297516 | Willenhall 132 25Kv S Stn | Willenhall 132/25/11Kv | Willenhall 132/25/11Kv | 11 | National Grid Electricity Distribution (West Midlands) Plc | Stored Energy (all stored energy irrespective of the original energy source) | Storage - Electrochemical (Batteries) | No | data not available | data not available | 2.1 | data not applicable | data not applicable | data not applicable | data not available | data not available | data not applicable | data not applicable | data not applicable | data not applicable | data not available | data not available | data not applicable | data not available | Connected | 2.1 | 1.995 | 2.1 | 1.995 | 2.1 | 42072 | data not applicable | data not applicable | data not applicable | data not applicable | data not applicable | data not applicable | data not applicable | data not available | data not available | data not available | data not available | data not available | data not available | 45750
1470000429775 | [5 empty] | 1470000429766 | Cambridge solar power ltd | Cambridge solar power | Hillhouse Farm | Bristol Road, Cambridge | Gloucester | Gloucestershire | GL2 7AN | United Kingdom | 375073 | 204168 | Iron Acton 132Kv S Stn | Ryeford 132Kv S Stn | data not available | 33 | National Grid Electricity Distribution (West Midlands) Plc | Solar | Photovoltaic | No | data not available | data not available | 30 | data not applicable | data not applicable | data not applicable | data not available | data not available | data not applicable | data not applicable | data not applicable | data not applicable | data not available | data not available | data not applicable | data not available | Connected | 30 | 28.5 | 30 | 0.03515 | 0.037 | 42094 | data not applicable | data not applicable | data not applicable | data not applicable | data not applicable | data not applicable | data not applicable | data not available | data not available | data not available | data not available | data not available | data not available | 45750
1470000430103 | [5 empty] | 1470000430089 | Lightsource spv 103 ltd | Pitchford solar farm | Pitchford Solar Farm | Pitchford | Shrewsbury | Shropshire | SY5 7DH | United Kingdom | 351661 | 302832 | Ironbridge 132Kv S Stn | Ironbridge 132 33Kv S Stn | data not available | 33 | National Grid Electricity Distribution (West Midlands) Plc | Solar | Photovoltaic | No | data not available | data not available | 15 | data not applicable | data not applicable | data not applicable | data not available | data not available | data not applicable | data not applicable | data not applicable | data not applicable | data not available | data not available | data not applicable | data not available | Connected | 15 | 14.25 | 15 | 0.095 | 0.1 | 42090 | data not applicable | data not applicable | data not applicable | data not applicable | data not applicable | data not applicable | data not applicable | data not available | data not available | data not available | data not available | data not available | data not available | 45750
1470000430274 | [5 empty] | 1470000430265 | Helios solar 2 limited | Huddlesford lane generator, huddlesford hofm, | Grumpys Woolleys | Huddlesford Lane, Huddlesford | Lichfield | Staffordshire | WS13 8PY | United Kingdom | 415517 | 309115 | Rugeley 132Kv S Stn | Lichfield 132Kv S Stn | Lichfield 132/11Kv | 11 | National Grid Electricity Distribution (West Midlands) Plc | Solar | Photovoltaic | No | data not available | data not available | 1 | data not applicable | data not applicable | data not applicable | data not available | data not available | data not applicable | data not applicable | data not applicable | data not applicable | data not available | data not available | data not applicable | data not available | Connected | 1 | 0.95 | 1 | 0.095 | 0.1 | 42047 | data not applicable | data not applicable | data not applicable | data not applicable | data not applicable | data not applicable | data not applicable | data not available | data not available | data not available | data not available | data not available | data not available | 45750
1470000430390 | [5 empty] | 1470000430380 | Wr11 solar limited | Sytchwythy fields | Pitwell Lane | Adlington | Evesham | Worcestershire | WR11 7ZN | United Kingdom | 406097 | 244744 | Feckenham 66 11Kv S Stn | Feckenham 66/11Kv | Evesham 66 11Kv S Stn | 11 | National Grid Electricity Distribution (West Midlands) Plc | Solar | Photovoltaic | No | data not available | data not available | 1.7 | data not applicable | data not applicable | data not applicable | data not available | data not available | data not applicable | data not applicable | data not applicable | data not applicable | data not available | data not available | data not applicable | data not available | Connected | 1.7 | 1.615 | 1.7 | 0.04275 | 0.045 | 42826 | data not applicable | data not applicable | data not applicable | data not applicable | data not applicable | data not applicable | data not applicable | data not available | data not available | data not available | data not available | data not available | data not available | 45750
1470000437758 | [5 empty] | 1470000437749 | Sune sundorne grove solar ltd | Sundorne solar farm | Sundorne Solar Farm | Sundorne Grove | Shrewsbury | Shropshire | SY1 4TH | United Kingdom | 352198 | 315263 | Shrewsbury 132Kv S Stn | Shrewsbury 132/33Kv | data not available | 33 | National Grid Electricity Distribution (West Midlands) Plc | Solar | Photovoltaic | No | data not available | data not available | 17 | data not applicable | data not applicable | data not applicable | data not available | data not available | data not applicable | data not applicable | data not applicable | data not applicable | data not available | data not available | data not applicable | data not available | Connected | 17 | 16.15 | 17 | 0.475 | 0.5 | 42094 | data not applicable | data not applicable | data not applicable | data not applicable | data not applicable | data not applicable | data not applicable | data not available | data not available | data not available | data not available | data not available | data not available | 45750
1470000440858 | [5 empty] | 1470000440830 | Helios solar 2 limited | Huddlesford house farm (park lane) | Solar Farm | Land South Of The Cottage, Park Lane, Huddlesford | Lichfield | Staffordshire | WS13 8QB | United Kingdom | 415951 | 309591 | Rugeley 132Kv S Stn | Lichfield 132Kv S Stn | Lichfield 132/11Kv | 11 | National Grid Electricity Distribution (West Midlands) Plc | Solar | Photovoltaic | No | data not available | data not available | 1 | data not applicable | data not applicable | data not applicable | data not available | data not available | data not applicable | data not applicable | data not applicable | data not applicable | data not available | data not available | data not applicable | data not available | Connected | 1 | 0.95 | 1 | 0.057 | 0.06 | 42433 | data not applicable | data not applicable | data not applicable | data not applicable | data not applicable | data not applicable | data not applicable | data not available | data not available | data not available | data not available | data not available | data not available | 45750
1470000452073 | [5 empty] | 1470000452064 | Solar energy renewables llp | Willows pv array | Solar Panel Farm At, Willows Farm | Chadbury Road, Chadbury | Lenchwick | Worcestershire | WR11 4TG | United Kingdom | 402843 | 247485 | Feckenham 66 11Kv S Stn | Feckenham 66/11Kv | Evesham 66 11Kv S Stn | 11 | National Grid Electricity Distribution (West Midlands) Plc | Solar | Photovoltaic | No | data not available | data not available | 5 | data not applicable | data not applicable | data not applicable | data not available | data not available | data not applicable | data not applicable | data not applicable | data not applicable | data not available | data not available | data not applicable | data not available | Connected | 5 | 4.75 | 5 | 0.04275 | 0.045 | 42236 | data not applicable | data not applicable | data not applicable | data not applicable | data not applicable | data not applicable | data not applicable | data not available | data not available | data not available | data not available | data not available | data not available | 45750
1470000455863 | [5 empty] | 1470000455872 | Solar energy renewables llp | Evesham salford lodge solar | Salford Lodge | Pitchill | Evesham | Worcestershire | WR11 8SN | United Kingdom | 404789 | 250939 | Feckenham 66 11Kv S Stn | Feckenham 66/11Kv | Bevington 66 11Kv S Stn | 11 | National Grid Electricity Distribution (West Midlands) Plc | Solar | Photovoltaic | No | data not available | data not available | 5 | data not applicable | data not applicable | data not applicable | data not available | data not available | data not applicable | data not applicable | data not applicable | data not applicable | data not available | data not available | data not applicable | data not available | Connected | 5 | 4.75 | 5 | 0.2375 | 0.25 | 42184 | data not applicable | data not applicable | data not applicable | data not applicable | data not applicable | data not applicable | data not applicable | data not available | data not available | data not available | data not available | data not available | data not available | 45750
1900090934655 | [5 empty] | Data not available | GASREC LTD | ALBURY GAS STATION | SANDS QUARRY | SHERE ROAD | GUILDFORD | SURREY | GU5 9BW | England | 506019 | 148473 | West Weybridge SGT | Guildford Grid 33kV | Shalford 11kV | 11 | South Eastern Power Networks (SPN) | Biofuel landfill gas | Gas turbine (OCGT) |  |  |  | 1.46 | [12 empty] | No | Connected | 1.46 | 1.46 | 1.537 |  |  | 1997-04-01 | [13 empty] | 2020-11-13 | -0.40813 | 50.9168 | 50.9168116900122, -0.408133324791291 | SPN-S000000008308 | Biogas
Data not available | [6 empty] | GB Ingredients | DOCK ROAD |  |  | FELIXSTOWE | Suffolk | IP11 3QW | England | 628612 | 233707 | Bramford | Cliff Quay Grid 33kV | Dock Rd Primary 11kV | 11 | Eastern Power Networks (EPN) | Fossil - Gas | Steam-gas turbine (CCGT) |  |  |  | 4.008 | [12 empty] | No | Connected | 4.008 | 4.008 | 4.219 | 0.001 | 0.001 | 2025-01-08 | [13 empty] | 2025-04-14 | -0.27362 | 51.7507 | 51.75068269335, -0.273623445699749 | EPN-S0000000D8088 | Solar PV
1470000473765 | [5 empty] | 1470000473756 | Mercia waste management | Hartlebury efw | Export | Oak Drive, Hartlebury Trading Estate | Kidderminster | Worcestershire | DY10 4JB | United Kingdom | 385937 | 269861 | Bishops Wood 132Kv S Stn | data not available | Hartlebury Efw | 66 | National Grid Electricity Distribution (West Midlands) Plc | Waste | Steam turbine (thermal power plant) | No | data not available | data not available | 22.738 | data not applicable | data not applicable | No | data not available | data not available | 2.262 | data not applicable | data not applicable | data not applicable | data not available | data not available | data not applicable | data not available | Connected | 25 | 23.75 | 25 | 3.8 | 4 | 42461 | data not applicable | data not applicable | data not applicable | data not applicable | data not applicable | data not applicable | data not applicable | data not available | data not available | data not available | data not available | data not available | data not available | 45750
1470000478736 | [5 empty] | 1470000478727 | Upper huntingford solar limited | Upper huntingford solar farm | Upper Huntingford Farm | Charfield | Wotton-under-edge | Gloucestershire | GL12 8EY | United Kingdom | 371877 | 193712 | Iron Acton 132Kv S Stn | Ryeford 132Kv S Stn | data not available | 33 | National Grid Electricity Distribution (West Midlands) Plc | Solar | Photovoltaic | No | data not available | data not available | 6.59 | data not applicable | data not applicable | data not applicable | data not available | data not available | data not applicable | data not applicable | data not applicable | data not applicable | data not available | data not available | data not applicable | data not available | Connected | 6.59 | 6.2605 | 6.59 | 0.038 | 0.04 | 42282 | data not applicable | data not applicable | data not applicable | data not applicable | data not applicable | data not applicable | data not applicable | data not available | data not available | data not available | data not available | data not available | data not available | 45750
1470000479206 | [5 empty] | 1470000479190 | Ssoge ring o bells solar farm limited | Ring o bells solar farm | Soalr Farm, Ring O Bells Farm | Pucklechurch Road | Hinton | South Gloucestershire | SN14 8HJ | United Kingdom | 372639 | 176753 | Iron Acton 132Kv S Stn | Chipping Sodbury 132Kv S Stn | data not available | 33 | National Grid Electricity Distribution (West Midlands) Plc | Solar | Photovoltaic | No | data not available | data not available | 5 | data not applicable | data not applicable | data not applicable | data not available | data not available | data not applicable | data not applicable | data not applicable | data not applicable | data not available | data not available | data not applicable | data not available | Connected | 5 | 4.75 | 5 | 0.0475 | 0.05 | 42341 | data not applicable | data not applicable | data not applicable | data not applicable | data not applicable | data not applicable | data not applicable | data not available | data not available | data not available | data not available | data not available | data not available | 45750
1470000501650 | [5 empty] | 1470000501641 | Capital stage hall farm limited | Hall farm pv | Hall Farm | Awre | Newnham | Gloucestershire | GL14 1ES | United Kingdom | 369804 | 207483 | Port Ham 132Kv S Stn | Lydney 33Kv S Stn | data not available | 33 | National Grid Electricity Distribution (West Midlands) Plc | Solar | Photovoltaic | No | data not available | data not available | 5 | data not applicable | data not applicable | data not applicable | data not available | data not available | data not applicable | data not applicable | data not applicable | data not applicable | data not available | data not available | data not applicable | data not available | Connected | 5 | 4.75 | 5 | 0.01425 | 0.015 | 42256 | data not applicable | data not applicable | data not applicable | data not applicable | data not applicable | data not applicable | data not applicable | data not available | data not available | data not available | data not available | data not available | data not available | 45750
DATA NOT AVAILABLE | [5 empty] | 1600000133759 | GEC | STRAND ROAD |  |  | PRESTON | LANCASHIRE | PR1 8XL | ENGLAND | 352522 | 429661 | PENWORTHAM EAST GSP / ROCHDALE SGT 1 GROUP | RIBBLE | DOUGLAS ST | 6.6 | ELECTRICITY NORTH WEST LIMITED | FOSSIL - OIL | ENGINE (COMBUSTION / RECIPROCATING) | YES | 0 | 0 | 1 |  |  |  | 0 | 0 | 0 |  |  |  | 0 | 0 | 0 | NO | CONNECTED | 1 | 0 | 0 | 1.1343 | 1.194 | 2000-08-10 |  |  |  | 0 | 0 |  |  | NO | NO |  |  |  |  | 2021-12-06 | 53.7611273769849, -2.7216544156049736
1470000512778 | [5 empty] | 1470000512750 | Lawn lane solar limited | The rutts and old wood | The Rutts And Old Wood | Lawn Lane, Coven | Wolverhampton | West Midlands | WV9 5BB | United Kingdom | 390442 | 304804 | Bushbury D 132Kv | Bushbury C 132Kv S Stn | Bushbury B-C 132/33/11Kv | 11 | National Grid Electricity Distribution (West Midlands) Plc | Solar | Photovoltaic | No | data not available | data not available | 3.84 | data not applicable | data not applicable | data not applicable | data not available | data not available | data not applicable | data not applicable | data not applicable | data not applicable | data not available | data not available | data not applicable | data not available | Connected | 3.84 | 3.648 | 3.84 | 0.0361 | 0.038 | 42459 | data not applicable | data not applicable | data not applicable | data not applicable | data not applicable | data not applicable | data not applicable | data not available | data not available | data not available | data not available | data not available | data not available | 45750
1470000520306 | [5 empty] | 1470000520315 | Sunsave 38 (cheshire coppice) ltd | Telford, cheshire coppice solar | Cheshire Coppice Farm | Admaston | Telford | Shropshire | TF5 0BS | United Kingdom | 362613 | 313925 | Shrewsbury 132Kv S Stn | Shrewsbury 132/33Kv | Dothill 33 11Kv S Stn | 11 | National Grid Electricity Distribution (West Midlands) Plc | Solar | Photovoltaic | No | data not available | data not available | 4.08 | data not applicable | data not applicable | data not applicable | data not available | data not available | data not applicable | data not applicable | data not applicable | data not applicable | data not available | data not available | data not applicable | data not available | Connected | 4.08 | 3.876 | 4.08 | 0.0285 | 0.03 | 42353 | data not applicable | data not applicable | data not applicable | data not applicable | data not applicable | data not applicable | data not applicable | data not available | data not available | data not available | data not available | data not available | data not available | 45750
1470000529600 | [5 empty] | 1470000529568 | Grange solar limited | The grange solar farm | Rymes Farm | Malswick | Newent | Gloucestershire | GL18 1HE | United Kingdom | 374479 | 224938 | Bishops Wood 132Kv S Stn | Hereford 66Kv S Stn | Newent 66 11Kv S Stn | 11 | National Grid Electricity Distribution (West Midlands) Plc | Solar | Photovoltaic | No | data not available | data not available | 4.44 | data not applicable | data not applicable | data not applicable | data not available | data not available | data not applicable | data not applicable | data not applicable | data not applicable | data not available | data not available | data not applicable | data not available | Connected | 4.44 | 4.218 | 4.44 | 0.0475 | 0.05 | 42459 | data not applicable | data not applicable | data not applicable | data not applicable | data not applicable | data not applicable | data not applicable | data not available | data not available | data not available | data not available | data not available | data not available | 45750
1470000529638 | [5 empty] | 1470000529610 | Rymes solar ltd | The rymes | Rymes Farm | Malswick | Newent | Gloucestershire | GL19 3AJ | United Kingdom | 374790 | 224581 | Bishops Wood 132Kv S Stn | Hereford 66Kv S Stn | Newent 66 11Kv S Stn | 11 | National Grid Electricity Distribution (West Midlands) Plc | Solar | Photovoltaic | No | data not available | data not available | 3.96 | data not applicable | data not applicable | data not applicable | data not available | data not available | data not applicable | data not applicable | data not applicable | data not applicable | data not available | data not available | data not applicable | data not available | Connected | 3.96 | 3.762 | 3.96 | 0.0475 | 0.05 | 42763 | data not applicable | data not applicable | data not applicable | data not applicable | data not applicable | data not applicable | data not applicable | data not available | data not available | data not available | data not available | data not available | data not available | 45750
1470000533253 | [5 empty] | 1470000533244 | Troughton farm solar limited | Troughton farm | Troughton Solar Farm Troughton Farm | Tredington Court, Tredington | Tewkesbury | Gloucester | GL20 7BW | United Kingdom | 391505 | 228719 | Port Ham 132Kv S Stn | data not available | data not available | 132 | National Grid Electricity Distribution (West Midlands) Plc | Solar | Photovoltaic | No | data not available | data not available | 24.66 | data not applicable | data not applicable | data not applicable | data not available | data not available | data not applicable | data not applicable | data not applicable | data not applicable | data not available | data not available | data not applicable | data not available | Connected | 24.66 | 23.75 | 25 | 0.057 | 0.06 | 42452 | data not applicable | data not applicable | data not applicable | data not applicable | data not applicable | data not applicable | data not applicable | data not available | data not available | data not available | data not available | data not available | data not available | 45750
1470000534113 | [5 empty] | 1415501313003 | Lyreco uk ltd | Telford, deer park court | Unit 5 | Deer Park Court, Donnington Wood | Telford | Shropshire | TF2 7NB | United Kingdom | 371535 | 312124 | Ironbridge 132Kv S Stn | Ketley 132Kv S Stn | Snedshill 33 11Kv S Stn | 11 | National Grid Electricity Distribution (West Midlands) Plc | Solar | Photovoltaic | No | data not available | data not available | 3.821 | data not applicable | data not applicable | No | data not available | data not available | 0.525 | data not applicable | data not applicable | data not applicable | data not available | data not available | data not applicable | data not available | Connected | 4.346 | 3.4779 | 3.661 | 1.235 | 1.3 | 43041 | data not applicable | data not applicable | data not applicable | data not applicable | data not applicable | data not applicable | data not applicable | data not available | data not available | data not available | data not available | data not available | data not available | 45750
1470000535890 | [5 empty] | 1470000535881 | Inrg (solar parks) 14 ltd | Lower fields (mount) farm | Lower Fields | Mount Farm, Longdon Hill, Wickhampton | Evesham | Worcestershire | WR11 7RP | United Kingdom | 404986 | 239903 | Feckenham 66 11Kv S Stn | Feckenham 66/11Kv | data not available | 66 | National Grid Electricity Distribution (West Midlands) Plc | Solar | Photovoltaic | No | data not available | data not available | 17 | data not applicable | data not applicable | data not applicable | data not available | data not available | data not applicable | data not applicable | data not applicable | data not applicable | data not available | data not available | data not applicable | data not available | Connected | 17 | 16.15 | 17 | 0.03325 | 0.035 | 42452 | data not applicable | data not applicable | data not applicable | data not applicable | data not applicable | data not applicable | data not applicable | data not available | data not available | data not available | data not available | data not available | data not available | 45750
1470000540552 | [5 empty] | 1470000540543 | Beegreen solar ltd | Yorkley farm | Yorkley Solar Farm | Lydney Road | Yorkley | Gloucestershire | GL15 4TY | United Kingdom | 363112 | 205375 | Port Ham 132Kv S Stn | Lydney 33Kv S Stn | data not available | 33 | National Grid Electricity Distribution (West Midlands) Plc | Solar | Photovoltaic | No | data not available | data not available | 5 | data not applicable | data not applicable | data not applicable | data not available | data not available | data not applicable | data not applicable | data not applicable | data not applicable | data not available | data not available | data not applicable | data not available | Connected | 5 | 4.75 | 5 | 0.0475 | 0.05 | 42354 | data not applicable | data not applicable | data not applicable | data not applicable | data not applicable | data not applicable | data not applicable | data not available | data not available | data not available | data not available | data not available | data not available | 45750
1470000542806 | [5 empty] | 1470000542790 | Actrees solar power limited | Actrees farm | Export | Heathfield, Alkington | Berkeley | Gloucestershire | GL13 9PP | United Kingdom | 370204 | 198445 | Iron Acton 132Kv S Stn | Ryeford 132Kv S Stn | data not available | 33 | National Grid Electricity Distribution (West Midlands) Plc | Solar | Photovoltaic | No | data not available | data not available | 4.5 | data not applicable | data not applicable | data not applicable | data not available | data not available | data not applicable | data not applicable | data not applicable | data not applicable | data not available | data not available | data not applicable | data not available | Connected | 4.5 | 4.275 | 4.5 | 0.019 | 0.02 | 42384 | data not applicable | data not applicable | data not applicable | data not applicable | data not applicable | data not applicable | data not applicable | data not available | data not available | data not available | data not available | data not available | data not available | 45750
data not available | [5 empty] | data not available | GEN Runcorn Flexible Gas Generating Plan | Runcorn Flexible Gas | Davy Road | Davy Road | Runcorn | Wirral | WA7 1PZ | England | 353265 | 383004 | FROD / INCE (FROD) | DUTTON GT2 / MOORE GT1 / PERCIVAL LA GT1 | ASTMOOR IND EST T1 / MACKAMAX T1 / MERSEY RD T1 / PICOW FARM RD T1 | 33 | SP Manweb plc | Fossil - Gas | Steam-gas turbine (CCGT) | No | 0 | 0 | 5.13 | data not applicable | data not applicable | No | 0 | 0 | 0 | data not applicable | data not applicable | No | 0 | 0 | 0 | data not available | Connected | 5.13 | 5.13 | 5.4 | data not applicable | data not applicable | 44872 | data not applicable | data not applicable | data not applicable | data not applicable | data not applicable | 43707 | data not applicable | N | N | data not available | N | 614225359 | data not available | 44088 | data not available | 678
1470000544014 | [5 empty] | 1460001651740 | Dpd group uk limited | Dpd group uk limited | Dpd Group Uk Limited, - | Broadwell Road | Oldbury | data not available | B69 4DA | United Kingdom | 399689 | 289615 | Oldbury 132Kv | Oldbury B 132Kv | Oldbury B 11Kv | 11 | National Grid Electricity Distribution (West Midlands) Plc | Solar | Photovoltaic | No | data not available | data not available | 1 | data not applicable | data not applicable | data not applicable | data not available | data not available | data not applicable | data not applicable | data not applicable | data not applicable | data not available | data not available | data not applicable | data not available | Connected | 1 | 0.47405 | 0.499 | 1.197 | 1.26 | 42675 | data not applicable | data not applicable | data not applicable | data not applicable | data not applicable | data not applicable | data not applicable | data not available | data not available | data not available | data not available | data not available | data not available | 45750
1470000548427 | [5 empty] | 1470000548418 | Lightsource spv 39 ltd | Sheriffhales solar farm | Sheriffhales Lodge | Sheriffhales | Shifnal | Shropshire | TF11 8QY | United Kingdom | 375757 | 312032 | Ironbridge 132Kv S Stn | Ketley 132Kv S Stn | data not available | 33 | National Grid Electricity Distribution (West Midlands) Plc | Solar | Photovoltaic | No | data not available | data not available | 6.85 | data not applicable | data not applicable | data not applicable | data not available | data not available | data not applicable | data not applicable | data not applicable | data not applicable | data not available | data not available | data not applicable | data not available | Connected | 6.85 | 6.5075 | 6.85 | 0.0475 | 0.05 | 42353 | data not applicable | data not applicable | data not applicable | data not applicable | data not applicable | data not applicable | data not applicable | data not available | data not available | data not available | data not available | data not available | data not available | 45750
1470000552441 | [5 empty] | 1470000552432 | Upper wick solar park ltd | Upper wick solar farm | Upper Farm | Manor Farm, Upper Wick | Dursley | Gloucestershire | GL11 6DE | United Kingdom | 372228 | 196487 | Iron Acton 132Kv S Stn | Ryeford 132Kv S Stn | data not available | 33 | National Grid Electricity Distribution (West Midlands) Plc | Solar | Photovoltaic | No | data not available | data not available | 4.2 | data not applicable | data not applicable | data not applicable | data not available | data not available | data not applicable | data not applicable | data not applicable | data not applicable | data not available | data not available | data not applicable | data not available | Connected | 4.2 | 3.99 | 4.2 | 0.0475 | 0.05 | 42356 | data not applicable | data not applicable | data not applicable | data not applicable | data not applicable | data not applicable | data not applicable | data not available | data not available | data not available | data not available | data not available | data not available | 45750
1470000552530 | [5 empty] | 1470000552520 | Sunventures 3 ltd | Box road solar park | Export | Box Road, Cam | Dursley | Gloucestershire | GL2 7AG | United Kingdom | 375261 | 202255 | Iron Acton 132Kv S Stn | Ryeford 132Kv S Stn | Dursley 33 11Kv S Stn | 11 | National Grid Electricity Distribution (West Midlands) Plc | Solar | Photovoltaic | No | data not available | data not available | 1.5 | data not applicable | data not applicable | data not applicable | data not available | data not available | data not applicable | data not applicable | data not applicable | data not applicable | data not available | data not available | data not applicable | data not available | Connected | 1.5 | 1.425 | 1.5 | 0.0475 | 0.05 | 42401 | data not applicable | data not applicable | data not applicable | data not applicable | data not applicable | data not applicable | data not applicable | data not available | data not available | data not available | data not available | data not available | data not available | 45750
1470000568033 | [5 empty] | 1470000568024 | --REDACTED-- | --REDACTED-- | --REDACTED-- | --REDACTED-- | Hereford | Herefordshire | HR2 9 | United Kingdom | --REDACTED-- | --REDACTED-- | Bishops Wood 132Kv S Stn | Hereford 66Kv S Stn | Hereford South 66 11Kv S Stn | 11 | National Grid Electricity Distribution (West Midlands) Plc | Solar | Photovoltaic | No | data not available | data not available | 1 | data not applicable | data not applicable | data not applicable | data not available | data not available | data not applicable | data not applicable | data not applicable | data not applicable | data not available | data not available | data not applicable | data not available | Connected | 1 | 0.95 | 1 | 0.09975 | 0.105 | 42430 | data not applicable | data not applicable | data not applicable | data not applicable | data not applicable | data not applicable | data not applicable | data not available | data not available | data not available | data not available | data not available | data not available | 45750
1470000575810 | [5 empty] | 1470000575820 | Sheep shed solar limited | Sheep shed drayton manor farm | Solar Panels At Sheep Shed, Drayton Manor Farm | Alcester Road | Stratford-upon-avon | Warwickshire | CV37 9RQ | United Kingdom | 415514 | 255173 | Feckenham 66 11Kv S Stn | Feckenham 66/11Kv | Drayton Farm North 66/11Kv | 11 | National Grid Electricity Distribution (West Midlands) Plc | Solar | Photovoltaic | No | data not available | data not available | 4.208 | data not applicable | data not applicable | data not applicable | data not available | data not available | data not applicable | data not applicable | data not applicable | data not applicable | data not available | data not available | data not applicable | data not available | Connected | 4.208 | 3.9976 | 4.208 | 0.0475 | 0.05 | 42460 | data not applicable | data not applicable | data not applicable | data not applicable | data not applicable | data not applicable | data not applicable | data not available | data not available | data not available | data not available | data not available | data not available | 45750
1470000576629 | [5 empty] | 1470000576638 | Brookside solar farm limited | Brookside drayton manor fm | Export Brookside, Drayton Manor Farm | Alcester Road | Stratford-upon-avon | Warwickshire | CV37 9RQ | United Kingdom | 415514 | 255173 | Feckenham 66 11Kv S Stn | Feckenham 66/11Kv | Drayton Farm North 66/11Kv | 11 | National Grid Electricity Distribution (West Midlands) Plc | Solar | Photovoltaic | No | data not available | data not available | 4.125 | data not applicable | data not applicable | data not applicable | data not available | data not available | data not applicable | data not applicable | data not applicable | data not applicable | data not available | data not available | data not applicable | data not available | Connected | 4.125 | 3.9188 | 4.125 | 0.0475 | 0.05 | 42460 | data not applicable | data not applicable | data not applicable | data not applicable | data not applicable | data not applicable | data not applicable | data not available | data not available | data not available | data not available | data not available | data not available | 45750
1470000576647 | [5 empty] | 1470000576656 | Leys solar energy cic | The leys drayton manor fm | The Lays | Drayton Manor Farm, Alcester Road | Stratford upon avon | Warwickshire | CV37 9RQ | United Kingdom | 416225 | 255269 | Feckenham 66 11Kv S Stn | Feckenham 66/11Kv | Drayton Farm North 66/11Kv | 11 | National Grid Electricity Distribution (West Midlands) Plc | Solar | Photovoltaic | No | data not available | data not available | 4.18 | data not applicable | data not applicable | No | data not available | data not available | 0.8 | data not applicable | data not applicable | data not applicable | data not available | data not available | data not applicable | data not available | Connected | 4.98 | 3.971 | 4.18 | 0.0475 | 0.05 | 42601 | data not applicable | data not applicable | data not applicable | data not applicable | data not applicable | data not applicable | data not applicable | data not available | data not available | data not available | data not available | data not available | data not available | 45750
1470000576665 | [5 empty] | 1470000576692 | The rushes solar limited | The rushes drayton manor farm | The Rushes, Drayton Manor Farm | Alcester Road | Stratford upon avon | Warwickshire | CV37 9RQ | United Kingdom | 415454 | 255630 | Feckenham 66 11Kv S Stn | Feckenham 66/11Kv | Drayton Farm North 66/11Kv | 11 | National Grid Electricity Distribution (West Midlands) Plc | Solar | Photovoltaic | No | data not available | data not available | 4.18 | data not applicable | data not applicable | data not applicable | data not available | data not available | data not applicable | data not applicable | data not applicable | data not applicable | data not available | data not available | data not applicable | data not available | Connected | 4.18 | 3.971 | 4.18 | 0.0475 | 0.05 | 42460 | data not applicable | data not applicable | data not applicable | data not applicable | data not applicable | data not applicable | data not applicable | data not available | data not available | data not available | data not available | data not available | data not available | 45750
1470000576726 | [5 empty] | 1470000576735 | Beeches solar limited | The beeches drayton manor farm | Solar Panels At Beeches, Drayton Manor Farm | Alcester Road | Stratford-upon-avon | Warwickshire | CV37 9RQ | United Kingdom | 415514 | 255173 | Feckenham 66 11Kv S Stn | Feckenham 66/11Kv | Drayton Farm North 66/11Kv | 11 | National Grid Electricity Distribution (West Midlands) Plc | Solar | Photovoltaic | No | data not available | data not available | 4.235 | data not applicable | data not applicable | data not applicable | data not available | data not available | data not applicable | data not applicable | data not applicable | data not applicable | data not available | data not available | data not applicable | data not available | Connected | 4.235 | 4.4032 | 4.635 | 0.4275 | 0.45 | 42460 | data not applicable | data not applicable | data not applicable | data not applicable | data not applicable | data not applicable | data not applicable | data not available | data not available | data not available | data not available | data not available | data not available | 45750
1470000580165 | [5 empty] | 1470000592931 | New nrg 03 limited | Lower venn solar farm | Solar Farm, Lower Venn | C1125 From The Vauld To The River Lugg | Sutton st nicholas | Herefordshire | HR1 3HL | United Kingdom | 354281 | 249136 | Bishops Wood 132Kv S Stn | Hereford 66Kv S Stn | Bodenham 66 11Kv S Stn | 11 | National Grid Electricity Distribution (West Midlands) Plc | Solar | Photovoltaic | No | data not available | data not available | 4.5 | data not applicable | data not applicable | data not applicable | data not available | data not available | data not applicable | data not applicable | data not applicable | data not applicable | data not available | data not available | data not applicable | data not available | Connected | 4.5 | 4.275 | 4.5 | 0.095 | 0.1 | 42459 | data not applicable | data not applicable | data not applicable | data not applicable | data not applicable | data not applicable | data not applicable | data not available | data not available | data not available | data not available | data not available | data not available | 45750
1470000581336 | [5 empty] | 1470000581363 | Gretton solar farm ltd | Lower stanley fm | Lower Stanley Farm | Gretton Fields, Gretton | Cheltenham | Gloucestershire | GL54 5HQ | United Kingdom | 399607 | 231304 | Port Ham 132Kv S Stn | Cheltenham 66Kv S Stn | Alderton 66 11Kv S Stn | 11 | National Grid Electricity Distribution (West Midlands) Plc | Solar | Photovoltaic | No | data not available | data not available | 3.85 | data not applicable | data not applicable | data not applicable | data not available | data not available | data not applicable | data not applicable | data not applicable | data not applicable | data not available | data not available | data not applicable | data not available | Connected | 3.85 | 3.6575 | 3.85 | 0.0475 | 0.05 | 42450 | data not applicable | data not applicable | data not applicable | data not applicable | data not applicable | data not applicable | data not applicable | data not available | data not available | data not available | data not available | data not available | data not available | 45750
1470000597070 | [5 empty] | 1470000597061 | Ssr astley solar limited | Astley farm solar farm | Astley Farm | Six Ashes | Bridgnorth | Shropshire | WV15 6ER | United Kingdom | 378085 | 285547 | Bishops Wood 132Kv S Stn | Stourport 132 66 33Kv S Stn | data not available | 33 | National Grid Electricity Distribution (West Midlands) Plc | Solar | Photovoltaic | No | data not available | data not available | 4.45 | data not applicable | data not applicable | data not applicable | data not available | data not available | data not applicable | data not applicable | data not applicable | data not applicable | data not available | data not available | data not applicable | data not available | Connected | 4.45 | 4.2275 | 4.45 | 0.076 | 0.08 | 42460 | data not applicable | data not applicable | data not applicable | data not applicable | data not applicable | data not applicable | data not applicable | data not available | data not available | data not available | data not available | data not available | data not available | 45750
1470000601391 | [5 empty] | 1424233200000 | Severn trent water limited | Worcester stw | Worcester Sewage Treatment Works | Bromwich Road | Worcester | Worcestershire | WR2 4ZP | United Kingdom | 384290 | 253604 | Bishops Wood 132Kv S Stn | Worcester 132Kv S Stn | Worcester 132/11Kv | 11 | National Grid Electricity Distribution (West Midlands) Plc | Solar | Photovoltaic | No | data not available | data not available | 1.5 | data not applicable | data not applicable | data not applicable | data not available | data not available | data not applicable | data not applicable | data not applicable | data not applicable | data not available | data not available | data not applicable | data not available | Connected | 1.5 | 1.425 | 1.5 | 1.14 | 1.2 | 42453 | data not applicable | data not applicable | data not applicable | data not applicable | data not applicable | data not applicable | data not applicable | data not available | data not available | data not available | data not available | data not available | data not available | 45750
1470000621955 | [5 empty] | 1470000621946 | Sheriffhales solar community interest company | Sheriffhales cic | Export | Sheriffhales Cic, Sheriffhales Farm, Sheriffhales | Shifnal | Shropshire | TF11 8QY | United Kingdom | 374816 | 312505 | Ironbridge 132Kv S Stn | Ketley 132Kv S Stn | data not available | 33 | National Grid Electricity Distribution (West Midlands) Plc | Solar | Photovoltaic | No | data not available | data not available | 2.65 | data not applicable | data not applicable | data not applicable | data not available | data not available | data not applicable | data not applicable | data not applicable | data not applicable | data not available | data not available | data not applicable | data not available | Connected | 2.65 | 2.5175 | 2.65 | 0.02565 | 0.027 | 42545 | data not applicable | data not applicable | data not applicable | data not applicable | data not applicable | data not applicable | data not applicable | data not available | data not available | data not available | data not available | data not available | data not available | 45750
1574000330410 | [5 empty] | 1574000330429 | Generation Connection, Bolklow Road | Generation Connection, Bolklow Road | Corncroft Mews | Grangetown | Middlesbrough | North Yorkshire | TS6 7HJ | England | 455261 | 520986 | Lackenby | Lackenby | Grangetown | 11 | Northern Powergrid (Northeast) plc | Fossil - Gas | Engine (combustion / reciprocating) | No | Data Not Applicable | Data Not Applicable | 12 | Data Not Available | Data Not Available | Data Not Available | Data Not Available | Data Not Available | Data Not Available | Data Not Available | Data Not Available | Data Not Available | Data Not Available | Data Not Available | Data Not Available | No | Connected | 12 | 12 | 12.632 | Data Not Available | Data Not Available | Data Not Available | Data Not Applicable | Data Not Applicable | 12.632 | Data Not Applicable | Data Not Applicable | 2017-01-17 00:00:00 | Data Not Available | Data Not Available | Data Not Available | Data Not Available | Data Not Available | Data Not Available | Data Not Available | 2018-02-09 | 54.58106723402545, -1.146536734588827 | 2017-01-17 |  | Redcar and Cleveland
1170000740844 | [5 empty] | 1100050353005 | George eliot hospital nhs trust | George eliot hospital | George Eliot Hospital | College Street | Nuneaton | Warwickshire | CV10 7BG | United Kingdom | 435710 | 290695 | Coventry 132Kv S Stn | Nuneaton 33Kv S Stn | Nuneaton 11Kv S Stn | 11 | National Grid Electricity Distribution (East Midlands) Plc | data not available | data not available | Yes | data not available | data not available | 1.4 | data not applicable | data not applicable | Yes | data not available | data not available | 1.332 | Waste | Steam turbine (thermal power plant) | Yes | data not available | data not available | 1.2 | data not available | Connected | 3.932 | 1.14 | 1.2 | 1.33 | 1.4 | 42837 | data not applicable | data not applicable | data not applicable | data not applicable | data not applicable | data not applicable | data not applicable | data not available | data not available | data not available | data not available | data not available | data not available | 45750
2100041072803 | [5 empty] | 2100041072798 | Gf173 limited | Waunarlwydd stor generation | Swansea Generation One | Alcoa Site, Titanium Road, Cockett | Swansea | West Glamorgan | SA5 4SG | United Kingdom | 260690 | 196410 | Swansea North Grid | Swansea North Bsp | data not available | 33 | National Grid Electricity Distribution (South Wales) Plc | Fossil - Oil | Engine (combustion / reciprocating) | No | data not available | data not available | 20.8 | data not applicable | data not applicable | data not applicable | data not available | data not available | data not applicable | data not applicable | data not applicable | data not applicable | data not available | data not available | data not applicable | data not available | Connected | 20.8 | 19 | 20 | 0.095 | 0.1 | 41086 | data not applicable | data not applicable | data not applicable | data not applicable | data not applicable | data not applicable | data not applicable | data not available | data not available | data not available | data not available | data not available | data not available | 45750
1470000633082 | [5 empty] | 1470000633073 | Granville road solar limited | Telford granville road solar farm | Muxton Lane | Muxton | Telford | Shropshire | TF2 7QG | United Kingdom | 372289 | 313200 | Ironbridge 132Kv S Stn | Ketley 132Kv S Stn | Donnington 33 11Kv S Stn | 11 | National Grid Electricity Distribution (West Midlands) Plc | Solar | Photovoltaic | No | data not available | data not available | 5.102 | data not applicable | data not applicable | data not applicable | data not available | data not available | data not applicable | data not applicable | data not applicable | data not applicable | data not available | data not available | data not applicable | data not available | Connected | 5.102 | 4.8469 | 5.102 | 0.1064 | 0.112 | 42590 | data not applicable | data not applicable | data not applicable | data not applicable | data not applicable | data not applicable | data not applicable | data not available | data not available | data not available | data not available | data not available | data not available | 45750
1470000638499 | [5 empty] | 1470000638513 | Lucern solar cic | Lucern solar drayton farm stratford | Lucern Farm | Alcester Road | Stratford-upon-avon | Warwickshire | CV37 9RG | United Kingdom | 415073 | 255609 | Feckenham 66 11Kv S Stn | Feckenham 66/11Kv | Drayton Farm North 66/11Kv | 11 | National Grid Electricity Distribution (West Midlands) Plc | Solar | Photovoltaic | No | data not available | data not available | 4.993 | data not applicable | data not applicable | data not applicable | data not available | data not available | data not applicable | data not applicable | data not applicable | data not applicable | data not available | data not available | data not applicable | data not available | Connected | 4.993 | 4.7434 | 4.993 | 0.9975 | 1.05 | 42614 | data not applicable | data not applicable | data not applicable | data not applicable | data not applicable | data not applicable | data not applicable | data not available | data not available | data not available | data not available | data not available | data not available | 45750
1470000638587 | [5 empty] | 1470000638596 | West midlands community energy cic | The willows drayton farm stratford upon avon | Drayton Community Solar Farm | Alcester Road | Stratford-upon-avon | Warwickshire | CV37 9RQ | United Kingdom | 415514 | 255173 | Feckenham 66 11Kv S Stn | Feckenham 66/11Kv | Drayton Farm North 66/11Kv | 11 | National Grid Electricity Distribution (West Midlands) Plc | Solar | Photovoltaic | No | data not available | data not available | 5.215 | data not applicable | data not applicable | data not applicable | data not available | data not available | data not applicable | data not applicable | data not applicable | data not applicable | data not available | data not available | data not applicable | data not available | Connected | 5.215 | 3.8142 | 4.015 | 0.0475 | 0.05 | 42603 | data not applicable | data not applicable | data not applicable | data not applicable | data not applicable | data not applicable | data not applicable | data not available | data not available | data not available | data not available | data not available | data not available | 45750
1470000638620 | [5 empty] | 1470000638639 | Warwickshire community energy cic | Poplars drayton manor farm | Poplars | Drayton Farm, Alcester Road | Stratford-upon-avon | Warwickshire | CV37 9RQ | United Kingdom | 415871 | 254717 | Feckenham 66 11Kv S Stn | Feckenham 66/11Kv | Drayton Farm North 66/11Kv | 11 | National Grid Electricity Distribution (West Midlands) Plc | Solar | Photovoltaic | No | data not available | data not available | 5.408 | data not applicable | data not applicable | data not applicable | data not available | data not available | data not applicable | data not applicable | data not applicable | data not applicable | data not available | data not available | data not applicable | data not available | Connected | 5.408 | 3.9976 | 4.208 | 0.0475 | 0.05 | 42614 | data not applicable | data not applicable | data not applicable | data not applicable | data not applicable | data not applicable | data not applicable | data not available | data not available | data not available | data not available | data not available | data not available | 45750
1470000638709 | [5 empty] | 1470000638718 | The oaks solar cic | The oaks drayton farm stratford upon avon | The Oaks | Drayton Manor Farm, Alcester Road | Stratford-upon-avon | Warwickshire | CV37 9RG | United Kingdom | 415392 | 255324 | Feckenham 66 11Kv S Stn | Feckenham 66/11Kv | Drayton Farm North 66/11Kv | 11 | National Grid Electricity Distribution (West Midlands) Plc | Solar | Photovoltaic | No | data not available | data not available | 4.993 | data not applicable | data not applicable | data not applicable | data not available | data not available | data not applicable | data not applicable | data not applicable | data not applicable | data not available | data not available | data not applicable | data not available | Connected | 4.993 | 4.7434 | 4.993 | 0.9975 | 1.05 | 42614 | data not applicable | data not applicable | data not applicable | data not applicable | data not applicable | data not applicable | data not applicable | data not available | data not available | data not available | data not available | data not available | data not available | 45750
1470000641881 | [5 empty] | 1470000641872 | Sbc moneystone limited | Moneystone quarry pv farm | Moneystone Quarry | Cheadle Road, Cheadle | Oakamoor | Staffordshire | ST10 2DZ | United Kingdom | 404555 | 345692 | Cellarhead 132Kv | Forsbrook 33Kv S Stn | data not available | 33 | National Grid Electricity Distribution (West Midlands) Plc | Solar | Photovoltaic | No | data not available | data not available | 4.208 | data not applicable | data not applicable | data not applicable | data not available | data not available | data not applicable | data not applicable | data not applicable | data not applicable | data not available | data not available | data not applicable | data not available | Connected | 4.208 | 3.9976 | 4.208 | 0.152 | 0.16 | 42766 | data not applicable | data not applicable | data not applicable | data not applicable | data not applicable | data not applicable | data not applicable | data not available | data not available | data not available | data not available | data not available | data not available | 45750
1470000653594 | [5 empty] | 1470000653600 | Sun and soil renewable 16 limited | Abbots morton morton wood solar plant | Solar Farm At, Morton Wood Farm | Morton Wood Lane | Abbots morton | Worcestershire | WR7 4LU | United Kingdom | 403051 | 253674 | Feckenham 66 11Kv S Stn | Feckenham 66/11Kv | Bevington 66 11Kv S Stn | 11 | National Grid Electricity Distribution (West Midlands) Plc | Solar | Photovoltaic | No | data not available | data not available | 4.58 | data not applicable | data not applicable | data not applicable | data not available | data not available | data not applicable | data not applicable | data not applicable | data not applicable | data not available | data not available | data not applicable | data not available | Connected | 4.58 | 4.351 | 4.58 | 0.1425 | 0.15 | 42644 | data not applicable | data not applicable | data not applicable | data not applicable | data not applicable | data not applicable | data not applicable | data not available | data not available | data not available | data not available | data not available | data not available | 45750
2199989641360 | [5 empty] | 2100040983990 | Gf173 limited | Tregaron 33/11kv llanddewi brefi road | South Wales Power Limited | Llanddewi Brefi Road | Tregaron | Ceredigion | SY25 6JR | United Kingdom | 267730 | 259140 | Swansea North Grid | Lampeter Grid | Tregaron | 11 | National Grid Electricity Distribution (South Wales) Plc | Fossil - Oil | Engine (combustion / reciprocating) | No | data not available | data not available | 10.25 | data not applicable | data not applicable | data not applicable | data not available | data not available | data not applicable | data not applicable | data not applicable | data not applicable | data not available | data not available | data not applicable | data not available | Connected | 10.25 | 9.5 | 10 | 0.095 | 0.1 | 41929 | data not applicable | data not applicable | data not applicable | data not applicable | data not applicable | data not applicable | data not applicable | data not available | data not available | data not available | data not available | data not available | data not available | 45750
1470000668892 | [5 empty] | 1470000668883 | Garreg lwyd energy ltd | Garreg lwyd wind farm | Export | Garreg Lwyd Hill Farm | Felindre | Powys | LD7 1YR | United Kingdom | 313415 | 279962 | Bishops Wood 132Kv S Stn | Hereford 66Kv S Stn | data not available | 66 | National Grid Electricity Distribution (West Midlands) Plc | Wind | Onshore wind turbines | No | data not available | data not available | 34 | data not applicable | data not applicable | data not applicable | data not available | data not available | data not applicable | data not applicable | data not applicable | data not applicable | data not available | data not available | data not applicable | data not available | Connected | 34 | 32.6562 | 34.375 | 0.342 | 0.36 | 42797 | data not applicable | data not applicable | data not applicable | data not applicable | data not applicable | data not applicable | data not applicable | data not available | data not available | data not available | data not available | data not available | data not available | 45750
1470000707177 | [5 empty] | 1470000707168 | Albrighton solar farm ltd | Harriet hayes solar farm | Export | Harriet Hayes Lane, Albrighton | Wolverhampton | Shropshire | WV8 1RQ | United Kingdom | 383368 | 305018 | Bushbury D 132Kv | Bushbury C 132Kv S Stn | Albrighton 33 11Kv S Stn | 11 | National Grid Electricity Distribution (West Midlands) Plc | Solar | Photovoltaic | No | data not available | data not available | 4.08 | data not applicable | data not applicable | data not applicable | data not available | data not available | data not applicable | data not applicable | data not applicable | data not applicable | data not available | data not available | data not applicable | data not available | Connected | 4.08 | 3.876 | 4.08 | 0.0475 | 0.05 | 42401 | data not applicable | data not applicable | data not applicable | data not applicable | data not applicable | data not applicable | data not applicable | data not available | data not available | data not available | data not available | data not available | data not available | 45750
1470000711058 | [5 empty] | 1470000711049 | Henley solar farm ltd | Henley solar farm | Henley Solar Farm Limited | Henley Lane, Acton Scott | Shrewsbury | Shropshire | SY6 6RS | United Kingdom | 345692 | 288404 | Bishops Wood 132Kv S Stn | Ludlow 132Kv S Stn | data not available | 33 | National Grid Electricity Distribution (West Midlands) Plc | Solar | Photovoltaic | No | data not available | data not available | 4 | data not applicable | data not applicable | data not applicable | data not available | data not available | data not applicable | data not applicable | data not applicable | data not applicable | data not available | data not available | data not applicable | data not available | Connected | 4 | 3.8 | 4 | 0.0475 | 0.05 | 42815 | data not applicable | data not applicable | data not applicable | data not applicable | data not applicable | data not applicable | data not applicable | data not available | data not available | data not available | data not available | data not available | data not available | 45750
1470000715503 | [5 empty] | 1470000715498 | Nextenergy solar holdings vi limited | Ludlow land at henley hall farm | Henley Solar Farm | Henley Hall | Ludlow | Shropshire | SY8 3HD | United Kingdom | 353844 | 274828 | Bishops Wood 132Kv S Stn | Ludlow 132Kv S Stn | Ludlow 132/66/33/11Kv | 11 | National Grid Electricity Distribution (West Midlands) Plc | Solar | Photovoltaic | No | data not available | data not available | 4.12 | data not applicable | data not applicable | data not applicable | data not available | data not available | data not applicable | data not applicable | data not applicable | data not applicable | data not available | data not available | data not applicable | data not available | Connected | 4.12 | 3.914 | 4.12 | 0.0475 | 0.05 | 42804 | data not applicable | data not applicable | data not applicable | data not applicable | data not applicable | data not applicable | data not applicable | data not available | data not available | data not available | data not available | data not available | data not available | 45750
1470000716580 | [5 empty] | 1470000716570 | Wel solar park 21 ltd | Wr6 5ls cotheridge otherton lane otherton farm | Otherton Farm | Otherton Lane, Cotheridge | Worcester | Worcestershire | WR6 5LS | United Kingdom | 380571 | 254189 | Bishops Wood 132Kv S Stn | Worcester 132Kv S Stn | Worcester 132/11Kv | 11 | National Grid Electricity Distribution (West Midlands) Plc | Solar | Photovoltaic | No | data not available | data not available | 2 | data not applicable | data not applicable | data not applicable | data not available | data not available | data not applicable | data not applicable | data not applicable | data not applicable | data not available | data not available | data not applicable | data not available | Connected | 2 | 1.9 | 2 | 0.1425 | 0.15 | 42797 | data not applicable | data not applicable | data not applicable | data not applicable | data not applicable | data not applicable | data not applicable | data not available | data not available | data not available | data not available | data not available | data not available | 45750
1470000721117 | [5 empty] | 1470000721092 | Wel solar park 19 limited | Home farm | Home Farm | Brockhampton Lane, Swindon Village | Cheltenham | Gloucestershire | GL51 9RS | United Kingdom | 393922 | 226330 | Port Ham 132Kv S Stn | Cheltenham 66Kv S Stn | Bishops Cleeve 66 11Kv S Stn | 11 | National Grid Electricity Distribution (West Midlands) Plc | Solar | Photovoltaic | No | data not available | data not available | 4.5 | data not applicable | data not applicable | data not applicable | data not available | data not available | data not applicable | data not applicable | data not applicable | data not applicable | data not available | data not available | data not applicable | data not available | Connected | 4.5 | 4.275 | 4.5 | 0.0475 | 0.05 | 42795 | data not applicable | data not applicable | data not applicable | data not applicable | data not applicable | data not applicable | data not applicable | data not available | data not available | data not available | data not available | data not available | data not available | 45750
2394000091952 | [5 empty] | Data Not Available | Girlington STOR | Girlington STOR | GIRLINGTON STOR | DUNCOMBE ROAD | Bradford | West Yorkshire | BD8 9TB | England | 413722 | 433416 | Bradford West | Girlington | Girlington Generation | 33 | Northern Powergrid (Yorkshire) plc | Fossil - Gas | Engine (combustion / reciprocating) | No | Data Not Applicable | Data Not Applicable | 11.913 | Data Not Available | Data Not Available | Data Not Available | Data Not Available | Data Not Available | Data Not Available | Data Not Available | Data Not Available | Data Not Available | Data Not Available | Data Not Available | Data Not Available | No | Connected | 11.913 | 11.744 | 12.362 | Data Not Available | Data Not Available | 2012-03-01 00:00:00 | Data Not Applicable | Data Not Applicable | 12.54 | Data Not Applicable | Data Not Applicable | Data Not Available | Data Not Available | Data Not Available | Data Not Available | Data Not Available | Data Not Available | Data Not Available | Data Not Available | 2017-03-08 | 53.79687296914211, -1.793162176323756 |  | 2012-03-01 | Bradford
1470000723578 | [5 empty] | 1470000723569 | High point solar ltd | High point farm | High Point Solar Farm | Neen Sollars | Kidderminster | Worcestershire | DY14 9AD | United Kingdom | 366623 | 270945 | Bishops Wood 132Kv S Stn | Ludlow 132Kv S Stn | data not available | 33 | National Grid Electricity Distribution (West Midlands) Plc | Solar | Photovoltaic | No | data not available | data not available | 3.33 | data not applicable | data not applicable | data not applicable | data not available | data not available | data not applicable | data not applicable | data not applicable | data not applicable | data not available | data not available | data not applicable | data not available | Connected | 3.33 | 4.5315 | 4.77 | 0.0475 | 0.05 | 42825 | data not applicable | data not applicable | data not applicable | data not applicable | data not applicable | data not applicable | data not applicable | data not available | data not available | data not available | data not available | data not available | data not available | 45750
1470000728511 | [5 empty] | 1470000728371 | Blackwell grange solar farm ltd | Blackwell grange solar farm | Blackwell Grange Solar Farm | Blackwell | Shipston on stour | Warwickshire | CV36 4PF | United Kingdom | 422866 | 243274 | Feckenham 66 11Kv S Stn | Feckenham 66/11Kv | Shipston 66 11Kv S Stn | 11 | National Grid Electricity Distribution (West Midlands) Plc | Solar | Photovoltaic | No | data not available | data not available | 4.16 | data not applicable | data not applicable | data not applicable | data not available | data not available | data not applicable | data not applicable | data not applicable | data not applicable | data not available | data not available | data not applicable | data not available | Connected | 4.16 | 3.952 | 4.16 | 0.1425 | 0.15 | 42825 | data not applicable | data not applicable | data not applicable | data not applicable | data not applicable | data not applicable | data not applicable | data not available | data not available | data not available | data not available | data not available | data not available | 45750
1574000300985 | [5 empty] | Data Not Available | Glaxo Smith Kline | Glaxo Smith Kline | Glaxo Smith Kline | Harmire Road | Barnard Castle | County Durham | DL12 8DT | England | 405431 | 517598 | Spennymoor GSP | Toronto | Harmire Bridge | 20 | Northern Powergrid (Northeast) plc | Other | Other | No | Data Not Applicable | Data Not Applicable | 1.425 | Data Not Available | Data Not Available | Data Not Available | Data Not Available | Data Not Available | Data Not Available | Data Not Available | Data Not Available | Data Not Available | Data Not Available | Data Not Available | Data Not Available | No | Connected | 1.425 | 1.425 | 1.5 | Data Not Available | Data Not Available | 2011-05-13 00:00:00 | Data Not Applicable | Data Not Applicable | 1.5 | Data Not Applicable | Data Not Applicable | Data Not Available | Data Not Available | Data Not Available | Data Not Available | Data Not Available | Data Not Available | Data Not Available | Data Not Available | 2017-03-08 | 54.553599194667086, -1.91754429426893 |  | 2011-05-13 | County Durham
1030074763118 | [6 empty] | GLAXO SMITH KLINE | GLAXO SMITH KLINE R&D | Park Road |  | Ware | Herts | SG12 0DP | England | 523820 | 221830 | Rye House | Rye House Grid 33kV | Glaxo Primary 11kV | 11 | Eastern Power Networks (EPN) | Fossil - Gas | Steam-gas turbine (CCGT) |  |  |  | 4 | [12 empty] | No | Connected | 4 | 4 | 4.211 |  |  | 2011-02-08 | [13 empty] | 2021-01-15 | -0.12216 | 52.4615 | 52.4615288629933, -0.12215561985728 | EPN-S0000000H6003 | Wind
1470000744930, 1470000744959 | [5 empty] | 1470000744921, 1470000744940 | Rochester 007 ltd | Heywood grange farm | Heywood Grange | Tickhill Lane, Dilhorne | Stoke-on-trent | Staffordshire | ST10 2PL | United Kingdom | 396294 | 345604 | Cellarhead 132Kv | Forsbrook 33Kv S Stn | data not available | 33 | National Grid Electricity Distribution (West Midlands) Plc | Solar | Photovoltaic | No | data not available | data not available | 4.18 | data not applicable | data not applicable | No | data not available | data not available | 1 | data not applicable | data not applicable | data not applicable | data not available | data not available | data not applicable | data not available | Connected | 5.18 | 9.842 | 10.36 | 1.026 | 1.08 | 42815 | data not applicable | data not applicable | data not applicable | data not applicable | data not applicable | data not applicable | data not applicable | data not available | data not available | data not available | data not available | data not available | data not available | 45750
1470000745048 | [5 empty] | 1470000745039 | Gdl upper meadowly limited | Upper meadowly pv farm | The Granary, Upper Meadowley Farm | Upton Cressett | Bridgnorth | Shropshire | WV16 6UQ | United Kingdom | 366763 | 292535 | Ironbridge 132Kv S Stn | Ironbridge 132 33Kv S Stn | data not available | 33 | National Grid Electricity Distribution (West Midlands) Plc | Solar | Photovoltaic | No | data not available | data not available | 5.6 | data not applicable | data not applicable | data not applicable | data not available | data not available | data not applicable | data not applicable | data not applicable | data not applicable | data not available | data not available | data not applicable | data not available | Connected | 5.6 | 4.75 | 5 | 0.076 | 0.08 | 42825 | data not applicable | data not applicable | data not applicable | data not applicable | data not applicable | data not applicable | data not applicable | data not available | data not available | data not available | data not available | data not available | data not available | 45750
1900060436844 | [5 empty] | Data not available | GLAXO SMITHKLINE SERVICES LIMITED | GLAXOSMITHKLINE | CLARENDON ROAD |  | WORTHING | WEST SUSSEX | BN14 8HQ | England | 515643 | 104538 | Bolney SGT | Worthing Grid B 33kV | Worthing Town 11kV | 11 | South Eastern Power Networks (SPN) | Fossil - Gas | Engine (combustion / reciprocating) |  |  |  | 5 | [12 empty] | No | Connected | 5 | 5 | 5.263 |  |  | 1994-03-01 | [13 empty] | 2021-07-14 | 1.4164 | 51.3296 | 51.3296309468605, 1.41639263006027 | SPN-S000000008463 | Fossil fuel
data not available | [5 empty] | data not applicable | GlaxoSmithKline | GSK Beechams | Shewalton Road | data not available | Irvine | North Ayrshire | KA11 5AP | Scotland | 234732 | 636451 | data not available | data not applicable | Beechams 33 Switching S/S | data not available | SP Distribution Ltd | Biofuel - Landfill gas | Steam-gas turbine (CCGT) | No | 0 | 0 | 1.01 | data not applicable | data not applicable | No | 0 | 0 | 0 | data not applicable | data not applicable | No | 0 | 0 | 0 | No | data not available | data not applicable | data not applicable | data not applicable | data not applicable | data not applicable | data not available | data not applicable | data not applicable | data not applicable | data not applicable | data not applicable | data not available | data not available | N | N | data not available | N | data not available | data not available | 45532 | data not available | 345
1470000857244 | [5 empty] | 1470000857235 | Ubb waste (gloucestershire) limited | Javelin park | Javelin Park | Bath Road, Haresfield | Stonehouse | data not available | GL10 3ET | United Kingdom | 379992 | 210414 | Iron Acton 132Kv S Stn | Ryeford 132Kv S Stn | Javelin Park Efw | 33 | National Grid Electricity Distribution (West Midlands) Plc | Waste | Steam turbine (thermal power plant) | No | data not available | data not available | 22 | data not applicable | data not applicable | data not applicable | data not available | data not available | data not applicable | data not applicable | data not applicable | data not applicable | data not available | data not available | data not applicable | data not available | Connected | 22 | 20.9 | 22 | 3.8 | 4 | 43344 | data not applicable | data not applicable | data not applicable | data not applicable | data not applicable | data not applicable | data not applicable | data not available | data not available | data not available | data not available | data not available | data not available | 45750
1470000878086 | [5 empty] | 1470000878068 | Rock energy storage ltd | Rock farm ess | Squirrel Lane | Rock Green | Ludlow | Shorpshire | SY8 2DS | United Kingdom | 352943 | 275719 | Bishops Wood 132Kv S Stn | Ludlow 132Kv S Stn | Rock Farm Ess | 33 | National Grid Electricity Distribution (West Midlands) Plc | Stored Energy (all stored energy irrespective of the original energy source) | Storage - Electrochemical (Batteries) | No | data not available | data not available | 20 | data not applicable | data not applicable | data not applicable | data not available | data not available | data not applicable | data not applicable | data not applicable | data not applicable | data not available | data not available | data not applicable | data not available | Connected | 20 | 19 | 20 | 19 | 20 | 43213 | data not applicable | data not applicable | data not applicable | data not applicable | data not applicable | data not applicable | data not applicable | data not available | data not available | data not available | data not available | data not available | data not available | 45750
DATA NOT AVAILABLE | [5 empty] | 1600000134850 | GLAXOSMITHKLINE SERVICES UNLIMITED | LAND BEHIND ARCHWAY HOUSE, COPSE ROAD | NORTH LONSDALE ROAD |  | ULVERSTON | CUMBRIA | LA12 9DR | ENGLAND | 330451 | 477827 | HARKER ENWL SGTS 1 2 3A 4 / HUTTON GSP GROUP | ULVERSTON | GLAXO | 11 | ELECTRICITY NORTH WEST LIMITED | FOSSIL - GAS | ENGINE (COMBUSTION / RECIPROCATING) | YES | 0 | 0 | 2.265 | FOSSIL - OIL | ENGINE (COMBUSTION / RECIPROCATING) |  | 0 | 0 | 0.02185 |  |  |  | 0 | 0 | 0 | NO | CONNECTED | 2.2868 | 0 | 0 | 2.85 | 3 | 2010-08-01 |  |  |  | 0 | 0 |  |  | NO | NO |  |  |  |  | 2021-12-06 | 54.191470709025204, -3.0673971276273515
1470000937769 | [5 empty] | 1470000937750 | Larport energy storage limited | Larport farm bess | Larport Solar Farm | Clay Hill Pit, Dormington | Hereford | Herefordshire | HR1 4FR | United Kingdom | 357363 | 239675 | Bishops Wood 132Kv S Stn | Hereford 66Kv S Stn | Larport Farm Bess | 66 | National Grid Electricity Distribution (West Midlands) Plc | Stored Energy (all stored energy irrespective of the original energy source) | Storage - Electrochemical (Batteries) | No | data not available | data not available | 20 | data not applicable | data not applicable | data not applicable | data not available | data not available | data not applicable | data not applicable | data not applicable | data not applicable | data not available | data not available | data not applicable | data not available | Connected | 20 | 19 | 20 | 19 | 20 | 43343 | data not applicable | data not applicable | data not applicable | data not applicable | data not applicable | data not applicable | data not applicable | data not available | data not available | data not available | data not available | data not available | data not available | 45750
1700000000000 | [5 empty] | 1700000000000 | GLEN QUOICH HYDRO LTD | GLEN QUOICH HYDRO | DATA NOT AVAILABLE | DATA NOT AVAILABLE | FORT AUGUSTUS | INVERNESS-SHIRE | DATA NOT AVAILABLE | SCOTLAND | DATA NOT AVAILABLE | DATA NOT AVAILABLE | QUOICH | DATA NOT APPLICABLE | QUIOCH PRIMARY | 33 | SCOTTISH HYDRO ELECTRIC POWER DISTRIBUTION PLC | HYDRO (TO BE CONFIRMED) | HYDRO POWER SYSTEM | NO | DATA NOT AVAILABLE | DATA NOT AVAILABLE | 3.278 | DATA NOT AVAILABLE | DATA NOT AVAILABLE | DATA NOT AVAILABLE | DATA NOT AVAILABLE | DATA NOT AVAILABLE | DATA NOT AVAILABLE | DATA NOT AVAILABLE | DATA NOT AVAILABLE | DATA NOT AVAILABLE | DATA NOT AVAILABLE | DATA NOT AVAILABLE | DATA NOT AVAILABLE | NO | CONNECTED | 3.278 | 3.278 | 3.45 | DATA NOT AVAILABLE | DATA NOT AVAILABLE | 41744 | DATA NOT AVAILABLE | DATA NOT AVAILABLE | DATA NOT AVAILABLE | DATA NOT AVAILABLE | DATA NOT AVAILABLE | DATA NOT AVAILABLE | DATA NOT AVAILABLE | N | DATA NOT AVAILABLE | DATA NOT AVAILABLE | DATA NOT AVAILABLE | DATA NOT AVAILABLE | DATA NOT AVAILABLE | 44245
2000000000000 | [5 empty] | 2000000000000 | GLORIOUS ENERGY LTD | POULSHOT LODGE PV | POULSHOT LODGE PV | DATA NOT AVAILABLE | DEVIZES | WILTSHIRE | SN10 1RQ | ENGLAND | 397295 | 160996 | MELKSHAM GSP | NORRINGTON | POULSHOT LODGE PV | 33 | SOUTHERN ELECTRIC POWER DISTRIBUTION PLC | BIOFUEL - LANDFILL GAS | DATA NOT AVAILABLE | NO | DATA NOT AVAILABLE | DATA NOT AVAILABLE | 14.25 | DATA NOT AVAILABLE | DATA NOT AVAILABLE | DATA NOT AVAILABLE | DATA NOT AVAILABLE | DATA NOT AVAILABLE | DATA NOT AVAILABLE | DATA NOT AVAILABLE | DATA NOT AVAILABLE | DATA NOT AVAILABLE | DATA NOT AVAILABLE | DATA NOT AVAILABLE | DATA NOT AVAILABLE | NO | CONNECTED | 14.25 | 14.25 | 15 | DATA NOT AVAILABLE | DATA NOT AVAILABLE | DATA NOT AVAILABLE | DATA NOT AVAILABLE | DATA NOT AVAILABLE | DATA NOT AVAILABLE | DATA NOT AVAILABLE | DATA NOT AVAILABLE | DATA NOT AVAILABLE | DATA NOT AVAILABLE | N | DATA NOT AVAILABLE | DATA NOT AVAILABLE | DATA NOT AVAILABLE | DATA NOT AVAILABLE | DATA NOT AVAILABLE | 44034
1470000426091, 1470000426107 | [5 empty] | 1421258100007, 1470000213718 | Gloucestershire hospitals nhs foundation trust | Cheltenham general hospital | Gloucestershire Hospitals Nhs Tru Cheltenham General Hospital | Sandford Road | Cheltenham | Gloucestershire | GL53 7AN | United Kingdom | 395150 | 221510 | Port Ham 132Kv S Stn | Montpellier 132Kv S Stn | Montpellier 132/11Kv | 11 | National Grid Electricity Distribution (West Midlands) Plc | Fossil - Oil | Engine (combustion / reciprocating) | No | data not available | data not available | 4.3 | Fossil - Gas | Steam-gas turbine (CCGT) | Yes | data not available | data not available | 1.282 | data not applicable | data not applicable | data not applicable | data not available | data not available | data not applicable | data not available | Connected | 5.582 | 1.0317 | 1.086 | 12.35 | 13 | 45078 | data not applicable | data not applicable | data not applicable | data not applicable | data not applicable | data not applicable | data not applicable | data not available | data not available | data not available | data not available | data not available | data not available | 45750
1470000970906 | [5 empty] | 1470000970890 | Wednesbury power ltd | Wednesbury power limited | Yard 22 | Bilport Lane Industrial Estate, Bilport Lane | Wednesbury | data not available | WS10 0NT | United Kingdom | 398704 | 294040 | Ocker Hill C 132Kv S Stn | Ocker Hill B 132Kv S Stn | Wednesbury Power | 33 | National Grid Electricity Distribution (West Midlands) Plc | Stored Energy (all stored energy irrespective of the original energy source) | Storage - Electrochemical (Batteries) | No | data not available | data not available | 21.438 | data not applicable | data not applicable | data not applicable | data not available | data not available | data not applicable | data not applicable | data not applicable | data not applicable | data not available | data not available | data not applicable | data not available | Connected | 21.438 | 19.418 | 20.44 | 0.6365 | 0.67 | 44409 | data not applicable | data not applicable | data not applicable | data not applicable | data not applicable | data not applicable | data not applicable | data not available | data not available | data not available | data not available | data not available | data not available | 45750
1470000806514 | [5 empty] | 1425304200006 | Gloucestershire hospitals subsidiary company ltd | Gloucester royal hospital | Gloucester Royal Hospital | Great Western Road | Gloucester | Gloucestershire | GL1 3NN | United Kingdom | 384117 | 218670 | Port Ham 132Kv S Stn | Castle Meads 33Kv S Stn | Commercial Rd 33 11Kv S Stn | 11 | National Grid Electricity Distribution (West Midlands) Plc | Fossil - Oil | Engine (combustion / reciprocating) | No | data not available | data not available | 5.02 | Fossil - Gas | Engine (combustion / reciprocating) | Yes | data not available | data not available | 2.535 | data not applicable | data not applicable | data not applicable | data not available | data not available | data not applicable | data not available | Connected | 7.555 | 6.5009 | 6.843 | 6.65 | 7 | 43862 | data not applicable | data not applicable | data not applicable | data not applicable | data not applicable | data not applicable | data not applicable | data not available | data not available | data not available | data not available | data not available | data not available | 45750
1170001550520 | [5 empty] | 1100039603911 | Glw feeds ltd | Lindum mill, ashby road | Lindum Mill | Ashby Road, Shepshed | Loughborough | Leicestershire | LE12 9BS | United Kingdom | 448761 | 318423 | Ratcliffe On Soar 132Kv S Stn | Loughborough 33Kv S Stn | Shepshed 33 11Kv S Stn | 11 | National Grid Electricity Distribution (East Midlands) Plc | Fossil - Gas | Engine (combustion / reciprocating) | Yes | data not available | data not available | 1.56 | data not applicable | data not applicable | data not applicable | data not available | data not available | data not applicable | data not applicable | data not applicable | data not applicable | data not available | data not available | data not applicable | data not available | Connected | 1.56 | 0.8075 | 0.85 | 2.375 | 2.5 | 44788 | data not applicable | data not applicable | data not applicable | data not applicable | data not applicable | data not applicable | data not applicable | data not available | data not available | data not available | data not available | data not available | data not available | 45750
1470000214206 | [5 empty] | 1426786100003 | Good hope hospital n h s trust | Estates department | Good Hope Hospital Export | Rectory Road | Sutton coldfield | West Midlands | B75 7RR | United Kingdom | 412837 | 296632 | Lea Marston 132Kv S Stn | Sutton Coldfield 132Kv S Stn | Sutton Coldfield 132/11Kv | 11 | National Grid Electricity Distribution (West Midlands) Plc | Fossil - Gas | Engine (combustion / reciprocating) | Yes | data not available | data not available | 1.445 | data not applicable | data not applicable | data not applicable | data not available | data not available | data not applicable | data not applicable | data not applicable | data not applicable | data not available | data not available | data not applicable | data not available | Connected | 1.445 | 1.3727 | 1.445 | 3.8 | 4 | 41703 | data not applicable | data not applicable | data not applicable | data not applicable | data not applicable | data not applicable | data not applicable | data not available | data not available | data not available | data not available | data not available | data not available | 45750
1470001005334 | [5 empty] | 1470001005325 | West midlands grid storage two ltd | West midlands grid storage two | Wolverhampton Battery Storage | 34 Commercial Road | Wolverhampton | West Midlands | WV1 3RD | United Kingdom | 392303 | 298124 | Willenhall 132 25Kv S Stn | Wolverhampton 132Kv S Stn | Wolverhampton 132/33/11Kv | 11 | National Grid Electricity Distribution (West Midlands) Plc | Stored Energy (all stored energy irrespective of the original energy source) | Storage - Electrochemical (Batteries) | No | data not available | data not available | 5.34 | data not applicable | data not applicable | data not applicable | data not available | data not available | data not applicable | data not applicable | data not applicable | data not applicable | data not available | data not available | data not applicable | data not available | Connected | 5.34 | 4.9999 | 5.263 | 4.9999 | 5.263 | 43525 | data not applicable | data not applicable | data not applicable | data not applicable | data not applicable | data not applicable | data not applicable | data not available | data not available | data not available | data not available | data not available | data not available | 45750
2000060000000 | [5 empty] | 2000060000000 | GORING POWER IMPORT | DATA NOT AVAILABLE | EXPORT, GORING POWER | LAND OFF, WALLINGFORD ROAD | READING | OXFORDSHIRE | RG8 0HS | ENGLAND | 460175 | 182503 | BRAMLEY (FLEE) | BURGHFIELD RESERVE | GORING | HV | SOUTHERN ELECTRIC POWER DISTRIBUTION PLC | BIOFUEL - LANDFILL GAS | DATA NOT AVAILABLE | NO | DATA NOT AVAILABLE | DATA NOT AVAILABLE | 7.12 | DATA NOT AVAILABLE | DATA NOT AVAILABLE | DATA NOT AVAILABLE | DATA NOT AVAILABLE | DATA NOT AVAILABLE | DATA NOT AVAILABLE | DATA NOT AVAILABLE | DATA NOT AVAILABLE | DATA NOT AVAILABLE | DATA NOT AVAILABLE | DATA NOT AVAILABLE | DATA NOT AVAILABLE | DATA NOT AVAILABLE | CONNECTED | 6.764 | 6.764 | 7.12 | 0.221 | 0.23263 | DATA NOT AVAILABLE | DATA NOT AVAILABLE | DATA NOT AVAILABLE | DATA NOT AVAILABLE | DATA NOT AVAILABLE | DATA NOT AVAILABLE | DATA NOT AVAILABLE | DATA NOT AVAILABLE | N | DATA NOT AVAILABLE | DATA NOT AVAILABLE | DATA NOT AVAILABLE | DATA NOT AVAILABLE | DATA NOT AVAILABLE | 45755
1470001123827 | [5 empty] | 1421828100008 | Coveya limited | Coveya ltd st ivel way | Export Unit 1 | St Ivel Way | Bristol | data not available | BS30 8TY | United Kingdom | 367085 | 172875 | Iron Acton 132Kv S Stn | Chipping Sodbury 132Kv S Stn | Cowhorn 33 11Kv S Stn | 11 | National Grid Electricity Distribution (West Midlands) Plc | Solar | Photovoltaic | No | data not available | data not available | 1.44 | data not applicable | data not applicable | data not applicable | data not available | data not available | data not applicable | data not applicable | data not applicable | data not applicable | data not available | data not available | data not applicable | data not available | Connected | 1.44 | 0.228 | 0.24 | 0.038 | 0.04 | 43770 | data not applicable | data not applicable | data not applicable | data not applicable | data not applicable | data not applicable | data not applicable | data not available | data not available | data not available | data not available | data not available | data not available | 45750
1470001163661 | [5 empty] | 1470001163449 | Clinitek (malvern) llp | Hanley castle hangmans lane haylers end incinerator | Haylers End Incinerator | Hangmans Lane | Hanley castle | data not available | WR8 0AJ | United Kingdom | 382356 | 244167 | Feckenham 66 11Kv S Stn | Feckenham 66/11Kv | Brotheridge Grn 66 11Kv S Stn | 11 | National Grid Electricity Distribution (West Midlands) Plc | Stored Energy (all stored energy irrespective of the original energy source) | Storage - Electrochemical (Batteries) | Yes | data not available | data not available | 1 | data not applicable | data not applicable | data not applicable | data not available | data not available | data not applicable | data not applicable | data not applicable | data not applicable | data not available | data not available | data not applicable | data not available | Connected | 1 | 0.95 | 1 | 0.95 | 1 | 44370 | data not applicable | data not applicable | data not applicable | data not applicable | data not applicable | data not applicable | data not applicable | data not available | data not available | data not available | data not available | data not available | data not available | 45750
data not available | [5 empty] | data not available | Gowy LaNodfill | Gowy Landfill 3 | Ince Lane | Wimbolds Trafford Chester Ch2 4Jp | Chester | Wirral | CH2 4JP | England | 344736 | 372317 | CAPENHURST | CHESTER MAIN GT4 / CRANE BANK GT1 / GUILDEN SUTTON GT1 / SALTNEY G2A | GOWY LANDFILL GEN T1 | 33 | SP Manweb plc | Biofuel - Landfill gas | Engine (combustion / reciprocating) | No | 0 | 0 | 7 | data not applicable | data not applicable | No | 0 | 0 | 0 | data not applicable | data not applicable | No | 0 | 0 | 0 | data not available | Connected | 7 | 7 | 7.3684 | data not applicable | data not applicable | data not available | data not applicable | data not applicable | data not applicable | data not applicable | data not applicable | data not available | data not applicable | N | N | data not available | N | data not available | data not available | 44088 | data not available | 371
1470001166538 | [5 empty] | 1428821000008 | Ricoh (uk) products ltd | Priorslee | Ricoh (Uk) Products Limited Export | Priorslee | Telford | Shropshire | TF2 9NS | United Kingdom | 371852 | 309442 | Ironbridge 132Kv S Stn | Ketley 132Kv S Stn | Snedshill 33 11Kv S Stn | 11 | National Grid Electricity Distribution (West Midlands) Plc | Solar | Photovoltaic | No | data not available | data not available | 0.979 | data not applicable | data not applicable | data not applicable | data not available | data not available | data not applicable | data not applicable | data not applicable | data not applicable | data not available | data not available | data not applicable | data not available | Connected | 0.979 | 1.0754 | 1.132 | 2.47 | 2.6 | 44134 | data not applicable | data not applicable | data not applicable | data not applicable | data not applicable | data not applicable | data not applicable | data not available | data not available | data not available | data not available | data not available | data not available | 45750
1470001204644 | [5 empty] | 1470001204635 | Nextpower lower strensham limited | Lower strensham pv | Land To The West Of | Bourne Road | Worcester | data not available | WR8 9DT | United Kingdom | 390333 | 240864 | Feckenham 66 11Kv S Stn | Feckenham 66/11Kv | Lower Stensham Pv | 66 | National Grid Electricity Distribution (West Midlands) Plc | Solar | Photovoltaic | No | data not available | data not available | 25 | data not applicable | data not applicable | data not applicable | data not available | data not available | data not applicable | data not applicable | data not applicable | data not applicable | data not available | data not available | data not applicable | data not available | Connected | 25 | 23.75 | 25 | 0.095 | 0.1 | 44151 | data not applicable | data not applicable | data not applicable | data not applicable | data not applicable | data not applicable | data not applicable | data not available | data not available | data not available | data not available | data not available | data not available | 45750
2100041115918 | [5 empty] | 2100041097729 | Gp biotec ltd | Gp biotec ltd | Bio Digester, Great Porthamel | Talgarth | Brecon | Powys | LD3 0DL | United Kingdom | 316038 | 235001 | Rassau Gsp | Abergavenny | Glasbury | 11 | National Grid Electricity Distribution (South Wales) Plc | Biomass | Steam turbine (thermal power plant) | No | data not available | data not available | 1.5 | data not applicable | data not applicable | data not applicable | data not available | data not available | data not applicable | data not applicable | data not applicable | data not applicable | data not available | data not available | data not applicable | data not available | Connected | 1.5 | 1.425 | 1.5 | 0.095 | 0.1 | 42088 | data not applicable | data not applicable | data not applicable | data not applicable | data not applicable | data not applicable | data not applicable | data not available | data not available | data not available | data not available | data not available | data not available | 45750
data not available | [5 empty] | data not available | GPE Alexandra Park | Alexandra Park | Gpe Alexandra Park | Alexandra Park | St Helens | Merseyside | WA10 3HG | England | 350001 | 394746 | RAINHILL | BOLD G2B / RAVENHEAD G1A2 / ST HELENS GT2A | data not available | 33 | SP Manweb plc | Fossil - Gas | Steam-gas turbine (CCGT) | No | 0 | 0 | 15 | data not applicable | data not applicable | No | 0 | 0 | 0 | data not applicable | data not applicable | No | 0 | 0 | 0 | data not available | Connected | 15 | 15 | 15.7895 | data not applicable | data not applicable | 43899 | data not applicable | data not applicable | data not applicable | data not applicable | data not applicable | data not available | data not applicable | N | N | data not available | N | data not available | data not available | 44088 | data not available | 66
2394000089457 | [5 empty] | Data Not Available | Great Field Lane Generation | Great Field Lane Generation | Great Field Lane | Great Field Lane | Hull | North Yorkshire | HU9 5WA | England | 514123 | 429941 | Creyke Beck | Bransholme | Great Field Lane Generation | 33 | Northern Powergrid (Yorkshire) plc | Fossil - Gas | Engine (combustion / reciprocating) | No | Data Not Applicable | Data Not Applicable | 23.75 | Data Not Available | Data Not Available | Data Not Available | Data Not Available | Data Not Available | Data Not Available | Data Not Available | Data Not Available | Data Not Available | Data Not Available | Data Not Available | Data Not Available | No | Connected | 23.75 | 23.75 | 25 | Data Not Available | Data Not Available | 2012-01-16 00:00:00 | Data Not Applicable | Data Not Applicable | 25 | Data Not Applicable | Data Not Applicable | Data Not Available | Data Not Available | Data Not Available | Data Not Available | Data Not Available | Data Not Available | Data Not Available | Data Not Available | 2017-03-08 | 53.75334633467329, -0.27064819015264546 |  | 2012-01-16 | Kingston upon Hull, City of
1470001325720 | [5 empty] | 1460001880708 | Keele university | Keele university 2 | Unit 2, University Of Keele | Three Mile Lane, Keele | Newcastle under lyme | data not available | ST5 5BW | United Kingdom | 381728 | 345118 | Cellarhead 132Kv | Newcastle 132Kv S Stn | Newcastle 132/11Kv | 11 | National Grid Electricity Distribution (West Midlands) Plc | Solar | Photovoltaic | No | data not available | data not available | 4.6 | Wind | Onshore wind turbines | No | data not available | data not available | 1.7 | data not applicable | data not applicable | No | data not available | data not available | 1 | data not available | Connected | 7.3 | 1.4991 | 1.578 | 7.125 | 7.5 | 44470 | data not applicable | data not applicable | data not applicable | data not applicable | data not applicable | data not applicable | data not applicable | data not available | data not available | data not available | data not available | data not available | data not available | 45750
DATA NOT AVAILABLE | [5 empty] | 1600000005816 | GREAT JOHN STREET HOTEL LIMITED | EDDIE ROCKERS LTD, GRANADA TV | WATER STREET |  | MANCHESTER | GREATER MANCHESTER | M60 9EA | ENGLAND | 382989 | 397929 | SOUTH MANCHESTER GSP | BLOOM ST | KNOTT MILL | 6.6 | ELECTRICITY NORTH WEST LIMITED | FOSSIL - GAS | ENGINE (COMBUSTION / RECIPROCATING) | YES | 0 | 0 | 1.295 |  |  |  | 0 | 0 | 0 |  |  |  | 0 | 0 | 0 | NO | CONNECTED | 1.295 | 0 | 0 | 0.09405 | 0.099 | 2001-09-01 |  |  |  | 0 | 0 |  |  | NO | NO |  |  |  |  | 2021-12-06 | 53.47780814968703, -2.2577772708506614
1470001350415 | [5 empty] | 1470001350381 | Ajlowther & sons ltd | The factory | A J Lowther & Son Limited | Whitchurch | Ross on wye | Herefordshire | HR9 6DF | United Kingdom | 355770 | 218370 | Port Ham 132Kv S Stn | Lydney 33Kv S Stn | Stowfield 33 11Kv S Stn | 11 | National Grid Electricity Distribution (West Midlands) Plc | Solar | Photovoltaic | No | data not available | data not available | 1.44 | data not applicable | data not applicable | data not applicable | data not available | data not available | data not applicable | data not applicable | data not applicable | data not applicable | data not available | data not available | data not applicable | data not available | Connected | 1.44 | 0.95 | 1 | 0.38 | 0.4 | 44470 | data not applicable | data not applicable | data not applicable | data not applicable | data not applicable | data not applicable | data not applicable | data not available | data not available | data not available | data not available | data not available | data not available | 45750
1470001356036 | [5 empty] | 1470001356018 | Aberdeen asset investments limited | G2 valiant way | Era Home Security Limited, Unit G2 | Valiant Way, I54 Business Park | Wolverhampton | West Midlands | WV9 5GB | United Kingdom | 390717 | 303835 | Bushbury D 132Kv | Bushbury C 132Kv S Stn | Bushbury B-C 132/33/11Kv | 11 | National Grid Electricity Distribution (West Midlands) Plc | Solar | Photovoltaic | No | data not available | data not available | 1.242 | data not applicable | data not applicable | data not applicable | data not available | data not available | data not applicable | data not applicable | data not applicable | data not applicable | data not available | data not available | data not applicable | data not available | Connected | 1.242 | 1.14 | 1.2 | 0.7125 | 0.75 | 44754 | data not applicable | data not applicable | data not applicable | data not applicable | data not applicable | data not applicable | data not applicable | data not available | data not available | data not available | data not available | data not available | data not available | 45750
1200010034523 | [6 empty] | Great Ormond Street Hospital | Great Ormond Street Hospital | GREAT ORMOND STREET |  | Holborn | LONDON | WC1N 3JH | England | 530477 | 182005 | Hackney 132kV | Hackney Grid 66kV | King Henry's Walk 11kV | 11 | London Power Networks (LPN) | Fossil - Gas | Engine (combustion / reciprocating) |  |  |  | 1.4 | [12 empty] | No | Connected | 1.4 | 1.4 | 1.75 |  |  | 2011-08-31 | [13 empty] | 2020-11-13 | 0.069078 | 51.5068 | 51.5067544578314, 0.069078109277368 | LPN-S000000000684 | Solar PV
1200010034523 | [6 empty] | Great Ormond Street Hospital | Great Ormond Street Hospital | GREAT ORMOND STREET |  | Hilborn | LONDON | WC1N 3JH | England | 530533 | 182042 | Hackney 132kV | Hackney Grid 66kV | King Henry's Walk 11kV | 11 | London Power Networks (LPN) | Fossil - Gas | Engine (combustion / reciprocating) |  |  |  | 1.4 | [12 empty] | No | Connected | 1.4 | 1.4 | 1.75 |  |  | 2019-03-20 | [13 empty] | 2020-11-13 | -0.11294 | 51.5116 | 51.5116319462811, -0.112937492453257 | LPN-S000000000248 | Fossil fuel
1470001411139 | [5 empty] | 1412851803004 | Stairways midlands ltd | Bescot crescent | Stairways Midlands Limited | Bescot Crescent | Walsall | West Midlands | WS1 4ND | United Kingdom | 400441 | 296600 | Bustleholm 132Kv S Stn | Bustleholm 132/11Kv | Bustleholm 11Kv S Stn | 11 | National Grid Electricity Distribution (West Midlands) Plc | Solar | Photovoltaic | No | data not available | data not available | 1.188 | data not applicable | data not applicable | data not applicable | data not available | data not available | data not applicable | data not applicable | data not applicable | data not applicable | data not available | data not available | data not applicable | data not available | Connected | 1.188 | 0.28215 | 0.297 | 0.2736 | 0.288 | 44661 | data not applicable | data not applicable | data not applicable | data not applicable | data not applicable | data not applicable | data not applicable | data not available | data not available | data not available | data not available | data not available | data not available | 45750
DATA NOT AVAILABLE | [5 empty] | 1600000128484 | GREATER MANCHESTER WASTE LTD | RELIANCE STREET | RELIANCE STREET |  | MANCHESTER | GREATER MANCHESTER | M40 3EZ | ENGLAND | 388185 | 400997 | WHITEGATE GSP | CHADDERTON | FAILSWORTH | 6.6 | ELECTRICITY NORTH WEST LIMITED | BIOFUEL - LANDFILL GAS | ENGINE (COMBUSTION / RECIPROCATING) | YES | 0 | 0 | 2.1 |  |  |  | 0 | 0 | 0 |  |  |  | 0 | 0 | 0 | NO | CONNECTED | 2.1 | 0 | 0 | 0.855 | 0.9 | 2010-11-01 |  |  |  | 0 | 0 |  |  | NO | NO |  |  |  |  | 2021-12-06 | 53.5055278702729, -2.179604914899505
1470001518140 | [5 empty] | 1460001469781 | Gloscat | Gloscat education centre | Gloscat Education Centre | Lianthony Road | Gloucester | data not available | GL2 5QT | United Kingdom | 382503 | 218069 | Port Ham 132Kv S Stn | Castle Meads 33Kv S Stn | Commercial Rd 33 11Kv S Stn | 11 | National Grid Electricity Distribution (West Midlands) Plc | Stored Energy (all stored energy irrespective of the original energy source) | Storage - Electrochemical (Batteries) | No | data not available | data not available | 0.945 | Solar | Photovoltaic | No | data not available | data not available | 0.8 | data not applicable | data not applicable | data not applicable | data not available | data not available | data not applicable | data not available | Connected | 1.745 | 0.89775 | 0.945 | 1.71 | 1.8 | 44910 | data not applicable | data not applicable | data not applicable | data not applicable | data not applicable | data not applicable | data not applicable | data not available | data not available | data not available | data not available | data not available | data not available | 45750
1470001518317 | [5 empty] | 1412686413002 | Gloucestershire college | Cheltenham campus | Cheltenham Campus | Princess Elizabeth Way | Cheltenham | Gloucestershire | GL51 7SJ | United Kingdom | 391965 | 222570 | Port Ham 132Kv S Stn | Cheltenham 66Kv S Stn | Cheltenham 132/66/11Kv | 11 | National Grid Electricity Distribution (West Midlands) Plc | Stored Energy (all stored energy irrespective of the original energy source) | Storage - Electrochemical (Batteries) | No | data not available | data not available | 0.945 | Solar | Photovoltaic | No | data not available | data not available | 0.11 | data not applicable | data not applicable | data not applicable | data not available | data not available | data not applicable | data not available | Connected | 1.055 | 0.89775 | 0.945 | 1.425 | 1.5 | 44910 | data not applicable | data not applicable | data not applicable | data not applicable | data not applicable | data not applicable | data not applicable | data not available | data not available | data not available | data not available | data not available | data not available | 45750
1470001524515 | [5 empty] | 1470001524481 | Aura power solar uk 6 limited | Bishampton solar | Bishampton Solar Pv | Hayes Farm, Hill Furze Road, Bishampton | Pershore | Worcestershire | WR10 2LZ | United Kingdom | 399945 | 251423 | Feckenham 66 11Kv S Stn | Feckenham 66/11Kv | Bishampton | 66 | National Grid Electricity Distribution (West Midlands) Plc | Solar | Photovoltaic | No | data not available | data not available | 35 | data not applicable | data not applicable | data not applicable | data not available | data not available | data not applicable | data not applicable | data not applicable | data not applicable | data not available | data not available | data not applicable | data not available | Connected | 35 | 28.5 | 30 | 0.475 | 0.5 | 45092 | data not applicable | data not applicable | data not applicable | data not applicable | data not applicable | data not applicable | data not applicable | data not available | data not available | data not available | data not available | data not available | data not available | 45750
1470001526150 | [5 empty] | 1470001526140 | Croome airfield solar limited | Croome airfield solar farm | Croome Airfield Solar Farm | Croome | Worcester | data not available | WR8 9AT | United Kingdom | 389609 | 242881 | Feckenham 66 11Kv S Stn | Feckenham 66/11Kv | data not available | 66 | National Grid Electricity Distribution (West Midlands) Plc | Solar | Photovoltaic | No | data not available | data not available | 45.7 | data not applicable | data not applicable | data not applicable | data not available | data not available | data not applicable | data not applicable | data not applicable | data not applicable | data not available | data not available | data not applicable | data not available | Connected | 45.7 | 38 | 40 | 0.285 | 0.3 | 45117 | data not applicable | data not applicable | data not applicable | data not applicable | data not applicable | data not applicable | data not applicable | data not available | data not available | data not available | data not available | data not available | data not available | 45750
1700000000000 | [5 empty] | 1700000000000 | GREEN ENERGY TRADING LTD | GLEN BUCK HYDRO | GLEN BUCK HYDRO | GLEN BUCK HYDRO | INVERGARRY | HIGHLAND | PH35 4HN | SCOTLAND | 233897 | 803552 | FORT AUGUSTUS | DATA NOT APPLICABLE | FORT AUGUSTUS GRID | 33 | SCOTTISH HYDRO ELECTRIC POWER DISTRIBUTION PLC | HYDRO (TO BE CONFIRMED) | HYDRO POWER SYSTEM | NO | DATA NOT AVAILABLE | DATA NOT AVAILABLE | 1.943 | DATA NOT AVAILABLE | DATA NOT AVAILABLE | DATA NOT AVAILABLE | DATA NOT AVAILABLE | DATA NOT AVAILABLE | DATA NOT AVAILABLE | DATA NOT AVAILABLE | DATA NOT AVAILABLE | DATA NOT AVAILABLE | DATA NOT AVAILABLE | DATA NOT AVAILABLE | DATA NOT AVAILABLE | NO | CONNECTED | 1.943 | 1.943 | 2.045 | 0.024 | 0.025 | 42593 | DATA NOT AVAILABLE | DATA NOT AVAILABLE | DATA NOT AVAILABLE | DATA NOT AVAILABLE | DATA NOT AVAILABLE | DATA NOT AVAILABLE | DATA NOT AVAILABLE | N | DATA NOT AVAILABLE | DATA NOT AVAILABLE | DATA NOT AVAILABLE | DATA NOT AVAILABLE | DATA NOT AVAILABLE | 44034
1470001549306 | [5 empty] | 1460001831152 | Ndc polipak limited | Ndc polipak ltd, 1, garratts lane, old hill, cradley heath, b64 5re | N D C Polipak Limited | Garratts Lane | Cradley heath | West Midlands | B64 5RE | United Kingdom | 396161 | 286808 | Oldbury 132Kv | Oldbury B 132Kv | Oldbury B 11Kv | 11 | National Grid Electricity Distribution (West Midlands) Plc | Solar | Photovoltaic | No | data not available | data not available | 2.4 | data not applicable | data not applicable | data not applicable | data not available | data not available | data not applicable | data not applicable | data not applicable | data not applicable | data not available | data not available | data not applicable | data not available | Connected | 2.4 | 0.456 | 0.48 | 1.805 | 1.9 | 45017 | data not applicable | data not applicable | data not applicable | data not applicable | data not applicable | data not applicable | data not applicable | data not available | data not available | data not available | data not available | data not available | data not available | 45750
1097000000192 | [6 empty] | Green Frog | BALDOCK RD | LETCHWORTH |  | Wymondley Main | Herts | SG6 1UP | England | 523724 | 233007 | Wymondley | Letchworth Grid 33kV |  | 33 | Eastern Power Networks (EPN) | Biofuel - Landfill gas | Engine (combustion / reciprocating) |  |  |  | 15 | [12 empty] | No | Connected | 15 | 15 | 15.789 | 0.75 | 0.789 | 2016-01-20 | [13 empty] | 2024-11-14 | -0.64647 | 51.8492 | 51.8492059268654, -0.646468995335283 | EPN-S0000000D8096 | Solar PV
1470001558221 | [5 empty] | 1460001821730 | Cembre ltd | Curdworth, dunton park | Cembre Ltd;2 | Kingsbury Road, Curdworth | Sutton coldfield | data not available | B76 9EB | United Kingdom | 417995 | 293282 | Lea Marston 132Kv S Stn | Hams Hall South 132Kv S Stn | Hams Hall South 132/11Kv | 11 | National Grid Electricity Distribution (West Midlands) Plc | Solar | Photovoltaic | No | data not available | data not available | 1.75 | data not applicable | data not applicable | data not applicable | data not available | data not available | data not applicable | data not applicable | data not applicable | data not applicable | data not available | data not available | data not applicable | data not available | Connected | 1.75 | 0.2565 | 0.27 | 0.285 | 0.3 | 45007 | data not applicable | data not applicable | data not applicable | data not applicable | data not applicable | data not applicable | data not applicable | data not available | data not available | data not available | data not available | data not available | data not available | 45750
1700000000000 | [5 empty] | 1700000000000 | GREEN HIGHLAND ALLT LADAIDH (1148) LIMITED | ALLT LADAIDH HYDRO | GENERATING STATION | DATA NOT AVAILABLE | INVERGARRY | INVERNESS-SHIRE | PH35 4HR | SCOTLAND | 219422 | 801893 | FORT AUGUSTUS | DATA NOT APPLICABLE | FORT AUGUSTUS GRID | 33 | SCOTTISH HYDRO ELECTRIC POWER DISTRIBUTION PLC | HYDRO (TO BE CONFIRMED) | HYDRO POWER SYSTEM | NO | DATA NOT AVAILABLE | DATA NOT AVAILABLE | 1.283 | DATA NOT AVAILABLE | DATA NOT AVAILABLE | DATA NOT AVAILABLE | DATA NOT AVAILABLE | DATA NOT AVAILABLE | DATA NOT AVAILABLE | DATA NOT AVAILABLE | DATA NOT AVAILABLE | DATA NOT AVAILABLE | DATA NOT AVAILABLE | DATA NOT AVAILABLE | DATA NOT AVAILABLE | NO | CONNECTED | 1.283 | 1.283 | 1.35 | 0.005 | 0.005 | 42597 | DATA NOT AVAILABLE | DATA NOT AVAILABLE | DATA NOT AVAILABLE | DATA NOT AVAILABLE | DATA NOT AVAILABLE | DATA NOT AVAILABLE | DATA NOT AVAILABLE | N | DATA NOT AVAILABLE | DATA NOT AVAILABLE | DATA NOT AVAILABLE | DATA NOT AVAILABLE | DATA NOT AVAILABLE | 44105
1470001681495 | [5 empty] | 1470001681430 | Conrad (larport) limited | Dormington solar pv generating plant | Dormington Solar Farm | Clay Hill Pit, Dormington | Hereford | data not available | HR1 4EP | United Kingdom | 357359 | 239670 | Bishops Wood 132Kv S Stn | Hereford 66Kv S Stn | data not available | 66 | National Grid Electricity Distribution (West Midlands) Plc | Solar | Photovoltaic | No | data not available | data not available | 33.28 | data not applicable | data not applicable | data not applicable | data not available | data not available | data not applicable | data not applicable | data not applicable | data not applicable | data not available | data not available | data not applicable | data not available | Connected | 33.28 | 38.532 | 40.56 | 2.85 | 3 | 45383 | data not applicable | data not applicable | data not applicable | data not applicable | data not applicable | data not applicable | data not applicable | data not available | data not available | data not available | data not available | data not available | data not available | 45750
1470001690490 | [5 empty] | 1460000694511 | Radnor hills mineral water co ltd | Heartsease | Radnor Hills Water Company | Heartsease | Knighton | Powys | LD7 1LU | United Kingdom | 334399 | 272487 | Bishops Wood 132Kv S Stn | Hereford 66Kv S Stn | Knighton 66 11Kv S Stn | 11 | National Grid Electricity Distribution (West Midlands) Plc | Solar | Photovoltaic | No | data not available | data not available | 2 | data not applicable | data not applicable | data not applicable | data not available | data not available | data not applicable | data not applicable | data not applicable | data not applicable | data not available | data not available | data not applicable | data not available | Connected | 2 | 0 | 0 | 1.9 | 2 | 45139 | data not applicable | data not applicable | data not applicable | data not applicable | data not applicable | data not applicable | data not applicable | data not available | data not available | data not available | data not available | data not available | data not available | 45750
1470001750800 | [5 empty] | 1470001750759 | Enfinium kelvin limited | Kelvin way | data not available | Giffords Way (Off, Kelvin Way) | West bromwich | data not available | B70 7JR | United Kingdom |  |  | Seabank Sgp | data not available | data not available | 132 | National Grid Electricity Distribution (West Midlands) Plc | Waste | Steam turbine (thermal power plant) | No | data not available | data not available | 65 | data not applicable | data not applicable | data not applicable | data not available | data not available | data not applicable | data not applicable | data not applicable | data not applicable | data not available | data not available | data not applicable | data not available | Connected | 65 | 47.405 | 49.9 | 6.65 | 7 | 45791 | data not applicable | data not applicable | data not applicable | data not applicable | data not applicable | data not applicable | data not applicable | data not available | data not available | data not available | data not available | data not available | data not available | 45750
1470001764413, 1470001764440, 1470001764450, 1470001764478, 1470001764487 | [5 empty] | 1420983500006, 1421983500008, 1422983500000, 1424883500008, 1425883500000, 1426883500001, 1427883500003, 1428883500005, 1429883500007 | Mh (no1) general partner limited | Mall and car parks | Rear El Off B3, Merry Hill Mall And Car Parks | Fifth Avenue | Brierley hill | West Midlands | DY5 1SY | United Kingdom | 392646 | 287004 | Penn 132Kv S Stn | Woodside 132Kv S Stn | Woodside 132/11Kv | 0.4 | National Grid Electricity Distribution (West Midlands) Plc | Solar | Photovoltaic | No | data not available | data not available | 0.7248 | data not applicable | data not applicable | data not applicable | data not available | data not available | data not applicable | data not applicable | data not applicable | data not applicable | data not available | data not available | data not applicable | data not available | Connected | 0.7248 | 3.5615 | 3.749 | 11.5425 | 12.15 | 45323 | data not applicable | data not applicable | data not applicable | data not applicable | data not applicable | data not applicable | data not applicable | data not available | data not available | data not available | data not available | data not available | data not available | 45750
1470001783008 | [5 empty] | 1460001942188 | Macdermid performance solutions uk ltd | Birmingham, 198 golden hillock road | Macdermid Limited, 198 | Golden Hillock Road, Sparkbrook | Birmingham | West Midlands | B11 2PN | United Kingdom | 409636 | 285016 | Nechells East 132Kv S Stn | Sparkbrook 132Kv S Stn | Sparkbrook 132/11Kv | 11 | National Grid Electricity Distribution (West Midlands) Plc | Solar | Photovoltaic | No | data not available | data not available | 2.495 | data not applicable | data not applicable | data not applicable | data not available | data not available | data not applicable | data not applicable | data not applicable | data not applicable | data not available | data not available | data not applicable | data not available | Connected | 2.495 | 0.47405 | 0.499 | 0.494 | 0.52 | 45485 | data not applicable | data not applicable | data not applicable | data not applicable | data not applicable | data not applicable | data not applicable | data not available | data not available | data not available | data not available | data not available | data not available | 45750
1470001857510 | [5 empty] | 1470001857495 | Steerway solar limited | Steerway farm | Steerway Farm | , Wellington | Telford | data not available | TF1 2JU | United Kingdom | 367402 | 310848 | Ironbridge 132Kv S Stn | Ketley 132Kv S Stn | Ketley 132/33/11Kv | 33 | National Grid Electricity Distribution (West Midlands) Plc | Solar | Photovoltaic | No | data not available | data not available | 0.001 | data not applicable | data not applicable | data not applicable | data not available | data not available | data not applicable | data not applicable | data not applicable | data not applicable | data not available | data not available | data not applicable | data not available | Connected | 0.001 | 28.5 | 30 | 0.475 | 0.5 | 45658 | data not applicable | data not applicable | data not applicable | data not applicable | data not applicable | data not applicable | data not applicable | data not available | data not available | data not available | data not available | data not available | data not available | 45750
1640000687983 | [5 empty] | 1640000687974 | GREEN PEAK GENERATION | SALFORD ROAD | BLACKWOOD ROAD | LILLYHALL | WORKINGTON | CUMBRIA | CA14 4ED | ENGLAND | 301927 | 525939 | HARKER ENWL SGTS 1 2 3A 4 / HUTTON GSP GROUP | STAINBURN & SIDDICK | LEYLAND NATIONAL | 11 | ELECTRICITY NORTH WEST LIMITED | FOSSIL - GAS | ENGINE (COMBUSTION / RECIPROCATING) | YES | 0 | 0 | 7.5 |  |  |  | 0 | 0 | 0 |  |  |  | 0 | 0 | 0 | NO | CONNECTED | 7.5 | 7.125 | 7.5 | 0.2375 | 0.25 | 2018-02-01 |  |  |  | 0 | 0 |  |  | NO | YES |  |  |  |  | 2021-12-06 | 54.61903831102016, -3.5203179848259896
2100040023638, 2100040023647 | [5 empty] | 2189999996884, 2189999996893 | Ab inbev uk limited | T/a budweiser brewing group uk&i | Feeder 1 | Whitbread Brewery, Magor | Newport | data not available | NP26 3DA | United Kingdom | 341557 | 187287 | data not available | data not available | data not available | 11 | National Grid Electricity Distribution (South Wales) Plc | Wind | Onshore wind turbines | No | data not available | data not available | 3.5 | data not applicable | data not applicable | data not applicable | data not available | data not available | data not applicable | data not applicable | data not applicable | data not applicable | data not available | data not available | data not applicable | data not available | Connected | 3.5 | 6.65 | 7 | 13.3 | 14 | 44118 | data not applicable | data not applicable | data not applicable | data not applicable | data not applicable | data not applicable | data not applicable | data not available | data not available | data not available | data not available | data not available | data not available | 45750
1460001327562 | [5 empty] | 1460001327553 | Greenpark energy limited | Stanley matthews way | Export | Hem Heath, Stanley Mathews Way | Stoke-on-trent | Staffordshire | ST4 8AD | United Kingdom | 388445 | 343180 | Cellarhead 132Kv | Boothen 132Kv S Stn | Boothen 132/33/11Kv | 0.4 | National Grid Electricity Distribution (West Midlands) Plc | data not available | data not available | No | data not available | data not available | 4 | data not applicable | data not applicable | data not applicable | data not available | data not available | data not applicable | data not applicable | data not applicable | data not applicable | data not available | data not available | data not applicable | data not available | Connected | 4 | 3.8 | 4 | 0.19 | 0.2 | 38750 | data not applicable | data not applicable | data not applicable | data not applicable | data not applicable | data not applicable | data not applicable | data not available | data not available | data not available | data not available | data not available | data not available | 45750
2100040126333 | [5 empty] | 2100040126342 | Windjen (blaen bowi) ltd | Blaen bowi wind farm | Blaen Bowy | Capel Iwan | Newcastle emlyn | Carmarthenshire | SA38 9NG | United Kingdom | 232248 | 235207 | Swansea North Grid | Rhos Grid | data not available | 33 | National Grid Electricity Distribution (South Wales) Plc | Wind | Onshore wind turbines | No | data not available | data not available | 4.9 | data not applicable | data not applicable | data not applicable | data not available | data not available | data not applicable | data not applicable | data not applicable | data not applicable | data not available | data not available | data not applicable | data not available | Connected | 4.9 | 4.655 | 4.9 | 0.095 | 0.1 | 37686 | data not applicable | data not applicable | data not applicable | data not applicable | data not applicable | data not applicable | data not applicable | data not available | data not available | data not available | data not available | data not available | data not available | 45750
1050000810078 | [6 empty] | Greenshoots Energy Ltd | CROWN MILLING | EDGE GREEN |  | Norwich | Norfolk | NR16 2DR | England | 604160 | 284768 | Bramford | Diss Grid 33kV | Kenninghall Primary 11kV | 11 | Eastern Power Networks (EPN) | Biofuel - Landfill gas | Engine (combustion / reciprocating) |  |  |  | 1 | [12 empty] | No | Connected | 1 | 1 | 1.053 | 1.5 | 1.579 | 2015-01-06 | [13 empty] | 2020-11-13 | 0.76973 | 52.863 | 52.8630482036131, 0.76972563157777 |  | Solar PV
Data Not Available | [5 empty] | Data Not Available | Greenside Park CHP | Greenside Park CHP | Greenside Park | Cemetery Road | Bradford | West Yorkshire | BD8 9RU | England | 413498 | 433449 | Bradford West | Girlington | Four Lane Ends | 11 | Northern Powergrid (Yorkshire) plc | Fossil - Gas | Steam turbine (thermal power plant) | Yes | Data Not Applicable | Data Not Applicable | 1.5 | Data Not Available | Data Not Available | Data Not Available | Data Not Available | Data Not Available | Data Not Available | Data Not Available | Data Not Available | Data Not Available | Data Not Available | Data Not Available | Data Not Available | No | Connected | 1.5 | 1.5 | 1.579 | Data Not Available | Data Not Available | 2021-05-16 05:43:00 | Data Not Applicable | Data Not Applicable | 1.579 | Data Not Applicable | Data Not Applicable | 2020-10-05 00:00:00 | Data Not Available | Data Not Available | Data Not Available | Data Not Available | Data Not Available | Data Not Available | Data Not Available | 2020-11-11 | 53.79717537891994, -1.796561349010807 | 2020-10-05 | 2021-05-16 | Bradford
data not available | [5 empty] | data not applicable | Greenspan Agency | Nairn Road Bravo | 3 Nairn Road | Deans Industrial Estate | Livingston | West Lothian | EH54 8AY | Scotland | 302054 | 669676 | Drumcross | data not applicable | DEANS (11kV) | 11 | SP Distribution Ltd | Fossil - Gas | Gas turbine (OCGT) | No | 0 | 0 | 4 | data not applicable | data not applicable | No | 0 | 0 | 0 | data not applicable | data not applicable | No | 0 | 0 | 0 | No | Connected | 4 | 4 | 4.2105 | 0 | 0 | 45163 | data not applicable | data not applicable | data not applicable | data not applicable | data not applicable | 43437 | data not available | N | N | data not available | N | 613142487 | data not available | 45330 | data not available | 586
data not available | [5 empty] | data not applicable | Greenspan Agency | Nairn Road Alpha | 3 Nairn Road | Deans Industrial Estate | Livingston | West Lothian | EH54 8AY | Scotland | 302054 | 669676 | Drumcross | data not applicable | DEANS (11kV) | 11 | SP Distribution Ltd | Fossil - Gas | Gas turbine (OCGT) | No | 0 | 0 | 4 | data not applicable | data not applicable | No | 0 | 0 | 0 | data not applicable | data not applicable | No | 0 | 0 | 0 | No | Connected | 4 | 4 | 4.2105 | 0 | 0 | 45162 | data not applicable | data not applicable | data not applicable | data not applicable | data not applicable | 43347 | data not available | N | N | data not available | N | 612706941 | data not available | 45330 | data not available | 585
2100040495600 | [5 empty] | 2100040495610 | Ffynnon oer windfarm limited | Ffynnon oer wind farm | Ffynnon Oer Windfarm | Blaencreagan, Resolven | Neath | West Glamorgan | SA11 4HY | United Kingdom | 284870 | 159830 | Grange | Grange Bsp | data not available | 33 | National Grid Electricity Distribution (South Wales) Plc | Wind | Onshore wind turbines | No | data not available | data not available | 33.7 | data not applicable | data not applicable | data not applicable | data not available | data not available | data not applicable | data not applicable | data not applicable | data not applicable | data not available | data not available | data not applicable | data not available | Connected | 33.7 | 32.015 | 33.7 | 0.038 | 0.04 | 38797 | data not applicable | data not applicable | data not applicable | data not applicable | data not applicable | data not applicable | data not applicable | data not available | data not available | data not available | data not available | data not available | data not available | 45750
1800061312471 | [5 empty] | data not applicable | GREENSPAN CONTRACTORS LTD | Abercorn Street Gas | Abercorn Street | data not available | Paisley | Renfrewshire | PA3 4AT | Scotland | 248487 | 664949 | Paisley | data not applicable | Paisley | 33 | SP Distribution Ltd | Fossil - Gas | Gas turbine (OCGT) | No | 0 | 0 | 22.5 | data not applicable | data not applicable | No | 0 | 0 | 0 | data not applicable | data not applicable | No | 0 | 0 | 0 | No | Connected | 22.5 | 22.5 | 23.6842 | 0 | 0 | 45211 | data not applicable | data not applicable | data not applicable | data not applicable | data not applicable | 43501 | data not available | N | N | data not available | Y | 613849628 | data not available | 44088 | data not available | 56
1800060941210 | [5 empty] | data not applicable | Greenspan Contractors Ltd | Abercorn CHP | 105 | ABERCORN STREET | Paisley | Renfrewshire | PA3 4AT | Scotland | 295394 | 678757 | Elderslie | data not applicable | UNDERWOOD (11kV) | 11 | SP Distribution Ltd | Other | Steam-gas turbine (CCGT) | Yes | 0 | 0 | 4 | data not applicable | data not applicable | No | 0 | 0 | 0 | data not applicable | data not applicable | No | 0 | 0 | 0 | Yes | Connected | 4 | 4 | 4.2105 | 0 | 0 | 43139 | data not applicable | data not applicable | data not applicable | data not applicable | data not applicable | 42789 | data not available | N | N | data not available | N | 220208 | data not available | 44088 | data not available | 55
1050000664025 | [6 empty] | GREENVALE MARCH FLOODS | GREENVALE MARCH FLOODS | FERRY RD |  | Wimlington | Cambs | PE15 0UW | England | 535456 | 293299 | Walpole | March Grid 33kV | Chatteris Primary 11kV | 11 | Eastern Power Networks (EPN) | Fossil - Oil | Engine (combustion / reciprocating) |  |  |  | 1 | [12 empty] | No | Connected | 1 | 1 | 1.053 | 0.4 | 0.421 | 2014-05-07 | [13 empty] | 2024-11-14 | 0.83118 | 52.9071 | 52.9070721504978, 0.831179990990699 | EPN-S0000000D6045 | Solar PV
1200061747792 | [6 empty] | Greenwich Peninsula Energy Centre | Greenwich Peninsula Energy Centre | MILLENIUM WAY |  | Greenwich Peninsula | LONDON | SE10 0PL | England | 539634 | 178818 | West Ham 132kV | - | Old School Close 11kV | 11 | London Power Networks (LPN) | Fossil - Gas | Engine (combustion / reciprocating) |  |  |  | 1.986 | [12 empty] | No | Connected | 1.986 | 1.986 | 2.482 |  |  | 2017-09-19 | [13 empty] | 2020-11-13 | -0.11209 | 51.5245 | 51.5245045775071, -0.112088203853223 | LPN-S000000000201 | Fossil fuel
1170001565689 | [5 empty] | 1170001565660 | Gresley power ltd | Gresley power ltd | Gresley Power Limited Export | Land Off, Mount Road, Castle Gresley | Swadlincote | Derbyshire | DE11 9ES | United Kingdom | 427668 | 317934 | Drakelow 132Kv | Gresley 33Kv S Stn | Gresley 11Kv S Stn | 11 | National Grid Electricity Distribution (East Midlands) Plc | Fossil - Gas | Gas turbine (OCGT) | No | data not available | data not available | 6.9 | data not applicable | data not applicable | data not applicable | data not available | data not available | data not applicable | data not applicable | data not applicable | data not applicable | data not available | data not available | data not applicable | data not available | Connected | 6.9 | 7.22 | 7.6 | 0.2375 | 0.25 | 44805 | data not applicable | data not applicable | data not applicable | data not applicable | data not applicable | data not applicable | data not applicable | data not available | data not available | data not available | data not available | data not available | data not available | 45750
2100040841780 | [5 empty] | 2100040841771 | Pendine wind farm limited | Pendine carmarthenshire imp/exp parc cynog generator | Pendine Wind Farm | Colston | Pendine | Carmarthenshire | SA33 4PY | United Kingdom | 226105 | 210223 | data not available | data not available | data not available | 33 | National Grid Electricity Distribution (South Wales) Plc | Wind | Onshore wind turbines | No | data not available | data not available | 4.8 | data not applicable | data not applicable | data not applicable | data not available | data not available | data not applicable | data not applicable | data not applicable | data not applicable | data not available | data not available | data not applicable | data not available | Connected | 4.8 | 4.56 | 4.8 | 0.26125 | 0.275 | 40026 | data not applicable | data not applicable | data not applicable | data not applicable | data not applicable | data not applicable | data not applicable | data not available | data not available | data not available | data not available | data not available | data not available | 45750
2100040878016 | [5 empty] | 2100040878007 | Statkraft wind (uk) limited | ***wind farm*** blaengwen wind farm | Blaengwen Wind Farm | data not available | Alltwallis | Carmarthen | SA32 7EE | United Kingdom | 246080 | 232970 | Swansea North Grid | Rhos Grid | data not available | 132 | National Grid Electricity Distribution (South Wales) Plc | Wind | Onshore wind turbines | No | data not available | data not available | 24.2 | data not applicable | data not applicable | data not applicable | data not available | data not available | data not applicable | data not applicable | data not applicable | data not applicable | data not available | data not available | data not applicable | data not available | Connected | 24.2 | 21.85 | 23 | 0.95 | 1 | 40118 | data not applicable | data not applicable | data not applicable | data not applicable | data not applicable | data not applicable | data not applicable | data not available | data not available | data not available | data not available | data not available | data not available | 45750
1800061168987 | [5 empty] | data not applicable | Grid Connection Consulting | East Mains Generating Plant | 24 Grange Knowe | data not available | LINLITHGOW | West Lothian | EH49 7HX | Scotland | 309228 | 672428 | Broxburn | data not applicable | EAST MAINS (11KV) | 11 | SP Distribution Ltd | Fossil - Gas | Gas turbine (OCGT) | No | 0 | 0 | 10 | data not applicable | data not applicable | No | 0 | 0 | 0 | data not applicable | data not applicable | No | 0 | 0 | 0 | Yes | Connected | 10 | 10 | 10.5263 | 0 | 0 | 45072 | data not applicable | data not applicable | data not applicable | data not applicable | data not applicable | 43432 | data not available | N | N | data not available | N | 613173662 | data not available | 44088 | data not available | 303
data not available | [5 empty] | data not available | Griffiths_Road | Griffiths Road | Griffiths_Road | Green Frog Connect | Northwich | Cheshire | CW9 7XU | England | 368172 | 373916 | CARRINGTON / FIDDLERS FERRY | HARTFORD GT1 / LOSTOCK GT2 / WINSFORD GT1 / WINSFORD GT2 | data not available | 33 | SP Manweb plc | Fossil - Gas | Steam-gas turbine (CCGT) | No | 0 | 0 | 20 | data not applicable | data not applicable | No | 0 | 0 | 0 | data not applicable | data not applicable | No | 0 | 0 | 0 | data not available | Connected | 20 | 20 | 21.0526 | data not applicable | data not applicable | data not available | data not applicable | data not applicable | data not applicable | data not applicable | data not applicable | data not available | data not applicable | N | N | data not available | N | 613586271 | data not available | 44088 | data not available | 391
2100040960619 | [5 empty] | 2100040960600 | Pennant walters (maesgwyn) limited | Glyn neath maesgwyn wind farm | Maesgwyn Wind Farm Export | Maesgwyn | Glynneath | West Glamorgan | SA10 9LR | United Kingdom | 286550 | 208950 | Swansea North Grid | data not available | data not available | 132 | National Grid Electricity Distribution (South Wales) Plc | Wind | Onshore wind turbines | No | data not available | data not available | 26 | data not applicable | data not applicable | data not applicable | data not available | data not available | data not applicable | data not applicable | data not applicable | data not applicable | data not available | data not available | data not applicable | data not available | Connected | 26 | 24.7 | 26 | 0.475 | 0.5 | 40616 | data not applicable | data not applicable | data not applicable | data not applicable | data not applicable | data not applicable | data not applicable | data not available | data not available | data not available | data not available | data not available | data not available | 45750
2100040975990 | [5 empty] | 2199989282557 | Pinewood studios wales limited | Cardiff, wentloog avenue | Seren Studios Wales Wentloog Environmental Centre | Wentloog Avenue, Wentloog | Cardiff | South Glamorgan | CF3 2GH | United Kingdom | 323573 | 179269 | Cardiff East Grid | Trowbridge 132/11 Kv S/S | Trowbridge Primary | 11 | National Grid Electricity Distribution (South Wales) Plc | Wind | Onshore wind turbines | No | data not available | data not available | 2.3 | data not applicable | data not applicable | data not applicable | data not available | data not available | data not applicable | data not applicable | data not applicable | data not applicable | data not available | data not available | data not applicable | data not available | Connected | 2.3 | 2.185 | 2.3 | 0.38 | 0.4 | 40581 | data not applicable | data not applicable | data not applicable | data not applicable | data not applicable | data not applicable | data not applicable | data not available | data not available | data not available | data not available | data not available | data not available | 45750
2100040989431 | [5 empty] | 2100040989413 | Wind assets llp | Ferndale windfarm | Ferndale Wind Farm | Forestry Access Track, Off Heol Pendyrus, Penhys | Ferndale | Mid Glamorgan | CF43 3RG | United Kingdom | 299316 | 195949 | Upper Boat | Upper Boat Bsp | data not available | data not available | National Grid Electricity Distribution (South Wales) Plc | Wind | Onshore wind turbines | No | data not available | data not available | 6.4 | data not applicable | data not applicable | data not applicable | data not available | data not available | data not applicable | data not applicable | data not applicable | data not applicable | data not available | data not available | data not applicable | data not available | Connected | 6.4 | 6.08 | 6.4 | 0.19 | 0.2 | 40634 | data not applicable | data not applicable | data not applicable | data not applicable | data not applicable | data not applicable | data not applicable | data not available | data not available | data not available | data not available | data not available | data not available | 45750
2394000026712 | [5 empty] | Data Not Available | Grimethorpe Generation | Grimethorpe Generation | Springvale Road | Grimethorpe | Barnsley | South Yorkshire | S72 7 | England | 441029 | 408425 | Ferrybridge A | Ferrybridge A | Grimethorpe | 11 | Northern Powergrid (Yorkshire) plc | Fossil - Gas | Engine (combustion / reciprocating) | No | Data Not Applicable | Data Not Applicable | 5.499 | Data Not Available | Data Not Available | Data Not Available | Data Not Available | Data Not Available | Data Not Available | Data Not Available | Data Not Available | Data Not Available | Data Not Available | Data Not Available | Data Not Available | No | Connected | 5.499 | 5.499 | 5.788 | Data Not Available | Data Not Available | 2010-04-01 00:00:00 | Data Not Applicable | Data Not Applicable | 5.788 | Data Not Applicable | Data Not Applicable | Data Not Available | Data Not Available | Data Not Available | Data Not Available | Data Not Available | Data Not Available | Data Not Available | Data Not Available | 2017-03-08 | 53.57083332379574, -1.3819181837099674 |  | 2010-04-01 | Barnsley
Data Not Available | [5 empty] | Data Not Available | Grimsby CHP (Ex-Huntsman Tioxide) (Accepted) | Grimsby CHP | Grimsby CHP | Moody Lane | Grimsby | Lincolnshire | DN31 2SW | England | 525550 | 411314 | Grimsby West | Yarborough Road 132/33kV | Tioxide 1/2 | 33 | Northern Powergrid (Yorkshire) plc | Fossil - Gas | Steam turbine (thermal power plant) | Yes | Data Not Applicable | Data Not Applicable | 18 | Data Not Available | Data Not Available | Data Not Available | Data Not Available | Data Not Available | Data Not Available | Data Not Available | Data Not Available | Data Not Available | Data Not Available | Data Not Available | Data Not Available | No | Connected | 18 | 20 | 21.053 | Data Not Available | Data Not Available | Data Not Available | Data Not Applicable | Data Not Applicable | 18.947 | Data Not Applicable | Data Not Applicable | Data Not Available | Data Not Available | Data Not Available | Data Not Available | Data Not Available | Data Not Available | Data Not Available | Data Not Available | 2017-03-08 | 53.583391611294665, -0.10496639442898362 |  |  | North East Lincolnshire
2100041013923 | [5 empty] | 2100041013932 | Western solar limited | Rhosygilwen mansion | Rhosygilwen Mansion | Rhoshill | Cardigan | Dyfed | SA43 2TW | United Kingdom | 220380 | 240611 | Swansea North Grid | Rhos Grid | Bridell | 11 | National Grid Electricity Distribution (South Wales) Plc | Solar | Photovoltaic | No | data not available | data not available | 2 | data not applicable | data not applicable | data not applicable | data not available | data not available | data not applicable | data not applicable | data not applicable | data not applicable | data not available | data not available | data not applicable | data not available | Connected | 2 | 1.9 | 2 | 0.0475 | 0.05 | 40732 | data not applicable | data not applicable | data not applicable | data not applicable | data not applicable | data not applicable | data not applicable | data not available | data not available | data not available | data not available | data not available | data not available | 45750
2100041023930 | [5 empty] | 2100041023940 | Risen energy projects 1 limited | Usk llancayo solar generation site | Solar Farm, Llancayo Farm | Abergavenny Road | Llancayo | Monmouthshire | NP15 1HY | United Kingdom | 336207 | 203153 | Uskmouth | Panteg 132/11Kv | Usk | 11 | National Grid Electricity Distribution (South Wales) Plc | Solar | Photovoltaic | No | data not available | data not available | 3.9 | data not applicable | data not applicable | data not applicable | data not available | data not available | data not applicable | data not applicable | data not applicable | data not applicable | data not available | data not available | data not applicable | data not available | Connected | 3.9 | 3.705 | 3.9 | 0.019 | 0.02 | 40754 | data not applicable | data not applicable | data not applicable | data not applicable | data not applicable | data not applicable | data not applicable | data not available | data not available | data not available | data not available | data not available | data not available | 45750
MSID_7377 | [5 empty] | Data Not Available | Grimsby CHP (Ex-Huntsman Tioxide) (Connected) | Grimsby CHP | Grimsby CHP | Moody Lane | Grimsby | Lincolnshire | DN31 2SW | England | 525550 | 411314 | Grimsby West | Yarborough Road 132/33kV | Tioxide 1/2 | 33 | Northern Powergrid (Yorkshire) plc | Fossil - Gas | Steam turbine (thermal power plant) | Yes | Data Not Applicable | Data Not Applicable | 20 | Data Not Available | Data Not Available | Data Not Available | Data Not Available | Data Not Available | Data Not Available | Data Not Available | Data Not Available | Data Not Available | Data Not Available | Data Not Available | Data Not Available | No | Connected | 20 | 20 | 21.053 | Data Not Available | Data Not Available | 2001-09-01 00:00:00 | Data Not Applicable | Data Not Applicable | 21.053 | Data Not Applicable | Data Not Applicable | Data Not Available | Data Not Available | Data Not Available | Data Not Available | Data Not Available | Data Not Available | Data Not Available | Data Not Available | 2017-03-08 | 53.583391611294665, -0.10496639442898362 |  | 2001-09-01 | North East Lincolnshire
2100041063669 | [5 empty] | 2100041063650 | Mynydd wind farm llp | Mynydd portref wind farm | Taff Ely Wind Farm Limited | Blackmill Road, Hendreforgan | Gilfach-goch | Mid Glamorgan | CF39 8DJ | United Kingdom | 298551 | 186410 | Upper Boat | Upper Boat Bsp | data not available | 33 | National Grid Electricity Distribution (South Wales) Plc | Wind | Onshore wind turbines | No | data not available | data not available | 9.35 | data not applicable | data not applicable | data not applicable | data not available | data not available | data not applicable | data not applicable | data not applicable | data not applicable | data not available | data not available | data not applicable | data not available | Connected | 9.35 | 9.5 | 10 | 0.1425 | 0.15 | 41004 | data not applicable | data not applicable | data not applicable | data not applicable | data not applicable | data not applicable | data not applicable | data not available | data not available | data not available | data not available | data not available | data not available | 45750
1023520827186 |  |  |  | Abbey View Producers |  |  | GROWERS CHP ( SOUTH ) LIMITED | STUBBINS NURSERY RYE HOUSE |  |  | WALTHAM ABBEY | Herts | EN9 2EE | England | 538000 | 202920 | Rye House | Rye House Grid 33kV | Broxbourne Primary 11kV | 11 | Eastern Power Networks (EPN) | Fossil - Gas | Steam-gas turbine (CCGT) |  |  |  | 3 | [12 empty] | No | Connected | 3 | 3 | 3.158 |  |  | 1998-06-05 | [13 empty] | 2021-01-15 | 0.6835 | 52.6569 | 52.6568606886908, 0.683497290185015 | EPN-S0000000H6042 | Wind
2100041078814 | [5 empty] | 2100041078805 | Pulse clean energy uk ltd | Briton ferry bess | Export Csom-Occ, Briton Ferry Generation | Brunel Way, The Quays | Briton ferry | data not available | SA11 2GA | United Kingdom | 273900 | 193340 | Swansea North Grid | Briton Ferry Grid | data not available | 33 | National Grid Electricity Distribution (South Wales) Plc | Stored Energy (all stored energy irrespective of the original energy source) | Storage - Electrochemical (Batteries) | No | data not available | data not available | 21.77 | data not applicable | data not applicable | data not applicable | data not available | data not available | data not applicable | data not applicable | data not applicable | data not applicable | data not available | data not available | data not applicable | data not available | Connected | 21.77 | 20.672 | 21.76 | 19.95 | 21 | 44974 | data not applicable | data not applicable | data not applicable | data not applicable | data not applicable | data not applicable | data not applicable | data not available | data not available | data not available | data not available | data not available | data not available | 45750
2100041079047 | [5 empty] | 2100041079038 | Cambrian renewable energy limited | Bettws | Export | Mynydd Y Bettws Wind Farm, Bettws | Ammanford | data not available | SA18 2PN | United Kingdom | 265560 | 210130 | Swansea North Grid | data not available | data not available | 132 | National Grid Electricity Distribution (South Wales) Plc | Wind | Onshore wind turbines | No | data not available | data not available | 34.5 | data not applicable | data not applicable | data not applicable | data not available | data not available | data not applicable | data not applicable | data not applicable | data not applicable | data not available | data not available | data not applicable | data not available | Connected | 34.5 | 35.15 | 37 | 0.475 | 0.5 | 41176 | data not applicable | data not applicable | data not applicable | data not applicable | data not applicable | data not applicable | data not applicable | data not available | data not available | data not available | data not available | data not available | data not available | 45750
2100041079180 | [5 empty] | 2100041079171 | Maerdy windfarm limited | Rhondda cynon taf maerdy windfarm | Export | Maerdy Windfarm, Maerdy | Rhondda cynon taff | Mid Glamorgan | CF42 6TF | United Kingdom | 295566 | 209300 | Swansea North Grid | Hirwaun Grid | data not available | 33 | National Grid Electricity Distribution (South Wales) Plc | Wind | Onshore wind turbines | No | data not available | data not available | 24 | data not applicable | data not applicable | data not applicable | data not available | data not available | data not applicable | data not applicable | data not applicable | data not applicable | data not available | data not available | data not applicable | data not available | Connected | 24 | 22.8 | 24 | 0.285 | 0.3 | 41348 | data not applicable | data not applicable | data not applicable | data not applicable | data not applicable | data not applicable | data not applicable | data not available | data not available | data not available | data not available | data not available | data not available | 45750
1023485611887 |  |  |  | Abbey View Producers |  |  | GROWERS CHP ( SOUTH ) LIMITED | ABBEY VIEW NURSERY |  |  | NAZING | Essex | EN9 2AG | England | 539310 | 201280 | Brimsdown (EPN) | Brimsdown North Grid 33kV | Waltham Abbey Primary 11kV | 11 | Eastern Power Networks (EPN) | Biofuel biogas from anaerobic digestion (excluding landfill & sewage) | Steam-gas turbine (CCGT) |  |  |  | 3 | [12 empty] | No | Connected | 3 | 3 | 3.158 |  |  | 2001-06-13 | [13 empty] | 2020-12-14 | 0.37956 | 51.4565 | 51.456474225486, 0.379560707220081 | EPN-S0000000H7117 | Fossil fuel
2100041080130 | [5 empty] | 2100041080121 | Ffos las solar developments limited | Ffos las solar pv farm | Export | Culla Road, Trimsaran | Kidwelly | Carmarthenshire | SA17 4DE | United Kingdom | 243790 | 205540 | Swansea North Grid | Trostre Grid | data not available | 33 | National Grid Electricity Distribution (South Wales) Plc | Solar | Photovoltaic | No | data not available | data not available | 5 | data not applicable | data not applicable | data not applicable | data not available | data not available | data not applicable | data not applicable | data not applicable | data not applicable | data not available | data not available | data not applicable | data not available | Connected | 5 | 4.75 | 5 | 0.095 | 0.1 | 41318 | data not applicable | data not applicable | data not applicable | data not applicable | data not applicable | data not applicable | data not applicable | data not available | data not available | data not available | data not available | data not available | data not available | 45750
2100041080177 | [5 empty] | 2100041080140 | Pont andrew limited | Pont andrew solar pv farm | Export | Pontyberem | Llanelli | Carmarthenshire | SA15 5NX | United Kingdom | 252736 | 210655 | Swansea North Grid | Trostre Grid | data not available | 33 | National Grid Electricity Distribution (South Wales) Plc | Solar | Photovoltaic | No | data not available | data not available | 5 | data not applicable | data not applicable | data not applicable | data not available | data not available | data not applicable | data not applicable | data not applicable | data not applicable | data not available | data not available | data not applicable | data not available | Connected | 5 | 4.75 | 5 | 0.095 | 0.1 | 41121 | data not applicable | data not applicable | data not applicable | data not applicable | data not applicable | data not applicable | data not applicable | data not available | data not available | data not available | data not available | data not available | data not available | 45750
2100041089685 | [5 empty] | 2100041089700 | Pulse clean energy uk limited | Hirwaun stor generation | Unit 1-4 | Hirwaun Industrial Estate, Hirwaun | Aberdare | Mid Glamorgan | CF44 9UY | United Kingdom | 294270 | 206050 | Swansea North Grid | Hirwaun Grid | data not available | 33 | National Grid Electricity Distribution (South Wales) Plc | Stored Energy (all stored energy irrespective of the original energy source) | Storage - Electrochemical (Batteries) | No | data not available | data not available | 27.72 | data not applicable | data not applicable | data not applicable | data not available | data not available | data not applicable | data not applicable | data not applicable | data not applicable | data not available | data not available | data not applicable | data not available | Connected | 27.72 | 20.672 | 21.76 | 19.95 | 21 | 45422 | data not applicable | data not applicable | data not applicable | data not applicable | data not applicable | data not applicable | data not applicable | data not available | data not available | data not available | data not available | data not available | data not available | 45750
2100041101543 | [5 empty] | 2100041101552 | Langstone solar farm 2012 ltd | Newport, langstone solar farm | Hazel Farm | Langstone Court Road | Newport | Gwent | NP18 2NE | United Kingdom | 337022 | 189363 | Uskmouth | Newport South | Ringland Newport | 11 | National Grid Electricity Distribution (South Wales) Plc | Solar | Photovoltaic | No | data not available | data not available | 2.5 | data not applicable | data not applicable | data not applicable | data not available | data not available | data not applicable | data not applicable | data not applicable | data not applicable | data not available | data not available | data not applicable | data not available | Connected | 2.5 | 2.375 | 2.5 | 0.095 | 0.1 | 41214 | data not applicable | data not applicable | data not applicable | data not applicable | data not applicable | data not applicable | data not applicable | data not available | data not available | data not available | data not available | data not available | data not available | 45750
2100041103407 | [5 empty] | 2100041103391 | Pulse clean energy uk ltd | Tir john bess | Tir John Generation | Site Adjacent To Ngd Substation, Off Dinam Road & Tir John North Road, Saint Thomas | Swansea | data not available | SA1 8NZ | United Kingdom | 268760 | 193570 | Swansea North Grid | Tir John Power Station | data not available | 33 | National Grid Electricity Distribution (South Wales) Plc | Stored Energy (all stored energy irrespective of the original energy source) | Storage - Electrochemical (Batteries) | No | data not available | data not available | 24.88 | data not applicable | data not applicable | data not applicable | data not available | data not available | data not applicable | data not applicable | data not applicable | data not applicable | data not available | data not available | data not applicable | data not available | Connected | 24.88 | 22.572 | 23.76 | 19.95 | 21 | 44967 | data not applicable | data not applicable | data not applicable | data not applicable | data not applicable | data not applicable | data not applicable | data not available | data not available | data not available | data not available | data not available | data not available | 45750
2100041105609 | [5 empty] | 2100041105593 | Wear point wind limited | Wear point wind farm | Wear Point Wind Farm | Main Road, Waterston | Milford haven | Dyfed | SA73 1DR | United Kingdom | 193491 | 204557 | Pembroke Power Station | Golden Hill Grid | data not available | 33 | National Grid Electricity Distribution (South Wales) Plc | Wind | Onshore wind turbines | No | data not available | data not available | 8.2 | data not applicable | data not applicable | data not applicable | data not available | data not available | data not applicable | data not applicable | data not applicable | data not applicable | data not available | data not available | data not applicable | data not available | Connected | 8.2 | 9.5 | 10 | 0.0665 | 0.07 | 41628 | data not applicable | data not applicable | data not applicable | data not applicable | data not applicable | data not applicable | data not applicable | data not available | data not available | data not available | data not available | data not available | data not available | 45750
2100041113247 | [5 empty] | 2100041113229 | Ks spv 24 limited | Pembroke dock west farm pv | West Farm | Cosheston | Pembroke dock | Dyfed | SA72 4UN | United Kingdom | 200128 | 203686 | Pembroke Power Station | Golden Hill Grid | data not available | 33 | National Grid Electricity Distribution (South Wales) Plc | Solar | Photovoltaic | No | data not available | data not available | 11.475 | data not applicable | data not applicable | data not applicable | data not available | data not available | data not applicable | data not applicable | data not applicable | data not applicable | data not available | data not available | data not applicable | data not available | Connected | 11.475 | 10.925 | 11.5 | 0.1235 | 0.13 | 41360 | data not applicable | data not applicable | data not applicable | data not applicable | data not applicable | data not applicable | data not applicable | data not available | data not available | data not available | data not available | data not available | data not available | 45750
2100041113335 | [5 empty] | 2100041113326 | Aee renewables uk 33 limited | Jordanston farm pv generation | New Dairy, Jordanston Farm | St Florence | Tenby | Dyfed | SA70 8NQ | United Kingdom | 207121 | 201331 | Pembroke Power Station | Golden Hill Grid | data not available | 33 | National Grid Electricity Distribution (South Wales) Plc | Solar | Photovoltaic | No | data not available | data not available | 4.5504 | data not applicable | data not applicable | data not applicable | data not available | data not available | data not applicable | data not applicable | data not applicable | data not applicable | data not available | data not available | data not applicable | data not available | Connected | 4.5504 | 4.3225 | 4.55 | 0.019 | 0.02 | 41332 | data not applicable | data not applicable | data not applicable | data not applicable | data not applicable | data not applicable | data not applicable | data not available | data not available | data not available | data not available | data not available | data not available | 45750
2100041115796 | [5 empty] | 2100041115787 | Rudbaxton solar park limited | Rudbaxton solar park | Great Rudbaxton Farm | Rudbaxton | Haverfordwest | Dyfed | SA62 4DB | United Kingdom | 196074 | 220491 | Pembroke Power Station | Haverfordwest Grid | data not available | 33 | National Grid Electricity Distribution (South Wales) Plc | Solar | Photovoltaic | No | data not available | data not available | 8.34 | data not applicable | data not applicable | data not applicable | data not available | data not available | data not applicable | data not applicable | data not applicable | data not applicable | data not available | data not available | data not applicable | data not available | Connected | 8.34 | 8.645 | 9.1 | 0.0475 | 0.05 | 41729 | data not applicable | data not applicable | data not applicable | data not applicable | data not applicable | data not applicable | data not applicable | data not available | data not available | data not available | data not available | data not available | data not available | 45750
1023485610730 |  |  |  | Abbey View Producers |  |  | GROWERS CHP (SOUTH) LIMITED | TOWER NURSERY | Netherhall Road |  | ROYDON | Essex | CM19 5JP | England | 539920 | 208190 | Rye House | Rye House Grid 33kV | Rye House Local Primary 11kV | 11 | Eastern Power Networks (EPN) | Biofuel biogas from anaerobic digestion (excluding landfill & sewage) | Steam-gas turbine (CCGT) |  |  |  | 3 | [12 empty] | No | Connected | 3 | 3 | 3.158 |  |  | 2000-06-26 | [13 empty] | 2020-12-14 | 1.2811 | 52.9299 | 52.9298708703688, 1.28105076253692 | EPN-S0000000H5064 | Fossil fuel
1594001055250 |  |  |  | CF Fertilisers UK Ltd |  | Data Not Available | Growhow UK Ltd (Billingham) | Growhow UK Ltd (Billingham) | PO Box 81 | How Grow UK LOTD | Billingham | County Durham | TS23 1XT | England | 443954 | 519879 | Saltholme | Billingham Synthetic | Billingham Synthetic Direct | 132 | Northern Powergrid (Northeast) plc | Fossil - Gas | Engine (combustion / reciprocating) | No | Data Not Applicable | Data Not Applicable | 21.85 | Data Not Available | Data Not Available | Data Not Available | Data Not Available | Data Not Available | Data Not Available | Data Not Available | Data Not Available | Data Not Available | Data Not Available | Data Not Available | Data Not Available | No | Connected | 21.85 | 7.6 | 8 | Data Not Available | Data Not Available | 2001-05-02 00:00:00 | Data Not Applicable | Data Not Applicable | 23 | Data Not Applicable | Data Not Applicable | Data Not Available | Data Not Available | Data Not Available | Data Not Available | Data Not Available | Data Not Available | Data Not Available | Data Not Available | 2017-03-08 | 54.572226244354546, -1.3216242707842656 |  | 2001-05-02 | Stockton-on-Tees
2100041136546 | [5 empty] | 2100041136537 | Ks spv 18 limited | Hoplass solar farm, rhoscrowther | Hoplass Farm | Rhoscrowther | Pembroke | Dyfed | SA71 5TG | United Kingdom | 191770 | 201076 | Pembroke Power Station | Golden Hill Grid | data not available | 33 | National Grid Electricity Distribution (South Wales) Plc | Solar | Photovoltaic | No | data not available | data not available | 8.5 | data not applicable | data not applicable | data not applicable | data not available | data not available | data not applicable | data not applicable | data not applicable | data not applicable | data not available | data not available | data not applicable | data not available | Connected | 8.5 | 8.55 | 9 | 0.0285 | 0.03 | 42076 | data not applicable | data not applicable | data not applicable | data not applicable | data not applicable | data not applicable | data not applicable | data not available | data not available | data not available | data not available | data not available | data not available | 45750
2100041142381 | [5 empty] | 2100041142372 | Viridor trident park limited | Cardiff, viridor trident park efw | Trident Park Generation | Off Ocean Way, Glass Avenue | Cardiff | South Glamorgan | CF24 5EN | United Kingdom | 320241 | 175410 | Cardiff East Grid | Cardiff Central Grid | data not available | 33 | National Grid Electricity Distribution (South Wales) Plc | Waste | Steam turbine (thermal power plant) | No | data not available | data not available | 39.7 | data not applicable | data not applicable | data not applicable | data not available | data not available | data not applicable | data not applicable | data not applicable | data not applicable | data not available | data not available | data not applicable | data not available | Connected | 39.7 | 34.9828 | 36.824 | 4.75 | 5 | 41729 | data not applicable | data not applicable | data not applicable | data not applicable | data not applicable | data not applicable | data not applicable | data not available | data not available | data not available | data not available | data not available | data not available | 45750
2100041150772 | [5 empty] | 2100041150763 | Elm uk solar limited | Baglan bay solar farm, port talbot | Baglan Power Station | Baglan Energy Park, Baglan Bay, Baglan, Neath | Port talbot | West Glamorgan | SA12 7GE | United Kingdom | 273111 | 192378 | Swansea North Grid | Briton Ferry Grid | data not available | 33 | National Grid Electricity Distribution (South Wales) Plc | Solar | Photovoltaic | No | data not available | data not available | 4.4 | data not applicable | data not applicable | data not applicable | data not available | data not available | data not applicable | data not applicable | data not applicable | data not applicable | data not available | data not available | data not applicable | data not available | Connected | 4.4 | 4.75 | 5 | 0.019 | 0.02 | 41760 | data not applicable | data not applicable | data not applicable | data not applicable | data not applicable | data not applicable | data not applicable | data not available | data not available | data not available | data not available | data not available | data not available | 45750
2100041150790 | [5 empty] | 2100041150781 | Ks spv 23 limited | Whitland caermelyn solar farm | Caermelyn Solar Farm, Land Near Llanlliwe Farm | Henllan Amgoed | Whitland | Carmarthenshire | SA34 0SS | United Kingdom | 218247 | 217877 | Pembroke Power Station | Haverfordwest Grid | data not available | 33 | National Grid Electricity Distribution (South Wales) Plc | Solar | Photovoltaic | No | data not available | data not available | 14.9796 | data not applicable | data not applicable | data not applicable | data not available | data not available | data not applicable | data not applicable | data not applicable | data not applicable | data not available | data not available | data not applicable | data not available | Connected | 14.9796 | 14.25 | 15 | 0.1425 | 0.15 | 41729 | data not applicable | data not applicable | data not applicable | data not applicable | data not applicable | data not applicable | data not applicable | data not available | data not available | data not available | data not available | data not available | data not available | 45750
2100041150842 | [5 empty] | 2100041150833 | Milford haven properties limited | Liddeston ridge, milford haven | Export | Liddlestone Ridge | Milford haven | Dyfed | SA73 3LS | United Kingdom | 190028 | 206597 | Pembroke Power Station | Haverfordwest Grid | data not available | 33 | National Grid Electricity Distribution (South Wales) Plc | Solar | Photovoltaic | No | data not available | data not available | 4.994 | data not applicable | data not applicable | data not applicable | data not available | data not available | data not applicable | data not applicable | data not applicable | data not applicable | data not available | data not available | data not applicable | data not available | Connected | 4.994 | 4.9875 | 5.25 | 0.02375 | 0.025 | 41719 | data not applicable | data not applicable | data not applicable | data not applicable | data not applicable | data not applicable | data not applicable | data not available | data not available | data not available | data not available | data not available | data not available | 45750
1460001526998 | [5 empty] | 1460001527004 | Grundon waste management ltd | Wigmoor farm landfill stoke orchard road, bishops cleeve cheltenham | Grundon Waste Management Limited Cleeve Quarry, Wingmoor Farm | Stoke Orchard Road, Bishops Cleeve | Cheltenham | Gloucestershire | GL52 7DG | United Kingdom | 394525 | 227599 | Port Ham 132Kv S Stn | Cheltenham 66Kv S Stn | Bishops Cleeve 66 11Kv S Stn | 11 | National Grid Electricity Distribution (West Midlands) Plc | Biofuel - Landfill gas | Gas turbine (OCGT) | No | data not available | data not available | 1.2 | data not applicable | data not applicable | data not applicable | data not available | data not available | data not applicable | data not applicable | data not applicable | data not applicable | data not available | data not available | data not applicable | data not available | Connected | 1.2 | 1.14 | 1.2 | 0.2185 | 0.23 | 44790 | data not applicable | data not applicable | data not applicable | data not applicable | data not applicable | data not applicable | data not applicable | data not available | data not available | data not available | data not available | data not available | data not available | 45750
2100041172109 | [5 empty] | 2100041172093 | Equitix solar (1) limited | St hilary garn farm solar farm | Garn Farm | Llantrihyd | St hilary | Vale Of Glamorgan | CF71 7DP | United Kingdom | 303526 | 173597 | Aberthaw Power Station | Barry Grid | data not available | 33 | National Grid Electricity Distribution (South Wales) Plc | Solar | Photovoltaic | No | data not available | data not available | 6.3 | data not applicable | data not applicable | data not applicable | data not available | data not available | data not applicable | data not applicable | data not applicable | data not applicable | data not available | data not available | data not applicable | data not available | Connected | 6.3 | 6.08 | 6.4 | 0.38 | 0.4 | 41699 | data not applicable | data not applicable | data not applicable | data not applicable | data not applicable | data not applicable | data not applicable | data not available | data not available | data not available | data not available | data not available | data not available | 45750
2100041172242 | [5 empty] | 2100041172001 | Oakdale wind farm limited | Crumlin, pen-y-fan ind est, plateau 1, wind turbines | Plateau 1 | Parkway, Pen-Y-Fan Industrial Estate, Crumlin | Newport | Mid Glamorgan | NP11 3EF | United Kingdom | 319458 | 200072 | Rassau Gsp | Crumlin | Crumlin Primary | 11 | National Grid Electricity Distribution (South Wales) Plc | Wind | Onshore wind turbines | No | data not available | data not available | 4 | data not applicable | data not applicable | data not applicable | data not available | data not available | data not applicable | data not applicable | data not applicable | data not applicable | data not available | data not available | data not applicable | data not available | Connected | 4 | 3.895 | 4.1 | 0.095 | 0.1 | 41610 | data not applicable | data not applicable | data not applicable | data not applicable | data not applicable | data not applicable | data not applicable | data not available | data not available | data not available | data not available | data not available | data not available | 45750
2100041182170, 2100041182180 | [5 empty] | 2189999996981, 2189999996990 | Associated british ports south wales | Newport associated british ports | North Docks Wind Turbine No 2 (West) | Alexandra Docks | Newport | Gwent | NP20 2UW | United Kingdom | 331845 | 185616 | data not available | data not available | data not available | 11 | National Grid Electricity Distribution (South Wales) Plc | Wind | Onshore wind turbines | No | data not available | data not available | 4.6 | Solar | Photovoltaic | No | data not available | data not available | 0.25 | data not applicable | data not applicable | No | data not available | data not available | 0.1 | data not available | Connected | 4.95 | 8.74 | 9.2 | 19 | 20 | 42517 | data not applicable | data not applicable | data not applicable | data not applicable | data not applicable | data not applicable | data not applicable | data not available | data not available | data not available | data not available | data not available | data not available | 45750
2394000134454 |  |  | Glass company |  |  | 2394000134463 | Guardian Industries UK | Guardian Industries UK | Guardian Industires UK ltd | Tom Pudding Way | Goole | North Yorkshire | DN14 8GA | England | 472347 | 422913 | Camblesforth | Camblesforth | Glassworks 1_2 | 11 | Northern Powergrid (Yorkshire) plc | Fossil - Gas | Engine (combustion / reciprocating) | No | Data Not Applicable | Data Not Applicable | 5.16 | Data Not Available | Data Not Available | Data Not Available | Data Not Available | Data Not Available | Data Not Available | Data Not Available | Data Not Available | Data Not Available | Data Not Available | Data Not Available | Data Not Available | No | Connected | 5.16 | 3 | 3.158 | Data Not Available | Data Not Available | 2017-06-20 00:00:00 | Data Not Applicable | Data Not Applicable | 5.432 | Data Not Applicable | Data Not Applicable | 2016-12-22 00:00:00 | Data Not Available | Data Not Available | Data Not Available | Data Not Available | Data Not Available | Data Not Available | Data Not Available | 2017-03-08 | 53.6976541502859, -0.9057148931423166 | 2016-12-22 | 2017-06-20 | East Riding of Yorkshire
2100041195106 | [5 empty] | 2100041195090 | Lightsource spv 76 limited | Cowbridge treguff pv | Treguff Farm | St Mary Church | Cowbridge | Vale Of Glamorgan | CF71 7LT | United Kingdom | 303105 | 171304 | Aberthaw Power Station | East Aberthaw | data not available | 33 | National Grid Electricity Distribution (South Wales) Plc | Solar | Photovoltaic | No | data not available | data not available | 3.12 | data not applicable | data not applicable | data not applicable | data not available | data not available | data not applicable | data not applicable | data not applicable | data not applicable | data not available | data not available | data not applicable | data not available | Connected | 3.12 | 3.61 | 3.8 | 0.095 | 0.1 | 42039 | data not applicable | data not applicable | data not applicable | data not applicable | data not applicable | data not applicable | data not applicable | data not available | data not available | data not available | data not available | data not available | data not available | 45750
2100041197878 | [5 empty] | 2100041197869 | Rashmika spv1 limited | Bary sutton farm solar park | Sutton Fach Farm | Waycock Road | Barry | Mid Glamorgan | CF62 3AA | United Kingdom | 308064 | 169784 | Aberthaw Power Station | East Aberthaw | data not available | 33 | National Grid Electricity Distribution (South Wales) Plc | Solar | Photovoltaic | No | data not available | data not available | 5.6 | data not applicable | data not applicable | data not applicable | data not available | data not available | data not applicable | data not applicable | data not applicable | data not applicable | data not available | data not available | data not applicable | data not available | Connected | 5.6 | 5.32 | 5.6 | 0.0665 | 0.07 | 41729 | data not applicable | data not applicable | data not applicable | data not applicable | data not applicable | data not applicable | data not applicable | data not available | data not available | data not available | data not available | data not available | data not available | 45750
2100041197896 | [5 empty] | 2100041197887 | Oda solar spv1 limited | Loughor solar park, aberthaw | Loughor Solar Park | West Aberthaw | Barry | South Glamorgan | CF62 4JA | United Kingdom | 302300 | 167100 | Aberthaw Power Station | East Aberthaw | data not available | 33 | National Grid Electricity Distribution (South Wales) Plc | Solar | Photovoltaic | No | data not available | data not available | 4.2 | data not applicable | data not applicable | data not applicable | data not available | data not available | data not applicable | data not applicable | data not applicable | data not applicable | data not available | data not available | data not applicable | data not available | Connected | 4.2 | 4.446 | 4.68 | 0.0285 | 0.03 | 41729 | data not applicable | data not applicable | data not applicable | data not applicable | data not applicable | data not applicable | data not applicable | data not available | data not available | data not available | data not available | data not available | data not available | 45750
2100041200262 | [5 empty] | 2100041200253 | Tiers cross solar limited | Tiers cross, robeston west, milford haven | Rose Cottage | Robeston West | Milford haven | Dyfed | SA73 3TN | United Kingdom | 189884 | 210108 | Pembroke Power Station | Milford Haven Grid | data not available | 132 | National Grid Electricity Distribution (South Wales) Plc | Solar | Photovoltaic | No | data not available | data not available | 23.985 | data not applicable | data not applicable | data not applicable | data not available | data not available | data not applicable | data not applicable | data not applicable | data not applicable | data not available | data not available | data not applicable | data not available | Connected | 23.985 | 22.7905 | 23.99 | 0.22325 | 0.235 | 41885 | data not applicable | data not applicable | data not applicable | data not applicable | data not applicable | data not applicable | data not applicable | data not available | data not available | data not available | data not available | data not available | data not available | 45750
2100041201309 | [5 empty] | 2100041201293 | Elgin energy 7 limited | Clawdd ddu farm, pontarddulais | Clawdd Du | Pontardulais Road, Tycroes | Ammanford | West Glamorgan | SA18 3RE | United Kingdom | 259907 | 209211 | Swansea North Grid | Ammanford Grid | data not available | 33 | National Grid Electricity Distribution (South Wales) Plc | Solar | Photovoltaic | No | data not available | data not available | 11.55 | data not applicable | data not applicable | data not applicable | data not available | data not available | data not applicable | data not applicable | data not applicable | data not applicable | data not available | data not available | data not applicable | data not available | Connected | 11.55 | 11.685 | 12.3 | 0.0285 | 0.03 | 41729 | data not applicable | data not applicable | data not applicable | data not applicable | data not applicable | data not applicable | data not applicable | data not available | data not available | data not available | data not available | data not available | data not available | 45750
2100041201327 | [5 empty] | 2100041201318 | Betingau solar limited | Cefn betingau farm, swansea | Cefn Betingau Farm | Rhydypandy Road, Morriston | Swansea | West Glamorgan | SA6 6NX | United Kingdom | 266073 | 201505 | Swansea North Grid | Swansea North Bsp | data not available | 33 | National Grid Electricity Distribution (South Wales) Plc | Solar | Photovoltaic | No | data not available | data not available | 8.75 | data not applicable | data not applicable | data not applicable | data not available | data not available | data not applicable | data not applicable | data not applicable | data not applicable | data not available | data not available | data not applicable | data not available | Connected | 8.75 | 8.55 | 9 | 0.02375 | 0.025 | 41729 | data not applicable | data not applicable | data not applicable | data not applicable | data not applicable | data not applicable | data not applicable | data not available | data not available | data not available | data not available | data not available | data not available | 45750
2100041202640 | [5 empty] | 2100041202650 | Monsolar iq limited | Woden solar park michaelstone la pit | Woden Park | Cwrt Yr Ala Road, Michaelston Le Pit | Wenvoe | South Glamorgan | CF5 5QS | United Kingdom | 314335 | 175375 | Aberthaw Power Station | Cardiff West Grid | Highmead | 11 | National Grid Electricity Distribution (South Wales) Plc | Solar | Photovoltaic | No | data not available | data not available | 1 | data not applicable | data not applicable | data not applicable | data not available | data not available | data not applicable | data not applicable | data not applicable | data not applicable | data not available | data not available | data not applicable | data not available | Connected | 1 | 4.7424 | 4.992 | 0.02375 | 0.025 | 41715 | data not applicable | data not applicable | data not applicable | data not applicable | data not applicable | data not applicable | data not applicable | data not available | data not available | data not available | data not available | data not available | data not available | 45750
2100041212230 | [5 empty] | 2100041212221 | Pentre solar limited | Pentre farm, llanon, llanelli | Pentre Farm | Llannon | Llanelli | Dyfed | SA14 6AP | United Kingdom | 253389 | 209267 | Swansea North Grid | Trostre Grid | data not available | 33 | National Grid Electricity Distribution (South Wales) Plc | Solar | Photovoltaic | No | data not available | data not available | 5.095 | data not applicable | data not applicable | data not applicable | data not available | data not available | data not applicable | data not applicable | data not applicable | data not applicable | data not available | data not available | data not applicable | data not available | Connected | 5.095 | 5.225 | 5.5 | 0.5225 | 0.55 | 41907 | data not applicable | data not applicable | data not applicable | data not applicable | data not applicable | data not applicable | data not applicable | data not available | data not available | data not available | data not available | data not available | data not available | 45750
Data not available |  |  | Guys Hospital |  |  |  | Guys Hospital | Guys Hospital | TOWER BLOCK |  | Southwark | LONDON | SE1 9RT | England | 532730 | 180143 | New Cross 132kV to Wimbledon 1 and 2 132kV | - | Tooley St 11kV | 11 | London Power Networks (LPN) | Fossil - Gas | Engine (combustion / reciprocating) |  |  |  | 3.2 | [12 empty] | No | Connected | 3.2 | 3.2 | 4 |  |  | 2007-12-01 | [13 empty] | 2020-11-13 | -0.027761 | 51.5064 | 51.5063726934846, -0.0277611495885446 | LPN-S000000000639 | Fossil fuel
2100041217850 | [5 empty] | 2100041217888 | Beegreen solar ltd | Sedbury solar park | Export | Sedbury | Chepstow | Gwent | NP16 7EY | United Kingdom | 355426 | 193265 | Uskmouth | Sudbrook | Chepstow | 11 | National Grid Electricity Distribution (South Wales) Plc | Solar | Photovoltaic | No | data not available | data not available | 5 | data not applicable | data not applicable | data not applicable | data not available | data not available | data not applicable | data not applicable | data not applicable | data not applicable | data not available | data not available | data not applicable | data not available | Connected | 5 | 4.75 | 5 | 0.0665 | 0.07 | 42088 | data not applicable | data not applicable | data not applicable | data not applicable | data not applicable | data not applicable | data not applicable | data not available | data not available | data not available | data not available | data not available | data not available | 45750
1700000000000 | [5 empty] | 1700000000000 | GVO WIND NO.4DATA NOT AVAILABLE LTD | UPPER GEISLITTLE / WEYDALE | UPPER GEISLITTLE WIND | DATA NOT AVAILABLE | THURSO | HIGHLAND | KW14 8YH | SCOTLAND | 312487 | 965579 | THURSO SOUTH GRID | DATA NOT APPLICABLE | THURSO SOUTH GRID | 33 | SCOTTISH HYDRO ELECTRIC POWER DISTRIBUTION PLC | BIOMASS | DATA NOT AVAILABLE | NO | DATA NOT AVAILABLE | DATA NOT AVAILABLE | 3.325 | DATA NOT AVAILABLE | DATA NOT AVAILABLE | DATA NOT AVAILABLE | DATA NOT AVAILABLE | DATA NOT AVAILABLE | DATA NOT AVAILABLE | DATA NOT AVAILABLE | DATA NOT AVAILABLE | DATA NOT AVAILABLE | DATA NOT AVAILABLE | DATA NOT AVAILABLE | DATA NOT AVAILABLE | NO | CONNECTED | 3.325 | 3.325 | 3.5 | DATA NOT AVAILABLE | DATA NOT AVAILABLE | 42636 | DATA NOT AVAILABLE | DATA NOT AVAILABLE | DATA NOT AVAILABLE | DATA NOT AVAILABLE | DATA NOT AVAILABLE | DATA NOT AVAILABLE | DATA NOT AVAILABLE | N | DATA NOT AVAILABLE | DATA NOT AVAILABLE | DATA NOT AVAILABLE | DATA NOT AVAILABLE | DATA NOT AVAILABLE | 44034
2100041230842 | [5 empty] | 2100041230833 | Sunsave 14 (fenton) limited | Fenton home farm solar farm | Fenton Home Farm | Crundale | Haverfordwest | Dyfed | SA62 4PY | United Kingdom | 198922 | 217424 | Pembroke Power Station | Haverfordwest Grid | data not available | 33 | National Grid Electricity Distribution (South Wales) Plc | Solar | Photovoltaic | No | data not available | data not available | 31.28 | data not applicable | data not applicable | data not applicable | data not available | data not available | data not applicable | data not applicable | data not applicable | data not applicable | data not available | data not available | data not applicable | data not available | Connected | 31.28 | 34.2 | 36 | 0.0475 | 0.05 | 41912 | data not applicable | data not applicable | data not applicable | data not applicable | data not applicable | data not applicable | data not applicable | data not available | data not available | data not available | data not available | data not available | data not available | 45750
2100041240353 | [5 empty] | 2100041240344 | Sunsave 23 (yerbeston) limited | Yerbeston solar farm | Yerbeston Gate | Yerbeston | Kilgetty | Dyfed | SA68 0NS | United Kingdom | 207188 | 209122 | Pembroke Power Station | Haverfordwest Grid | data not available | 33 | National Grid Electricity Distribution (South Wales) Plc | Solar | Photovoltaic | No | data not available | data not available | 4.98 | data not applicable | data not applicable | data not applicable | data not available | data not available | data not applicable | data not applicable | data not applicable | data not applicable | data not available | data not available | data not applicable | data not available | Connected | 4.98 | 4.75 | 5 | 0.0475 | 0.05 | 42335 | data not applicable | data not applicable | data not applicable | data not applicable | data not applicable | data not applicable | data not applicable | data not available | data not available | data not available | data not available | data not available | data not available | 45750
2100041246319 | [5 empty] | 2100041246300 | Longlands lane renewables limited | Magor, longlands lane wt | Export | Longlands Lane, Redwick, Magor | Caldicot | Gwent | NP26 3TS | United Kingdom | 340830 | 185506 | Uskmouth | Magor Grid | Magor Primary | 11 | National Grid Electricity Distribution (South Wales) Plc | Wind | Onshore wind turbines | No | data not available | data not available | 1.5 | data not applicable | data not applicable | data not applicable | data not available | data not available | data not applicable | data not applicable | data not applicable | data not applicable | data not available | data not available | data not applicable | data not available | Connected | 1.5 | 1.425 | 1.5 | 0.0095 | 0.01 | 41960 | data not applicable | data not applicable | data not applicable | data not applicable | data not applicable | data not applicable | data not applicable | data not available | data not available | data not available | data not available | data not available | data not available | 45750
2100041251267 | [5 empty] | 2100041251258 | Pen y cae solar limited | Pen y cae solar farm, ammanford | Pen Y Cae;61 | Saron Road, Saron | Ammanford | Dyfed | SA18 3LH | United Kingdom | 259994 | 211868 | Swansea North Grid | Ammanford Grid | data not available | 33 | National Grid Electricity Distribution (South Wales) Plc | Solar | Photovoltaic | No | data not available | data not available | 5.9712 | data not applicable | data not applicable | data not applicable | data not available | data not available | data not applicable | data not applicable | data not applicable | data not applicable | data not available | data not available | data not applicable | data not available | Connected | 5.9712 | 5.6725 | 5.971 | 0.04275 | 0.045 | 42076 | data not applicable | data not applicable | data not applicable | data not applicable | data not applicable | data not applicable | data not applicable | data not available | data not available | data not available | data not available | data not available | data not available | 45750
2100041251285 | [5 empty] | 2100041251276 | Saron solar limited | Saron solar farm, ammanford | Export | Saron Road, Saron | Ammanford | West Glamorgan | SA18 3BJ | United Kingdom | 260600 | 212700 | Swansea North Grid | Ammanford Grid | data not available | 33 | National Grid Electricity Distribution (South Wales) Plc | Solar | Photovoltaic | No | data not available | data not available | 5.5656 | data not applicable | data not applicable | data not applicable | data not available | data not available | data not applicable | data not applicable | data not applicable | data not applicable | data not available | data not available | data not applicable | data not available | Connected | 5.5656 | 5.2867 | 5.565 | 0.04275 | 0.045 | 42076 | data not applicable | data not applicable | data not applicable | data not applicable | data not applicable | data not applicable | data not applicable | data not available | data not available | data not available | data not available | data not available | data not available | 45750
2100041252837 | [5 empty] | 2100041252819 | Brynteg solar limited | Brynteg solar farm, llanelli | Brynteg Farm | Five Roads | Llanelli | Dyfed | SA15 4ND | United Kingdom | 249621 | 203808 | Swansea North Grid | Trostre Grid | data not available | 33 | National Grid Electricity Distribution (South Wales) Plc | Solar | Photovoltaic | No | data not available | data not available | 12.24 | data not applicable | data not applicable | data not applicable | data not available | data not available | data not applicable | data not applicable | data not applicable | data not applicable | data not available | data not available | data not applicable | data not available | Connected | 12.24 | 12.236 | 12.88 | 0.114 | 0.12 | 41992 | data not applicable | data not applicable | data not applicable | data not applicable | data not applicable | data not applicable | data not applicable | data not available | data not available | data not available | data not available | data not available | data not available | 45750
2100041254978 | [5 empty] | 2100041254969 | Hendre fawr solar limited | Aberdare hendre fawr solar farm | Hendre Fawr Farm | Mount Road, Rhigos | Aberdare | Mid Glamorgan | CF44 9RX | United Kingdom | 390600 | 205800 | Swansea North Grid | Hirwaun Grid | data not available | 33 | National Grid Electricity Distribution (South Wales) Plc | Solar | Photovoltaic | No | data not available | data not available | 9.8 | data not applicable | data not applicable | data not applicable | data not available | data not available | data not applicable | data not applicable | data not applicable | data not applicable | data not available | data not available | data not applicable | data not available | Connected | 9.8 | 9.69 | 10.2 | 0.0285 | 0.03 | 42069 | data not applicable | data not applicable | data not applicable | data not applicable | data not applicable | data not applicable | data not applicable | data not available | data not available | data not available | data not available | data not available | data not available | 45750
2100041256901 | [5 empty] | 2100041256896 | Pennant walters (hirwaun) ltd | Mynydd y gynnon farm, hirwaun | Mynydd Y Gynnon Farm | Hirwaun Common, Hirwaun | Aberdare | Mid Glamorgan | CF44 9UL | United Kingdom | 296070 | 204410 | Upper Boat | data not available | data not available | 132 | National Grid Electricity Distribution (South Wales) Plc | Wind | Onshore wind turbines | No | data not available | data not available | 22.5 | data not applicable | data not applicable | data not applicable | data not available | data not available | data not applicable | data not applicable | data not applicable | data not applicable | data not available | data not available | data not applicable | data not available | Connected | 22.5 | 22.8 | 24 | 0.475 | 0.5 | 42075 | data not applicable | data not applicable | data not applicable | data not applicable | data not applicable | data not applicable | data not applicable | data not available | data not available | data not available | data not available | data not available | data not available | 45750
2100041257269 | [5 empty] | 2100041257250 | Hendai solar limited | Hendai farm, heol adam, gelligaer | Hendai Farm | Heol Adam, Gelligaer | Hengoed | Mid Glamorgan | CF82 8FU | United Kingdom | 311861 | 197860 | Upper Boat | Dowlais Grid | data not available | 33 | National Grid Electricity Distribution (South Wales) Plc | Solar | Photovoltaic | No | data not available | data not available | 10 | data not applicable | data not applicable | data not applicable | data not available | data not available | data not applicable | data not applicable | data not applicable | data not applicable | data not available | data not available | data not applicable | data not available | Connected | 10 | 9.5 | 10 | 0.057 | 0.06 | 42045 | data not applicable | data not applicable | data not applicable | data not applicable | data not applicable | data not applicable | data not applicable | data not available | data not available | data not available | data not available | data not available | data not available | 45750
2100041258607 | [5 empty] | 2100041258591 | Singrug limited | Blackwood cwm cae singrug farm | Track Off St Tudor'S Church | Mynydd Islwyn | Blackwood | Gwent | NP12 2BG | United Kingdom | 319520 | 193670 | Rassau Gsp | Crumlin | data not available | 33 | National Grid Electricity Distribution (South Wales) Plc | Solar | Photovoltaic | No | data not available | data not available | 8.85 | data not applicable | data not applicable | data not applicable | data not available | data not available | data not applicable | data not applicable | data not applicable | data not applicable | data not available | data not available | data not applicable | data not available | Connected | 8.85 | 9.5 | 10 | 0.095 | 0.1 | 42065 | data not applicable | data not applicable | data not applicable | data not applicable | data not applicable | data not applicable | data not applicable | data not available | data not available | data not available | data not available | data not available | data not available | 45750
2100041260313 | [5 empty] | 2100041260304 | Sunsave 29 (court colman) limited | Bridgend court colman | Court Colman Pv Park | Pen Y Fai | Bridgend | Mid Glamorgan | CF31 4NG | United Kingdom | 287766 | 181701 | Pyle Grid | Bridgend Grid | data not available | 33 | National Grid Electricity Distribution (South Wales) Plc | Solar | Photovoltaic | No | data not available | data not available | 14.96 | data not applicable | data not applicable | data not applicable | data not available | data not available | data not applicable | data not applicable | data not applicable | data not applicable | data not available | data not available | data not applicable | data not available | Connected | 14.96 | 14.25 | 15 | 0.0475 | 0.05 | 42268 | data not applicable | data not applicable | data not applicable | data not applicable | data not applicable | data not applicable | data not applicable | data not available | data not available | data not available | data not available | data not available | data not available | 45750
2100041260340 | [5 empty] | 2100041260331 | Esf llwyndu limited | Llwyndu solar farm | Llwyndu Pv Generation | Llwyndu Farm | Blaenporth | Cardigan | SA43 2JB | United Kingdom | 227211 | 248691 | Swansea North Grid | Rhos Grid | data not available | 33 | National Grid Electricity Distribution (South Wales) Plc | Solar | Photovoltaic | No | data not available | data not available | 5.94 | data not applicable | data not applicable | data not applicable | data not available | data not available | data not applicable | data not applicable | data not applicable | data not applicable | data not available | data not available | data not applicable | data not available | Connected | 5.94 | 6.2073 | 6.534 | 0.0285 | 0.03 | 42054 | data not applicable | data not applicable | data not applicable | data not applicable | data not applicable | data not applicable | data not applicable | data not available | data not available | data not available | data not available | data not available | data not available | 45750
2100041260642 | [5 empty] | 2100041260633 | Abergelli solar limited | Abergelli farm, swansea | Abergelli Fach Farm | Felindre | Swansea | West Glamorgan | SA5 7NN | United Kingdom | 265117 | 201649 | Swansea North Grid | Swansea North Bsp | data not available | 33 | National Grid Electricity Distribution (South Wales) Plc | Solar | Photovoltaic | No | data not available | data not available | 6.735 | data not applicable | data not applicable | data not applicable | data not available | data not available | data not applicable | data not applicable | data not applicable | data not applicable | data not available | data not available | data not applicable | data not available | Connected | 6.735 | 6.3982 | 6.735 | 0.13775 | 0.145 | 45777 | data not applicable | data not applicable | data not applicable | data not applicable | data not applicable | data not applicable | data not applicable | data not available | data not available | data not available | data not available | data not available | data not available | 45750
2100041264099 | [5 empty] | 2100041264080 | Crug mawr solar farm limited | Cardigan crug mawr farm | Crugmore Farm | Penparc | Cardigan | Dyfed | SA43 1RD | United Kingdom | 220618 | 247249 | Swansea North Grid | Rhos Grid | data not available | 33 | National Grid Electricity Distribution (South Wales) Plc | Solar | Photovoltaic | No | data not available | data not available | 6.06 | data not applicable | data not applicable | data not applicable | data not available | data not available | data not applicable | data not applicable | data not applicable | data not applicable | data not available | data not available | data not applicable | data not available | Connected | 6.06 | 5.7 | 6 | 0.02375 | 0.025 | 42088 | data not applicable | data not applicable | data not applicable | data not applicable | data not applicable | data not applicable | data not applicable | data not available | data not available | data not available | data not available | data not available | data not available | 45750
2100041265525 | [5 empty] | 2100041265516 | Wse chapel hill limited | Pembrokeshire yerbeston solar park | Yerbeston Solar Park | Chapel Hill | St twynells | Dyfed | SA71 5HY | United Kingdom | 196129 | 197836 | Pembroke Power Station | Golden Hill Grid | data not available | 33 | National Grid Electricity Distribution (South Wales) Plc | Solar | Photovoltaic | No | data not available | data not available | 7.2 | data not applicable | data not applicable | data not applicable | data not available | data not available | data not applicable | data not applicable | data not applicable | data not applicable | data not available | data not available | data not applicable | data not available | Connected | 7.2 | 7.6 | 8 | 0.095 | 0.1 | 42086 | data not applicable | data not applicable | data not applicable | data not applicable | data not applicable | data not applicable | data not applicable | data not available | data not available | data not available | data not available | data not available | data not available | 45750
Data not available |  |  |  | NTT DATA CENTRE |  |  | Gyron Internet Ltd | GYRON MAYLANDS DATACENTRE |  |  | HEMEL HEMPSTEAD | Herts | HP2 7DF | England | 507510 | 208460 | Elstree | Piccotts End Grid 33kV | Industrial Primary 11kV | 11 | Eastern Power Networks (EPN) | Fossil - Oil | Engine (combustion / reciprocating) |  |  |  | 8 | [12 empty] | No | Connected | 8 | 8 | 8.421 | 0 | 0 | 2018-10-29 | [13 empty] | 2021-12-14 | 0.60457 | 51.9051 | 51.9051333202467, 0.604566363991184 | EPN-S0000000D3015 | Storage
2100041267930 | [5 empty] | 2100041267912 | Wse rhydypandy limited | Swansea cefn betingau b | Cefn Betingau 'B' Solar Park | Rhydypandy Road, Morriston | Swansea | West Glamorgan | SA6 6NX | United Kingdom | 266057 | 201531 | Swansea North Grid | Swansea North Bsp | data not available | 33 | National Grid Electricity Distribution (South Wales) Plc | Solar | Photovoltaic | No | data not available | data not available | 5.1 | data not applicable | data not applicable | data not applicable | data not available | data not available | data not applicable | data not applicable | data not applicable | data not applicable | data not available | data not available | data not applicable | data not available | Connected | 5.1 | 5.7 | 6 | 0.0285 | 0.03 | 42055 | data not applicable | data not applicable | data not applicable | data not applicable | data not applicable | data not applicable | data not applicable | data not available | data not available | data not available | data not available | data not available | data not available | 45750
2100041268846 | [5 empty] | 2100041268837 | Shoals hook solar (uk) limited | Haverfordwest shoals hook solar farm | Shoals Hook | data not available | Haverfordwest | Dyfed | SA62 4PZ | United Kingdom | 197815 | 216602 | Pembroke Power Station | Haverfordwest Grid | data not available | 33 | National Grid Electricity Distribution (South Wales) Plc | Solar | Photovoltaic | No | data not available | data not available | 12.12 | data not applicable | data not applicable | data not applicable | data not available | data not available | data not applicable | data not applicable | data not applicable | data not applicable | data not available | data not available | data not applicable | data not available | Connected | 12.12 | 11.4 | 12 | 0.057 | 0.06 | 42090 | data not applicable | data not applicable | data not applicable | data not applicable | data not applicable | data not applicable | data not applicable | data not available | data not available | data not available | data not available | data not available | data not available | 45750
2100041269840 | [5 empty] | 2100041269830 | Golden hill solar limited | Golden hill solar park | Mylett House | Myletts Hill, Golden Hill | Pembroke | Dyfed | SA71 4SZ | United Kingdom | 198979 | 202414 | Pembroke Power Station | Golden Hill Grid | Golden Hill Primary | 11 | National Grid Electricity Distribution (South Wales) Plc | Solar | Photovoltaic | No | data not available | data not available | 5.05 | data not applicable | data not applicable | data not applicable | data not available | data not available | data not applicable | data not applicable | data not applicable | data not applicable | data not available | data not available | data not applicable | data not available | Connected | 5.05 | 6.65 | 7 | 0.095 | 0.1 | 42089 | data not applicable | data not applicable | data not applicable | data not applicable | data not applicable | data not applicable | data not applicable | data not available | data not available | data not available | data not available | data not available | data not available | 45750
2100041270232 | [5 empty] | 2100041270241 | Cuckoo solar limited | Cuckoo grove west | Cuckoo Grove Solar Farm | Slade Hall Farm, Douglas James Way | Haverfordwest | Dyfed | SA61 2UX | United Kingdom | 192801 | 216610 | Pembroke Power Station | Haverfordwest Grid | Haverfordwest Power Stn | 11 | National Grid Electricity Distribution (South Wales) Plc | Solar | Photovoltaic | No | data not available | data not available | 4.8 | data not applicable | data not applicable | data not applicable | data not available | data not available | data not applicable | data not applicable | data not applicable | data not applicable | data not available | data not available | data not applicable | data not available | Connected | 4.8 | 4.56 | 4.8 | 0.0171 | 0.018 | 42082 | data not applicable | data not applicable | data not applicable | data not applicable | data not applicable | data not applicable | data not applicable | data not available | data not available | data not available | data not available | data not available | data not available | 45750
2100041270320 | [5 empty] | 2100041270311 | Sune hill farm solar limited | Penrhiwarwydd farm mynyddiswyn | Penrhiwarwydd Solar Farm | Mynyddislwyn | Newport | Gwent | NP11 7BB | United Kingdom | 318842 | 192333 | Rassau Gsp | Crumlin | data not available | 33 | National Grid Electricity Distribution (South Wales) Plc | Solar | Photovoltaic | No | data not available | data not available | 6.12 | data not applicable | data not applicable | data not applicable | data not available | data not available | data not applicable | data not applicable | data not applicable | data not applicable | data not available | data not available | data not applicable | data not available | Connected | 6.12 | 5.814 | 6.12 | 0.095 | 0.1 | 42083 | data not applicable | data not applicable | data not applicable | data not applicable | data not applicable | data not applicable | data not applicable | data not available | data not available | data not available | data not available | data not available | data not available | 45750
2100041270349 | [5 empty] | 2100041270376 | Gpp langstone llp | Aberporth solar farm | Aberporth Solar Farm | Aberporth | Cardigan | Ceredigion | SA43 2BS | United Kingdom | 224840 | 250289 | Swansea North Grid | Rhos Grid | Blaenporth | 11 | National Grid Electricity Distribution (South Wales) Plc | Solar | Photovoltaic | No | data not available | data not available | 1.19 | data not applicable | data not applicable | data not applicable | data not available | data not available | data not applicable | data not applicable | data not applicable | data not applicable | data not available | data not available | data not applicable | data not available | Connected | 1.19 | 1.14 | 1.2 | 0.0475 | 0.05 | 42087 | data not applicable | data not applicable | data not applicable | data not applicable | data not applicable | data not applicable | data not applicable | data not available | data not available | data not available | data not available | data not available | data not available | 45750
2100041272870 | [5 empty] | 2100041272860 | Sune little neath solar limited | Little neath, wogaston farm | Photovoltaic Installation, Wogaston | B4320 Wallaston Green To Junction B4319, Rhoscrowther | Pembroke | Dyfed | SA71 5AA | United Kingdom | 191778 | 200645 | Pembroke Power Station | Haverfordwest Grid | Steynton | 33 | National Grid Electricity Distribution (South Wales) Plc | Solar | Photovoltaic | No | data not available | data not available | 5.1 | data not applicable | data not applicable | data not applicable | data not available | data not available | data not applicable | data not applicable | data not applicable | data not applicable | data not available | data not available | data not applicable | data not available | Connected | 5.1 | 4.75 | 5 | 0.0285 | 0.03 | 42075 | data not applicable | data not applicable | data not applicable | data not applicable | data not applicable | data not applicable | data not applicable | data not available | data not available | data not available | data not available | data not available | data not available | 45750
2100041275356 | [5 empty] | 2100041275347 | Lightsource spv 105 limited | Maes bach solar farm | Maes Bach Farm | Willowford Road | Ton-teg | Mid Glamorgan | CF38 1SL | United Kingdom | 310586 | 185761 | Upper Boat | Upper Boat Bsp | Upper Boat Primary | 11 | National Grid Electricity Distribution (South Wales) Plc | Solar | Photovoltaic | No | data not available | data not available | 3.5 | data not applicable | data not applicable | data not applicable | data not available | data not available | data not applicable | data not applicable | data not applicable | data not applicable | data not available | data not available | data not applicable | data not available | Connected | 3.5 | 3.325 | 3.5 | 0.2375 | 0.25 | 42354 | data not applicable | data not applicable | data not applicable | data not applicable | data not applicable | data not applicable | data not applicable | data not available | data not available | data not available | data not available | data not available | data not available | 45750
2100041278161 | [5 empty] | 2100041278152 | Gelliwern solar limited | Gelliwern isaf solar farm, felindre, swansea | Solar Photovoltaic Panels, Gelli Wern Isaf | Felindre | Swansea | West Glamorgan | SA5 7PJ | United Kingdom | 262382 | 202019 | Swansea North Grid | Swansea North Bsp | data not available | 33 | National Grid Electricity Distribution (South Wales) Plc | Solar | Photovoltaic | No | data not available | data not available | 5 | data not applicable | data not applicable | data not applicable | data not available | data not available | data not applicable | data not applicable | data not applicable | data not applicable | data not available | data not available | data not applicable | data not available | Connected | 5 | 4.75 | 5 | 0.02375 | 0.025 | 42090 | data not applicable | data not applicable | data not applicable | data not applicable | data not applicable | data not applicable | data not applicable | data not available | data not available | data not available | data not available | data not available | data not available | 45750
1170000885309 | [5 empty] | 1170000885318 | Hall farm energy limited | Hall farm | Solar Farm, Hall Farm | Brackley Road | Radstone | Northamptonshire | NN13 5PY | United Kingdom | 458114 | 239726 | East Claydon 132Kv S Stn | Brackley 132Kv S Stn | Brackley 11Kv | 11 | National Grid Electricity Distribution (East Midlands) Plc | Fossil - Oil | Engine (combustion / reciprocating) | No | data not available | data not available | 5.28 | data not applicable | data not applicable | data not applicable | data not available | data not available | data not applicable | data not applicable | data not applicable | data not applicable | data not available | data not available | data not applicable | data not available | Connected | 5.28 | 4.75 | 5 | 0.0475 | 0.05 | 43070 | data not applicable | data not applicable | data not applicable | data not applicable | data not applicable | data not applicable | data not applicable | data not available | data not available | data not available | data not available | data not available | data not available | 45750
2100041290967 | [5 empty] | 2100041290958 | Fim solar distribution llp | Oak cottage,wiston, haverfordwest | Oak Cottage | Wiston | Haverfordwest | Dyfed | SA62 4PR | United Kingdom | 202911 | 217724 | Pembroke Power Station | Haverfordwest Grid | data not available | 33 | National Grid Electricity Distribution (South Wales) Plc | Solar | Photovoltaic | No | data not available | data not available | 4.59 | data not applicable | data not applicable | data not applicable | data not available | data not available | data not applicable | data not applicable | data not applicable | data not applicable | data not available | data not available | data not applicable | data not available | Connected | 4.59 | 4.3605 | 4.59 | 0.057 | 0.06 | 42240 | data not applicable | data not applicable | data not applicable | data not applicable | data not applicable | data not applicable | data not applicable | data not available | data not available | data not available | data not available | data not available | data not available | 45750
2100041295618 | [5 empty] | 2100041295609 | Gilfach renewable energy ltd | Blaenau fuel depot | Blaenau Fuel Depot | Penygroes Road, Blaenau | Ammanford | West Glamorgan | SA18 3BZ | United Kingdom | 260311 | 213516 | Swansea North Grid | Ammanford Grid | Cross Hands | 11 | National Grid Electricity Distribution (South Wales) Plc | Wind | Onshore wind turbines | No | data not available | data not available | 1 | data not applicable | data not applicable | data not applicable | data not available | data not available | data not applicable | data not applicable | data not applicable | data not applicable | data not available | data not available | data not applicable | data not available | Connected | 1 | 0.4997 | 0.526 | 0.019 | 0.02 | 42346 | data not applicable | data not applicable | data not applicable | data not applicable | data not applicable | data not applicable | data not applicable | data not available | data not available | data not available | data not available | data not available | data not available | 45750
2100041309935 | [5 empty] | 2100041309926 | Ridgeway solar energy limited | Red court farm, llysonnen rd, carmarthen | Redcourt Farm | Llysonnen Road | Carmarthen | Dyfed | SA33 5DR | United Kingdom | 237901 | 219366 | Swansea North Grid | Carmarthen Grid | data not available | 33 | National Grid Electricity Distribution (South Wales) Plc | Solar | Photovoltaic | No | data not available | data not available | 4.77 | data not applicable | data not applicable | data not applicable | data not available | data not available | data not applicable | data not applicable | data not applicable | data not applicable | data not available | data not available | data not applicable | data not available | Connected | 4.77 | 4.56 | 4.8 | 0.0285 | 0.03 | 42296 | data not applicable | data not applicable | data not applicable | data not applicable | data not applicable | data not applicable | data not applicable | data not available | data not available | data not available | data not available | data not available | data not available | 45750
2100041319367 | [5 empty] | 2100041319358 | Carn nicholas solar limited | Carn nicholas farm | Tir John Solar Park, Carn Nicholas Farm | , Bonymaen | Swansea | data not available | SA1 7BL | United Kingdom | 268671 | 193526 | Swansea North Grid | Tir John Power Station | data not available | 33 | National Grid Electricity Distribution (South Wales) Plc | Solar | Photovoltaic | No | data not available | data not available | 8.385 | data not applicable | data not applicable | data not applicable | data not available | data not available | data not applicable | data not applicable | data not applicable | data not applicable | data not available | data not available | data not applicable | data not available | Connected | 8.385 | 7.6 | 8 | 0.095 | 0.1 | 44858 | data not applicable | data not applicable | data not applicable | data not applicable | data not applicable | data not applicable | data not applicable | data not available | data not available | data not available | data not available | data not available | data not available | 45750
2100041320655 | [5 empty] | 2100041320646 | Good energy brynwhilach solar park limited | Brynwhilach farm swansea | Solar Farm, Bryn Whilach Farm | Morriston | Swansea | West Glamorgan | SA5 7PE | United Kingdom | 264396 | 200216 | Swansea North Grid | Swansea North Bsp | data not available | 33 | National Grid Electricity Distribution (South Wales) Plc | Solar | Photovoltaic | No | data not available | data not available | 4.08 | data not applicable | data not applicable | data not applicable | data not available | data not available | data not applicable | data not applicable | data not applicable | data not applicable | data not available | data not available | data not applicable | data not available | Connected | 4.08 | 4.0803 | 4.295 | 0.2185 | 0.23 | 42797 | data not applicable | data not applicable | data not applicable | data not applicable | data not applicable | data not applicable | data not applicable | data not available | data not available | data not available | data not available | data not available | data not available | 45750
2100041320673 | [5 empty] | 2100041320664 | Spf roberts wall limited | Roberts wall solar park | Solar Farm, Roberts Wall | Penally | Tenby | Dyfed | SA70 8NF | United Kingdom | 210038 | 200493 | Pembroke Power Station | Haverfordwest Grid | Tenby | 11 | National Grid Electricity Distribution (South Wales) Plc | Solar | Photovoltaic | No | data not available | data not available | 1.96 | data not applicable | data not applicable | data not applicable | data not available | data not available | data not applicable | data not applicable | data not applicable | data not applicable | data not available | data not available | data not applicable | data not available | Connected | 1.96 | 1.9608 | 2.064 | 0.0475 | 0.05 | 42361 | data not applicable | data not applicable | data not applicable | data not applicable | data not applicable | data not applicable | data not applicable | data not available | data not available | data not available | data not available | data not available | data not available | 45750
2100041320691 | [5 empty] | 2100041320682 | Pant y moch renewables limited | Pant y moch farm, mynydd emroc | Pantymoch Farm | Penycae | Port talbot | West Glamorgan | SA13 2UT | United Kingdom | 277887 | 189892 | Swansea North Grid | Briton Ferry Grid | data not available | 33 | National Grid Electricity Distribution (South Wales) Plc | Solar | Photovoltaic | No | data not available | data not available | 9.984 | data not applicable | data not applicable | data not applicable | data not available | data not available | data not applicable | data not applicable | data not applicable | data not applicable | data not available | data not available | data not applicable | data not available | Connected | 9.984 | 4.218 | 4.44 | 0.02375 | 0.025 | 42309 | data not applicable | data not applicable | data not applicable | data not applicable | data not applicable | data not applicable | data not applicable | data not available | data not available | data not available | data not available | data not available | data not available | 45750
2100041321817 | [5 empty] | 2100041321808 | Sune waycock road solar limited | Barry jesus college pv generation | Jesus College Pv Generation | Waycock Road | Barry | South Glamorgan | CF62 3AA | United Kingdom | 309056 | 169637 | Aberthaw Power Station | Barry Grid | data not available | 33 | National Grid Electricity Distribution (South Wales) Plc | Solar | Photovoltaic | No | data not available | data not available | 5.25 | data not applicable | data not applicable | data not applicable | data not available | data not available | data not applicable | data not applicable | data not applicable | data not applicable | data not available | data not available | data not applicable | data not available | Connected | 5.25 | 4.845 | 5.1 | 0.0285 | 0.03 | 42460 | data not applicable | data not applicable | data not applicable | data not applicable | data not applicable | data not applicable | data not applicable | data not available | data not available | data not available | data not available | data not available | data not available | 45750
2394000111698 | [5 empty] | Data Not Available | Hall Water Treatment Works | Hall Water Treatment Works | Hall W.T.W | Collingham Road | Lincoln | Lincolnshire | LN1 2LL | England | 483124 | 373939 | Keadby | Blyton | Stow | 11 | Northern Powergrid (Yorkshire) plc | Fossil - Gas | Steam turbine (thermal power plant) | Yes | Data Not Applicable | Data Not Applicable | 1.596 | Data Not Available | Data Not Available | Data Not Available | Data Not Available | Data Not Available | Data Not Available | Data Not Available | Data Not Available | Data Not Available | Data Not Available | Data Not Available | Data Not Available | No | Connected | 1.596 | 0.8 | 0.842 | Data Not Available | Data Not Available | 2014-04-15 00:00:00 | Data Not Applicable | Data Not Applicable | 1.68 | Data Not Applicable | Data Not Applicable | Data Not Available | Data Not Available | Data Not Available | Data Not Available | Data Not Available | Data Not Available | Data Not Available | Data Not Available | 2017-03-08 | 53.25595756441317, -0.7554706959218261 |  | 2014-04-15 | West Lindsey
1030077960112 | [6 empty] | HALLWICK ENERGY | BUTTERMILK HALL FARM |  |  | BUNTINGFORD | Herts | SG9 9RH | England | 534140 | 229270 | Wymondley | Stevenage Grid 33kV | Cherry Grn Primary 11kV | 11 | Eastern Power Networks (EPN) | Biofuel - Biogas from anaerobic digestion (excluding landfill & sewage) | Steam-gas turbine (CCGT) |  |  |  | 1.06 | [12 empty] | No | Connected | 1.06 | 1.06 | 1.116 |  |  | 2012-05-01 | [13 empty] | 2024-11-14 | -0.049238 | 52.2994 | 52.299401934437, -0.0492382526879492 | EPN-S0000000H4046 | Fossil fuel
data not available | [5 empty] | data not available | Halton Power | Halton Power | Halton Power | Halton Brook | Runcorn | Wirral | WA7 5SB | England | 352541 | 382780 | FROD / INCE (FROD) | DUTTON GT2 / MOORE GT1 / PERCIVAL LA GT1 | HALTON RD / MURDISHAW / PERCIVAL LANE / RUNCORN CENTRAL | 33 | SP Manweb plc | Fossil - Gas | Steam-gas turbine (CCGT) | No | 0 | 0 | 5.07 | data not applicable | data not applicable | No | 0 | 0 | 0 | data not applicable | data not applicable | No | 0 | 0 | 0 | data not available | Connected | 5.07 | 5.07 | 5.3368 | data not applicable | data not applicable | 44354 | data not applicable | data not applicable | data not applicable | data not applicable | data not applicable | data not available | data not applicable | N | N | data not available | N | 613666234 | data not available | 44088 | data not available | 400
1470000942801, 1470000942820 |  |  |  | Buse Gases |  | 1470000942796, 1470000942810 | Hamble power limited | Hamble power, buse gases, johnsons bridge road, west bromwich | Buse Uk Limited Feeder 1 | Johnsons Bridge Road | West bromwich | West Midlands | B71 1DG | United Kingdom | 400104 | 292785 | Ocker Hill C 132Kv S Stn | data not available | Black Lake 132/11Kv | 11 | National Grid Electricity Distribution (West Midlands) Plc | Fossil - Gas | Gas turbine (OCGT) | No | data not available | data not available | 18 | data not applicable | data not applicable | data not applicable | data not available | data not available | data not applicable | data not applicable | data not applicable | data not applicable | data not available | data not available | data not applicable | data not available | Connected | 18 | 34.2 | 36 | 0.76 | 0.8 | 43737 | data not applicable | data not applicable | data not applicable | data not applicable | data not applicable | data not applicable | data not applicable | data not available | data not available | data not available | data not available | data not available | data not available | 45750
2100041329072 | [5 empty] | 2100041329063 | Llancadle solar farm limited | Llancadle - llancadle solar farm | Llancadle Solar Farm | Llancadle Road | Llancadle | Vale Of Glamorgan | CF62 3AQ | United Kingdom | 303225 | 167770 | Aberthaw Power Station | East Aberthaw | data not available | 33 | National Grid Electricity Distribution (South Wales) Plc | Solar | Photovoltaic | No | data not available | data not available | 3.9 | data not applicable | data not applicable | data not applicable | data not available | data not available | data not applicable | data not applicable | data not applicable | data not applicable | data not available | data not available | data not applicable | data not available | Connected | 3.9 | 3.705 | 3.9 | 0.19 | 0.2 | 42339 | data not applicable | data not applicable | data not applicable | data not applicable | data not applicable | data not applicable | data not applicable | data not available | data not available | data not available | data not available | data not available | data not available | 45750
2100041329899 | [5 empty] | 2100041329880 | Short bros homes limited | Dura park bynea yspitty road llanelli | Export Short Bros Homes Ltd, 7 Dura Park, New Inn Farm | St Florence | Tenby | Dyfed | SA70 8NR | United Kingdom | 208373 | 202970 | Swansea North Grid | Trostre Grid | Maesarddafen | 11 | National Grid Electricity Distribution (South Wales) Plc | Solar | Photovoltaic | No | data not available | data not available | 1.1 | data not applicable | data not applicable | data not applicable | data not available | data not available | data not applicable | data not applicable | data not applicable | data not applicable | data not available | data not available | data not applicable | data not available | Connected | 1.1 | 1.045 | 1.1 | 0.285 | 0.3 | 42357 | data not applicable | data not applicable | data not applicable | data not applicable | data not applicable | data not applicable | data not applicable | data not available | data not available | data not available | data not available | data not available | data not available | 45750
2100041329978 | [5 empty] | 2100041329969 | Trecastle renewables limited | Trecastle solar farm | Export | Tyla Coch Solar, Trecastle Farm, Llanharry | Pontyclun | Mid Glamorgan | CF72 9LY | United Kingdom | 302587 | 181508 | Upper Boat | Pontyclun Primary | Pontyclun 132/11Kv | 11 | National Grid Electricity Distribution (South Wales) Plc | Solar | Photovoltaic | No | data not available | data not available | 3.996 | data not applicable | data not applicable | data not applicable | data not available | data not available | data not applicable | data not applicable | data not applicable | data not applicable | data not available | data not available | data not applicable | data not available | Connected | 3.996 | 3.8 | 4 | 0.0475 | 0.05 | 42354 | data not applicable | data not applicable | data not applicable | data not applicable | data not applicable | data not applicable | data not applicable | data not available | data not available | data not available | data not available | data not available | data not available | 45750
2100041330236 | [5 empty] | 2100041330245 | Court solarfarm limited | Court solar farm, treoes, bridgend | Court Solar Farm | Treoes | Bridgend | Vale Of Glamorgan | CF35 5DD | United Kingdom | 294763 | 178465 | Pyle Grid | Waterton Industrial Grid | Waterton Industrial Primary | 11 | National Grid Electricity Distribution (South Wales) Plc | Solar | Photovoltaic | No | data not available | data not available | 2 | data not applicable | data not applicable | data not applicable | data not available | data not available | data not applicable | data not applicable | data not applicable | data not applicable | data not available | data not available | data not applicable | data not available | Connected | 2 | 1.9 | 2 | 0.019 | 0.02 | 42397 | data not applicable | data not applicable | data not applicable | data not applicable | data not applicable | data not applicable | data not applicable | data not available | data not available | data not available | data not available | data not available | data not available | 45750
2200042430770 |  |  | Might be STOR |  |  | 2200030348470 | Hanson quarry products europe limited | Frome whatley quarry | Whatley Quarry | Whatley | Frome | Somerset | BA11 3LF | United Kingdom | 373273 | 147987 | Seabank Sgp | Radstock Bsp 132Kv | Whatley Qu Mells | 11 | National Grid Electricity Distribution (South West) Plc | Fossil - Oil | Engine (combustion / reciprocating) | No | data not available | data not available | 9.792 | data not applicable | data not applicable | data not applicable | data not available | data not available | data not applicable | data not applicable | data not applicable | data not applicable | data not available | data not available | data not applicable | data not available | Connected | 9.792 | 6.65 | 7 | 6.65 | 7 | 41958 | data not applicable | data not applicable | data not applicable | data not applicable | data not applicable | data not applicable | data not applicable | data not available | data not available | data not available | data not available | data not available | data not available | 45750
2100041330900 | [5 empty] | 2100041330894 | Lightsource spv 20 limited | Langton farm | Langton Farm | Dwrbach | Fishguard | Dyfed | SA65 9RH | United Kingdom | 194473 | 233813 | Pembroke Power Station | Haverfordwest Grid | Fishguard | 11 | National Grid Electricity Distribution (South Wales) Plc | Solar | Photovoltaic | No | data not available | data not available | 2.9 | data not applicable | data not applicable | data not applicable | data not available | data not available | data not applicable | data not applicable | data not applicable | data not applicable | data not available | data not available | data not applicable | data not available | Connected | 2.9 | 2.812 | 2.96 | 0.0285 | 0.03 | 42706 | data not applicable | data not applicable | data not applicable | data not applicable | data not applicable | data not applicable | data not applicable | data not available | data not available | data not available | data not available | data not available | data not available | 45750
2100041330928 | [5 empty] | 2100041330919 | Ks spv 53 limited | Hafod y dafal solar farm, aberbeeg | Hafod-Y-Dafel Solar Farm | Cwm | Ebbw vale | Gwent | NP13 2ER | United Kingdom | 319999 | 204084 | Rassau Gsp | Crumlin | data not available | 33 | National Grid Electricity Distribution (South Wales) Plc | Solar | Photovoltaic | No | data not available | data not available | 6.24 | data not applicable | data not applicable | data not applicable | data not available | data not available | data not applicable | data not applicable | data not applicable | data not applicable | data not available | data not available | data not applicable | data not available | Connected | 6.24 | 5.928 | 6.24 | 0.095 | 0.1 | 42353 | data not applicable | data not applicable | data not applicable | data not applicable | data not applicable | data not applicable | data not applicable | data not available | data not available | data not available | data not available | data not available | data not available | 45750
2100041336725 | [5 empty] | 2100041336716 | Ssr stormy west limited | Stormy down pv generation, bridgend | Stormy Down Quarry | Heol-Y-Splot, South Cornelly | Bridgend | Mid Glamorgan | CF33 4RS | United Kingdom | 284118 | 180078 | Pyle Grid | Pyle Bsp | data not available | 33 | National Grid Electricity Distribution (South Wales) Plc | Solar | Photovoltaic | No | data not available | data not available | 3.72 | data not applicable | data not applicable | data not applicable | data not available | data not available | data not applicable | data not applicable | data not applicable | data not applicable | data not available | data not available | data not applicable | data not available | Connected | 3.72 | 3.61 | 3.8 | 0.076 | 0.08 | 42814 | data not applicable | data not applicable | data not applicable | data not applicable | data not applicable | data not applicable | data not applicable | data not available | data not available | data not available | data not available | data not available | data not available | 45750
2100041336743 | [5 empty] | 2100041336734 | Monmouthshire county council | Oak grove farm, crick, monmouthshire | Oak Grove Farm | Crick | Caldicot | Monmouthshire | NP26 5UT | United Kingdom | 349448 | 189952 | Uskmouth | Sudbrook | data not available | 33 | National Grid Electricity Distribution (South Wales) Plc | Solar | Photovoltaic | No | data not available | data not available | 4.2 | data not applicable | data not applicable | data not applicable | data not available | data not available | data not applicable | data not applicable | data not applicable | data not applicable | data not available | data not available | data not applicable | data not available | Connected | 4.2 | 4.75 | 5 | 0.019 | 0.02 | 42460 | data not applicable | data not applicable | data not applicable | data not applicable | data not applicable | data not applicable | data not applicable | data not available | data not available | data not available | data not available | data not available | data not available | 45750
2100041339187 | [5 empty] | 2100041339178 | Sesmp110 lower house solar farm | Usk lower house farm | Lower House | Kemeys Commander | Usk | Gwent | NP15 1JU | United Kingdom | 334800 | 204209 | Rassau Gsp | Abergavenny | data not available | 66 | National Grid Electricity Distribution (South Wales) Plc | Solar | Photovoltaic | No | data not available | data not available | 6.5225 | data not applicable | data not applicable | data not applicable | data not available | data not available | data not applicable | data not applicable | data not applicable | data not applicable | data not available | data not available | data not applicable | data not available | Connected | 6.5225 | 6.27 | 6.6 | 0.1425 | 0.15 | 42444 | data not applicable | data not applicable | data not applicable | data not applicable | data not applicable | data not applicable | data not applicable | data not available | data not available | data not available | data not available | data not available | data not available | 45750
data not available |  |  |  |  | Forsa sight | data not applicable | Harelaw Generation | Harelaw Gas | Auchenfoil Road | data not available | Kilmacolm | Renfrewshire | PA13 4TL | Scotland | 230700 | 672600 | Devol Moor | data not applicable | data not available | 33 | SP Distribution Ltd | Fossil - Gas | Gas turbine (OCGT) | No | 0 | 0 | 20 | data not applicable | data not applicable | No | 0 | 0 | 0 | data not applicable | data not applicable | No | 0 | 0 | 0 | Yes | Connected | 20 | 20 | 21.0526 | 0 | 0 | data not available | data not applicable | data not applicable | data not applicable | data not applicable | data not applicable | 44173 | data not available | N | N | data not available | N | 615729150 | data not available | 44146 | data not available | 405
2100041343411 | [5 empty] | 2100041343402 | Csi sea view limited | Nottage sea view farm solar | Sea View Farm | Pyle Road, Nottage | Porthcawl | Mid Glamorgan | CF36 5TB | United Kingdom | 282314 | 179044 | Pyle Grid | Pyle Bsp | Nottage | 11 | National Grid Electricity Distribution (South Wales) Plc | Solar | Photovoltaic | No | data not available | data not available | 1.472 | data not applicable | data not applicable | data not applicable | data not available | data not available | data not applicable | data not applicable | data not applicable | data not applicable | data not available | data not available | data not applicable | data not available | Connected | 1.472 | 1.3984 | 1.472 | 0.038 | 0.04 | 42459 | data not applicable | data not applicable | data not applicable | data not applicable | data not applicable | data not applicable | data not applicable | data not available | data not available | data not available | data not available | data not available | data not available | 45750
2100041343607 | [5 empty] | 2100041343582 | Elm solar farms limited | Derwen solar farm, land at cwm y derwyn farm | Solar Farm | Waycock Road | Barry | South Glamorgan | CF62 3AA | United Kingdom | 307931 | 169813 | Aberthaw Power Station | East Aberthaw | data not available | 33 | National Grid Electricity Distribution (South Wales) Plc | Solar | Photovoltaic | No | data not available | data not available | 3.72 | data not applicable | data not applicable | data not applicable | data not available | data not available | data not applicable | data not applicable | data not applicable | data not applicable | data not available | data not available | data not applicable | data not available | Connected | 3.72 | 3.8 | 4 | 0.0475 | 0.05 | 42429 | data not applicable | data not applicable | data not applicable | data not applicable | data not applicable | data not applicable | data not applicable | data not available | data not available | data not available | data not available | data not available | data not available | 45750
2100041343945 | [5 empty] | 2100041343936 | Inrg (solar parks) 29 limited | Rosedew solar farm llantwit major | Rosedew Farm | data not available | Llantwit major | Vale Of Glamorgan | CF61 1PZ | United Kingdom | 296872 | 167690 | Uskmouth | Sudbrook | data not available | 33 | National Grid Electricity Distribution (South Wales) Plc | Solar | Photovoltaic | No | data not available | data not available | 0.06 | data not applicable | data not applicable | data not applicable | data not available | data not available | data not applicable | data not applicable | data not applicable | data not applicable | data not available | data not available | data not applicable | data not available | Connected | 0.06 | 3.6176 | 3.808 | 0.13775 | 0.145 | 42446 | data not applicable | data not applicable | data not applicable | data not applicable | data not applicable | data not applicable | data not applicable | data not available | data not available | data not available | data not available | data not available | data not available | 45750
2100041344656 | [5 empty] | 2100041344647 | Lightsource spv 58 limited | Mountain ash pen rhiw, caradog farm, llanwono road | Penrhiw Cradoc Farm | Llanwonno Road | Mountain ash | Mid Glamorgan | CF45 3UX | United Kingdom | 304551 | 197964 | Upper Boat | Mountain Ash Grid | data not available | 33 | National Grid Electricity Distribution (South Wales) Plc | Solar | Photovoltaic | No | data not available | data not available | 4.12 | data not applicable | data not applicable | data not applicable | data not available | data not available | data not applicable | data not applicable | data not applicable | data not applicable | data not available | data not available | data not applicable | data not available | Connected | 4.12 | 3.914 | 4.12 | 0.095 | 0.1 | 42780 | data not applicable | data not applicable | data not applicable | data not applicable | data not applicable | data not applicable | data not applicable | data not available | data not available | data not available | data not available | data not available | data not available | 45750
2100041345419 | [5 empty] | 2100041345400 | --REDACTED-- | --REDACTED-- | --REDACTED-- | --REDACTED-- | Ammanford | West Glamorgan | SA18 1 | United Kingdom | --REDACTED-- | --REDACTED-- | Swansea North Grid | Ystradgynlais Grid | data not available | 33 | National Grid Electricity Distribution (South Wales) Plc | Wind | Onshore wind turbines | No | data not available | data not available | 4.7 | data not applicable | data not applicable | data not applicable | data not available | data not available | data not applicable | data not applicable | data not applicable | data not applicable | data not available | data not available | data not applicable | data not available | Connected | 4.7 | 4.465 | 4.7 | 0.095 | 0.1 | 42702 | data not applicable | data not applicable | data not applicable | data not applicable | data not applicable | data not applicable | data not applicable | data not available | data not available | data not available | data not available | data not available | data not available | 45750
2100041345507 | [5 empty] | 2100041345757 | Lightsource spv 57 limited | Morfa farm, morfa lane, llantwit major, cf61 2yf | Morfa Farm | Morfa Lane | Llantwit major | Vale Of Glamorgan | CF61 2YT | United Kingdom | 295957 | 170243 | Aberthaw Power Station | East Aberthaw | Boverton | 11 | National Grid Electricity Distribution (South Wales) Plc | Solar | Photovoltaic | No | data not available | data not available | 1 | data not applicable | data not applicable | data not applicable | data not available | data not available | data not applicable | data not applicable | data not applicable | data not applicable | data not available | data not available | data not applicable | data not available | Connected | 1 | 0.95 | 1 | 0.0475 | 0.05 | 42825 | data not applicable | data not applicable | data not applicable | data not applicable | data not applicable | data not applicable | data not applicable | data not available | data not available | data not available | data not available | data not available | data not available | 45750
Data not available |  |  |  |  | Can't find |  | HARRODS | Warren Energy Centre | ARSENAL WAY |  | Royal Arsenal | LONDON | SE18 6TE | England | 544006 | 179281 | Barking West 33kV | - | Sewell Rd B 11kV | 11 | London Power Networks (LPN) | Fossil - Gas | Engine (combustion / reciprocating) |  |  |  | 2.64 | [12 empty] | No | Connected | 2.64 | 2.64 | 3.3 |  |  | 2016-10-19 | [13 empty] | 2020-11-13 | -0.13933 | 51.5666 | 51.566575029071, -0.139333709838253 | LPN-S000000000446 | Fossil fuel
Data not available |  |  |  |  | Can't find |  | HARRODS | HARRODS KNIGHTSBRIDGE | BROMPTON ROAD |  | KNIGHTSBRIDGE | LONDON | SW1X 7XL | England | 527605 | 179450 | St Johns Wood 132kV | - | Ebury Bridge 11kV | 11 | London Power Networks (LPN) | Fossil - Oil | Engine (combustion / reciprocating) |  |  |  | 2.6 | [12 empty] | No | Connected | 2.6 | 2.6 | 3.428 | [16 empty] | 2023-05-16 | -0.072546 | 51.5139 | 51.5139246709648, -0.07254584118418 | LPN-S000000000673 | Fossil fuel
2100041347211 | [5 empty] | 2100041347202 | Drym developments limited | Maesgwyn extension wind farm | Extension Wind Farm, , Maesgwyn | Inter-Valley Road | Glynneath | West Glamorgan | SA10 9LR | United Kingdom | 286473 | 208908 | Swansea North Grid | Ystradgynlais Grid | data not available | 33 | National Grid Electricity Distribution (South Wales) Plc | Solar | Photovoltaic | No | data not available | data not available | 2.94 | Wind | Onshore wind turbines | No | data not available | data not available | 2.5 | data not applicable | data not applicable | data not applicable | data not available | data not available | data not applicable | data not available | Connected | 5.44 | 4.9999 | 5.263 | 0.285 | 0.3 | 42795 | data not applicable | data not applicable | data not applicable | data not applicable | data not applicable | data not applicable | data not applicable | data not available | data not available | data not available | data not available | data not available | data not available | 45750
2100041349812 | [5 empty] | 2100041349803 | Sunventures 8 limited | Caldicot southbrook solar farm | Solar Site, Southbrook Farm | Sudbrook Road, Sudbrook | Caldicot | Gwent | NP26 5SR | United Kingdom | 350049 | 187788 | Uskmouth | Sudbrook | Sudbrook Primary | 11 | National Grid Electricity Distribution (South Wales) Plc | Solar | Photovoltaic | No | data not available | data not available | 4.08 | data not applicable | data not applicable | data not applicable | data not available | data not available | data not applicable | data not applicable | data not applicable | data not applicable | data not available | data not available | data not applicable | data not available | Connected | 4.08 | 3.876 | 4.08 | 0.0475 | 0.05 | 42460 | data not applicable | data not applicable | data not applicable | data not applicable | data not applicable | data not applicable | data not applicable | data not available | data not available | data not available | data not available | data not available | data not available | 45750
2100041352550 | [5 empty] | 2100041352540 | Sunventures 1 ltd | Crumlin, pentreygroes farm, crumlin pv solar park | Upper Pant-Ysgawen Farm | Maes-Yr-Haf Lane, Croespenmaen, Crumlin | Newport | Gwent | NP11 3EG | United Kingdom | 320357 | 197701 | Rassau Gsp | Crumlin | Crumlin Primary | 11 | National Grid Electricity Distribution (South Wales) Plc | Solar | Photovoltaic | No | data not available | data not available | 3.64 | data not applicable | data not applicable | data not applicable | data not available | data not available | data not applicable | data not applicable | data not applicable | data not applicable | data not available | data not available | data not applicable | data not available | Connected | 3.64 | 3.6176 | 3.808 | 0.038 | 0.04 | 42485 | data not applicable | data not applicable | data not applicable | data not applicable | data not applicable | data not applicable | data not applicable | data not available | data not available | data not available | data not available | data not available | data not available | 45750
2100041355198 | [5 empty] | 2100041355189 | Rhewl solar farm community cic | Rhewl farm solar park, chepstow, shirenewton | Rhewl Farm | Shirenewton | Chepstow | Gwent | NP16 6AG | United Kingdom | 350203 | 193576 | Uskmouth | Sudbrook | data not available | 33 | National Grid Electricity Distribution (South Wales) Plc | Solar | Photovoltaic | No | data not available | data not available | 5.9926 | data not applicable | data not applicable | data not applicable | data not available | data not available | data not applicable | data not applicable | data not applicable | data not applicable | data not available | data not available | data not applicable | data not available | Connected | 5.9926 | 5.7 | 6 | 0.095 | 0.1 | 42548 | data not applicable | data not applicable | data not applicable | data not applicable | data not applicable | data not applicable | data not applicable | data not available | data not available | data not available | data not available | data not available | data not available | 45750
2100041357831 | [5 empty] | 2100041358560 | Elm solar farms limited | Barry biglis farm | Biglis Solar Pv Installation | Argae Lane, Palmerstown | St andrews major | South Glamorgan | CF63 1BL | United Kingdom | 314068 | 169805 | Aberthaw Power Station | Sully Grid | Sully Grid Primary | 11 | National Grid Electricity Distribution (South Wales) Plc | Solar | Photovoltaic | No | data not available | data not available | 4.14 | data not applicable | data not applicable | data not applicable | data not available | data not available | data not applicable | data not applicable | data not applicable | data not applicable | data not available | data not available | data not applicable | data not available | Connected | 4.14 | 4.75 | 5 | 0.19 | 0.2 | 42459 | data not applicable | data not applicable | data not applicable | data not applicable | data not applicable | data not applicable | data not applicable | data not available | data not available | data not available | data not available | data not available | data not available | 45750
2100041363427 | [5 empty] | 2100041363418 | Manor solar 2 limited | Abergavenny manor farm solar park | Manor Farm | Firs Road, Llanvapley | Abergavenny | Monmouthshire | NP7 8SW | United Kingdom | 336789 | 215669 | Rassau Gsp | Abergavenny | data not available | 66 | National Grid Electricity Distribution (South Wales) Plc | Solar | Photovoltaic | No | data not available | data not available | 7.7 | data not applicable | data not applicable | data not applicable | data not available | data not available | data not applicable | data not applicable | data not applicable | data not applicable | data not available | data not available | data not applicable | data not available | Connected | 7.7 | 7.315 | 7.7 | 0.095 | 0.1 | 42551 | data not applicable | data not applicable | data not applicable | data not applicable | data not applicable | data not applicable | data not applicable | data not available | data not available | data not available | data not available | data not available | data not available | 45750
2100041383520 | [5 empty] | 2100041383511 | Bargoed pv limited | Bargoed solar farm, cwm bargoed | Bargoed Solar Farm | Cwm, Bargoed | Merthyr tydfill | Mid Glamorgan | CF48 4AQ | United Kingdom | 309503 | 205476 | Upper Boat | Dowlais Grid | data not available | 33 | National Grid Electricity Distribution (South Wales) Plc | Solar | Photovoltaic | No | data not available | data not available | 4.08 | data not applicable | data not applicable | data not applicable | data not available | data not available | data not applicable | data not applicable | data not applicable | data not applicable | data not available | data not available | data not applicable | data not available | Connected | 4.08 | 3.8779 | 4.082 | 0.0475 | 0.05 | 42789 | data not applicable | data not applicable | data not applicable | data not applicable | data not applicable | data not applicable | data not applicable | data not available | data not available | data not available | data not available | data not available | data not available | 45750
2100041383831 | [5 empty] | 2100041383822 | Mynydd brombil ltd | Port talbot mynydd brombil wind farm | Mynydd Brombil Windfarm | Goytre | Port talbot | West Glamorgan | SA13 2YF | United Kingdom | 279009 | 188629 | Swansea North Grid | Briton Ferry Grid | data not available | 33 | National Grid Electricity Distribution (South Wales) Plc | Wind | Onshore wind turbines | No | data not available | data not available | 8 | data not applicable | data not applicable | data not applicable | data not available | data not available | data not applicable | data not applicable | data not applicable | data not applicable | data not available | data not available | data not applicable | data not available | Connected | 8 | 8 | 8.421 | 0.2375 | 0.25 | 42634 | data not applicable | data not applicable | data not applicable | data not applicable | data not applicable | data not applicable | data not applicable | data not available | data not available | data not available | data not available | data not available | data not available | 45750
1574000323529 | [5 empty] | Data Not Available | Harrogate District Hospital | Harrogate District Hospital | Harrogate District Hospital | Lancaster Park Road | Harrogate | North Yorkshire | HG2 7SX | England | 431627 | 455485 | Knaresborough | Harrogate 132/33kV | Starbeck | 11 | Northern Powergrid (Northeast) plc | Fossil - Gas | Steam turbine (thermal power plant) | Yes | Data Not Applicable | Data Not Applicable | 1.425 | Data Not Available | Data Not Available | Data Not Available | Data Not Available | Data Not Available | Data Not Available | Data Not Available | Data Not Available | Data Not Available | Data Not Available | Data Not Available | Data Not Available | No | Connected | 1.425 | 0.421 | 0.443 | Data Not Available | Data Not Available | 2016-04-01 00:00:00 | Data Not Applicable | Data Not Applicable | 1.5 | Data Not Applicable | Data Not Applicable | Data Not Available | Data Not Available | Data Not Available | Data Not Available | Data Not Available | Data Not Available | Data Not Available | Data Not Available | 2017-03-08 | 53.99444174510015, -1.5190761898668987 |  | 2016-04-01 | Harrogate
2100041383887 | [5 empty] | 2100041383878 | Newton down wind farm limited | Tythegston, stormy lane, stormy down | Export | Tythegston, Stormy Down | Porthcawl | Mid Glamorgan | CF33 4RT | United Kingdom | 284597 | 179807 | Pyle Grid | Pyle Bsp | data not available | 33 | National Grid Electricity Distribution (South Wales) Plc | Wind | Onshore wind turbines | No | data not available | data not available | 5 | data not applicable | data not applicable | data not applicable | data not available | data not available | data not applicable | data not applicable | data not applicable | data not applicable | data not available | data not available | data not applicable | data not available | Connected | 5 | 4.9999 | 5.263 | 0.1045 | 0.11 | 42754 | data not applicable | data not applicable | data not applicable | data not applicable | data not applicable | data not applicable | data not applicable | data not available | data not available | data not available | data not available | data not available | data not available | 45750
2100041394114 | [5 empty] | 2100041394105 | Llynfi afan renewable energy park limited | Llynfi afan wind farm | Llynfi Afan Wind Farm | Abergwynfi | Port talbot | West Glamorgan | SA13 3YN | United Kingdom | 288281 | 193251 | Pyle Grid | Pyle Bsp | data not available | 66 | National Grid Electricity Distribution (South Wales) Plc | Wind | Onshore wind turbines | No | data not available | data not available | 24.84 | data not applicable | data not applicable | data not applicable | data not available | data not available | data not applicable | data not applicable | data not applicable | data not applicable | data not available | data not available | data not applicable | data not available | Connected | 24.84 | 23.997 | 25.26 | 0.2375 | 0.25 | 42795 | data not applicable | data not applicable | data not applicable | data not applicable | data not applicable | data not applicable | data not applicable | data not available | data not available | data not available | data not available | data not available | data not available | 45750
2100041394132 | [5 empty] | 2100041394123 | Pennant walters (pywx) limited | Mynydd yr aber wind generation, ogmore, bridgend | Mynydd Yr Aber Wind Farm | Glynogwr, Ogmore Vale | Bridgend | Mid Glamorgan | CF32 6EL | United Kingdom | 295400 | 191500 | Pyle Grid | Pyle Bsp | data not available | 66 | National Grid Electricity Distribution (South Wales) Plc | Wind | Onshore wind turbines | No | data not available | data not available | 20 | data not applicable | data not applicable | data not applicable | data not available | data not available | data not applicable | data not applicable | data not applicable | data not applicable | data not available | data not available | data not applicable | data not available | Connected | 20 | 20.235 | 21.3 | 0.475 | 0.5 | 42825 | data not applicable | data not applicable | data not applicable | data not applicable | data not applicable | data not applicable | data not applicable | data not available | data not available | data not available | data not available | data not available | data not available | 45750
1574000243324 | [5 empty] | Data Not Available | Hartlepool University Hospital | Hartlepool University Hospital | Hartlepool University Hospital | Holdforth Road | Hartlepool | County Durham | TS24 9AH | England | 449759 | 534492 | Hartmoor | Hartmoor | Amberton Road | 11 | Northern Powergrid (Northeast) plc | Fossil - Gas | Engine (combustion / reciprocating) | No | Data Not Applicable | Data Not Applicable | 2 | Data Not Available | Data Not Available | Data Not Available | Data Not Available | Data Not Available | Data Not Available | Data Not Available | Data Not Available | Data Not Available | Data Not Available | Data Not Available | Data Not Available | No | Connected | 2 | 1.9 | 2 | Data Not Available | Data Not Available | 2003-11-03 00:00:00 | Data Not Applicable | Data Not Applicable | 2.105 | Data Not Applicable | Data Not Applicable | Data Not Available | Data Not Available | Data Not Available | Data Not Available | Data Not Available | Data Not Available | Data Not Available | Data Not Available | 2017-03-08 | 54.70300057303507, -1.2293613712715388 |  | 2003-11-03 | Hartlepool
2100041403647 | [5 empty] | 2100041403638 | R d w (11) limited | Cockett valley solar park, swansea | Cockett Valley Solar | Off Wuanarlwydd Road, Wuanarlwydd | Swansea | West Glamorgan | SA5 4TH | United Kingdom | 261127 | 195006 | Swansea North Grid | Swansea West Grid | data not available | 33 | National Grid Electricity Distribution (South Wales) Plc | Solar | Photovoltaic | No | data not available | data not available | 4 | data not applicable | data not applicable | data not applicable | data not available | data not available | data not applicable | data not applicable | data not applicable | data not applicable | data not available | data not available | data not applicable | data not available | Connected | 4 | 3.8779 | 4.082 | 0.019 | 0.02 | 42825 | data not applicable | data not applicable | data not applicable | data not applicable | data not applicable | data not applicable | data not applicable | data not available | data not available | data not available | data not available | data not available | data not available | 45750
2100041403665 | [5 empty] | 2100041403656 | Rochester 006 limited | Nanthenfoel pv park, cribyn | Nanthenfoel Solar Park | Cribyn | Lampeter | Dyfed | SA48 7NP | United Kingdom | 254460 | 252495 | Swansea North Grid | Lampeter Grid | data not available | 33 | National Grid Electricity Distribution (South Wales) Plc | Solar | Photovoltaic | No | data not available | data not available | 4.2 | data not applicable | data not applicable | data not applicable | data not available | data not available | data not applicable | data not applicable | data not applicable | data not applicable | data not available | data not available | data not applicable | data not available | Connected | 4.2 | 3.99 | 4.2 | 0.0095 | 0.01 | 42825 | data not applicable | data not applicable | data not applicable | data not applicable | data not applicable | data not applicable | data not applicable | data not available | data not available | data not available | data not available | data not available | data not available | 45750
2394000139276 |  |  |  |  | DMG PRINTING CLOSED | Data Not Available | Hawley House | Hawley House | North of Outgang Lane | Dinnington | Sheffield | South Yorkshire | S25 3QY | England | 451988 | 386843 | Thurcroft | Thurcroft | Dinnington | 11 | Northern Powergrid (Yorkshire) plc | Fossil - Gas | Engine (combustion / reciprocating) | No | Data Not Applicable | Data Not Applicable | 8 | Data Not Available | Data Not Available | Data Not Available | Data Not Available | Data Not Available | Data Not Available | Data Not Available | Data Not Available | Data Not Available | Data Not Available | Data Not Available | Data Not Available | No | Connected | 8 | 8 | 8.421 | Data Not Available | Data Not Available | 2019-07-05 00:00:00 | Data Not Applicable | Data Not Applicable | 8.421 | Data Not Applicable | Data Not Applicable | 2017-06-23 00:00:00 | Data Not Available | Data Not Available | Data Not Available | Data Not Available | Data Not Available | Data Not Available | Data Not Available | 2018-05-15 | 53.375893724783765, -1.2200119468481119 | 2017-06-23 | 2019-07-05 | Rotherham
2100041407001 | [5 empty] | 2100041407010 | Ssr corntown limited | Corntown farm, corntown, bridgend, cf35 5bb | Solar Park | Corntown Farm, Corntown | Bridgend | Mid Glamorgan | CF35 5AU | United Kingdom | 293677 | 176888 | Pyle Grid | Waterton Industrial Grid | Waterton Industrial Primary | 11 | National Grid Electricity Distribution (South Wales) Plc | Solar | Photovoltaic | No | data not available | data not available | 2 | data not applicable | data not applicable | data not applicable | data not available | data not available | data not applicable | data not applicable | data not applicable | data not applicable | data not available | data not available | data not applicable | data not available | Connected | 2 | 1.9 | 2 | 0.076 | 0.08 | 42825 | data not applicable | data not applicable | data not applicable | data not applicable | data not applicable | data not applicable | data not applicable | data not available | data not available | data not available | data not available | data not available | data not available | 45750
2100041407758 | [5 empty] | 2100041407749 | Berthllwyd solar project limited | Berthllwyd solar farm | Berthlwyd Farm | Maendy Road, Penycoedcae | Pontypridd | Mid Glamorgan | CF37 1PS | United Kingdom | 307879 | 188058 | Upper Boat | Upper Boat Bsp | data not available | 33 | National Grid Electricity Distribution (South Wales) Plc | Solar | Photovoltaic | No | data not available | data not available | 4.356 | data not applicable | data not applicable | data not applicable | data not available | data not available | data not applicable | data not applicable | data not applicable | data not applicable | data not available | data not available | data not applicable | data not available | Connected | 4.356 | 4.8469 | 5.102 | 0.0285 | 0.03 | 42825 | data not applicable | data not applicable | data not applicable | data not applicable | data not applicable | data not applicable | data not applicable | data not available | data not available | data not available | data not available | data not available | data not available | 45750
2100041407776 | [5 empty] | 2100041407767 | Mynydd portref windfarm limited | Mynydd portref wind farm | St Peters Church Wind Farm | Pencoed | Bridgend | Mid Glamorgan | CF72 9FB | United Kingdom | 299907 | 185913 | Upper Boat | Upper Boat Bsp | data not available | 33 | National Grid Electricity Distribution (South Wales) Plc | Wind | Onshore wind turbines | No | data not available | data not available | 12 | data not applicable | data not applicable | data not applicable | data not available | data not available | data not applicable | data not applicable | data not applicable | data not applicable | data not available | data not available | data not applicable | data not available | Connected | 12 | 12.0004 | 12.632 | 0.2565 | 0.27 | 42765 | data not applicable | data not applicable | data not applicable | data not applicable | data not applicable | data not applicable | data not applicable | data not available | data not available | data not available | data not available | data not available | data not available | 45750
2100041412109 | [5 empty] | 2100041412093 | Whitton solar limited | Cenin whitton mawr | Cenin Whitton Mawr | Duffryn | St lythans | Vale Of Glamorgan | CF5 6SU | United Kingdom | 308255 | 172057 | Aberthaw Power Station | Barry Grid | data not available | 33 | National Grid Electricity Distribution (South Wales) Plc | Solar | Photovoltaic | No | data not available | data not available | 4.38 | data not applicable | data not applicable | data not applicable | data not available | data not available | data not applicable | data not applicable | data not applicable | data not applicable | data not available | data not available | data not applicable | data not available | Connected | 4.38 | 4.18 | 4.4 | 0.095 | 0.1 | 42825 | data not applicable | data not applicable | data not applicable | data not applicable | data not applicable | data not applicable | data not applicable | data not available | data not available | data not available | data not available | data not available | data not available | 45750
2394200170667 |  |  | Textile mill | Haworth Scouring Co |  | 2380002829527 | Haworth Scouring CHP | Haworth Scouring CHP | Shelby House | Birksland Street | Bradford | West Yorkshire | BD3 9SX | England | 417766 | 432791 | Bradford West | Bradford | Mount Street | 20 | Northern Powergrid (Yorkshire) plc | Fossil - Gas | Steam turbine (thermal power plant) | Yes | Data Not Applicable | Data Not Applicable | 1.521 | Data Not Available | Data Not Available | Data Not Available | Data Not Available | Data Not Available | Data Not Available | Data Not Available | Data Not Available | Data Not Available | Data Not Available | Data Not Available | Data Not Available | No | Connected | 1.521 | 1.521 | 1.601 | Data Not Available | Data Not Available | 2023-02-02 00:00:00 | Data Not Applicable | Data Not Applicable | 1.601 | Data Not Applicable | Data Not Applicable | 2021-11-29 00:00:00 | Data Not Available | Data Not Available | Data Not Available | Data Not Available | Data Not Available | Data Not Available | Data Not Available | 2021-12-13 | 53.79113409668086, -1.7318051171563573 | 2021-11-29 | 2023-02-02 | Bradford
2100041412181 | [5 empty] | 2100041412172 | North tenement solar ltd | North tenement farm, pope hill, haverfordwest | Export Solar Park, North Tenement | Dredgeman Hill | Haverfordwest | Dyfed | SA61 1XL | United Kingdom | 194000 | 212686 | Pembroke Power Station | Haverfordwest Grid | data not available | 33 | National Grid Electricity Distribution (South Wales) Plc | Solar | Photovoltaic | No | data not available | data not available | 3.99 | data not applicable | data not applicable | data not applicable | data not available | data not available | data not applicable | data not applicable | data not applicable | data not applicable | data not available | data not available | data not applicable | data not available | Connected | 3.99 | 4.3225 | 4.55 | 0.095 | 0.1 | 42822 | data not applicable | data not applicable | data not applicable | data not applicable | data not applicable | data not applicable | data not applicable | data not available | data not available | data not available | data not available | data not available | data not available | 45750
2100041413548 | [5 empty] | 2100041414904 | Michaelston solar limited | Michaelstone solar farm | Export | Began Road, Michaelstone Y Fedw | Cardiff | Mid Glamorgan | CF3 6XU | United Kingdom | 323267 | 183723 | Cardiff East Grid | Cardiff East Grid Bsp | St Mellons | 11 | National Grid Electricity Distribution (South Wales) Plc | Solar | Photovoltaic | No | data not available | data not available | 3.5 | data not applicable | data not applicable | data not applicable | data not available | data not available | data not applicable | data not applicable | data not applicable | data not applicable | data not available | data not available | data not applicable | data not available | Connected | 3.5 | 3.325 | 3.5 | 0.0475 | 0.05 | 42718 | data not applicable | data not applicable | data not applicable | data not applicable | data not applicable | data not applicable | data not applicable | data not available | data not available | data not available | data not available | data not available | data not available | 45750
2100041413575 | [5 empty] | 2100041413566 | Elm solar farms limited | Chepstow tump solar farm | Tump Farm | Sedbury | Chepstow | Monmouthshire | NP16 7HN | United Kingdom | 355058 | 194495 | Uskmouth | Sudbrook | Chepstow | 11 | National Grid Electricity Distribution (South Wales) Plc | Solar | Photovoltaic | No | data not available | data not available | 4 | data not applicable | data not applicable | data not applicable | data not available | data not available | data not applicable | data not applicable | data not applicable | data not applicable | data not available | data not available | data not applicable | data not available | Connected | 4 | 3.8 | 4 | 0.0475 | 0.05 | 42767 | data not applicable | data not applicable | data not applicable | data not applicable | data not applicable | data not applicable | data not applicable | data not available | data not available | data not available | data not available | data not available | data not available | 45750
2100041414142 | [5 empty] | 2100041414124 | Lightsource spv 131 limited | Cwmbran henllys cwrt henllys solar park | Cwrt Henllys Farm | Cwm Lane, Henllys | Cwmbran | Gwent | NP44 7AS | United Kingdom | 325683 | 192125 | Uskmouth | Llantarnam | Rogerstone Primary | 11 | National Grid Electricity Distribution (South Wales) Plc | Solar | Photovoltaic | No | data not available | data not available | 4.23 | data not applicable | data not applicable | data not applicable | data not available | data not available | data not applicable | data not applicable | data not applicable | data not applicable | data not available | data not available | data not applicable | data not available | Connected | 4.23 | 4.0185 | 4.23 | 0.0665 | 0.07 | 42711 | data not applicable | data not applicable | data not applicable | data not applicable | data not applicable | data not applicable | data not applicable | data not available | data not available | data not available | data not available | data not available | data not available | 45750
2100041415410 | [5 empty] | 2100041415401 | Killan solar cic | Killan fach farm pv site, dunvant, swansea | Export | Killan Road, Dunvant | Swansea | West Glamorgan | SA2 7US | United Kingdom | 258487 | 194026 | Swansea North Grid | Swansea West Grid | Sketty Park | 11 | National Grid Electricity Distribution (South Wales) Plc | Solar | Photovoltaic | No | data not available | data not available | 0.92 | data not applicable | data not applicable | No | data not available | data not available | 0.232 | data not applicable | data not applicable | data not applicable | data not available | data not available | data not applicable | data not available | Connected | 1.152 | 0.95 | 1 | 0.2375 | 0.25 | 43935 | data not applicable | data not applicable | data not applicable | data not applicable | data not applicable | data not applicable | data not applicable | data not available | data not available | data not available | data not available | data not available | data not available | 45750
2100041416432 | [5 empty] | 2100041416423 | Gsii carmarthen solar limited | Bryncyrnau isaf, carmarthen | Bryncyrnau Isaf | Cwmffrwd | Carmarthen | Dyfed | SA31 2LS | United Kingdom | 243017 | 217577 | Swansea North Grid | Carmarthen Grid | data not available | 33 | National Grid Electricity Distribution (South Wales) Plc | Solar | Photovoltaic | No | data not available | data not available | 3.84 | data not applicable | data not applicable | data not applicable | data not available | data not available | data not applicable | data not applicable | data not applicable | data not applicable | data not available | data not available | data not applicable | data not available | Connected | 3.84 | 3.6831 | 3.877 | 0.057 | 0.06 | 42825 | data not applicable | data not applicable | data not applicable | data not applicable | data not applicable | data not applicable | data not applicable | data not available | data not available | data not available | data not available | data not available | data not available | 45750
1470000423843 |  |  |  |  | Can't find | 1470000423852 | Heaths of stockton | Stockton heaths of stockton | Stockton Grange Farm | Stockton House Junction To Stockton Gran, Stockton | Newport | data not available | TF10 9BA | United Kingdom | 377070 | 316886 | Ironbridge 132Kv S Stn | Ketley 132Kv S Stn | Newport 33 11Kv S Stn | 11 | National Grid Electricity Distribution (West Midlands) Plc | Biofuel - Landfill gas | Gas turbine (OCGT) | No | data not available | data not available | 1.55 | data not applicable | data not applicable | data not applicable | data not available | data not available | data not applicable | data not applicable | data not applicable | data not applicable | data not available | data not available | data not applicable | data not available | Connected | 1.55 | 1.4725 | 1.55 | 0.1425 | 0.15 | 42217 | data not applicable | data not applicable | data not applicable | data not applicable | data not applicable | data not applicable | data not applicable | data not available | data not available | data not available | data not available | data not available | data not available | 45750
2100041416497 | [5 empty] | 2199989644273 | Abingdon flooring limited | Crumlin, pen-y-fan ind est, abingdon flooring ltd | Abingdon Flooring Unit 1 | Parkway, Pen-Y-Fan Industrial Estate, Crumlin | Newport | data not available | NP11 3XG | United Kingdom | 319702 | 200032 | Rassau Gsp | Crumlin | Crumlin Primary | 11 | National Grid Electricity Distribution (South Wales) Plc | Wind | Onshore wind turbines | No | data not available | data not available | 1.5 | data not applicable | data not applicable | data not applicable | data not available | data not available | data not applicable | data not applicable | data not applicable | data not applicable | data not available | data not available | data not applicable | data not available | Connected | 1.5 | 1.425 | 1.5 | 4.275 | 4.5 | 42755 | data not applicable | data not applicable | data not applicable | data not applicable | data not applicable | data not applicable | data not applicable | data not available | data not available | data not available | data not available | data not available | data not available | 45750
2100041416549 | [5 empty] | 2100041416530 | Home farm solar ltd | Drope road solar farm st georges cardiff | Drope Farm | Drope Road, St George'S-Super-Ely | Cardiff | South Glamorgan | CF5 6EP | United Kingdom | 310742 | 175865 | Upper Boat | Upper Boat Bsp | Morlanga | 11 | National Grid Electricity Distribution (South Wales) Plc | Solar | Photovoltaic | No | data not available | data not available | 2.5 | data not applicable | data not applicable | data not applicable | data not available | data not available | data not applicable | data not applicable | data not applicable | data not applicable | data not available | data not available | data not applicable | data not available | Connected | 2.5 | 2.375 | 2.5 | 0.0475 | 0.05 | 42717 | data not applicable | data not applicable | data not applicable | data not applicable | data not applicable | data not applicable | data not applicable | data not available | data not available | data not available | data not available | data not available | data not available | 45750
2100041418360 | [5 empty] | 2100041418350 | Obton solenergi nagel gmbh & co kg | Blackwood manmoel solar farm | Manmoel Farm | Manmoel | Blackwood | Mid Glamorgan | NP12 0HY | United Kingdom | 320720 | 201038 | Rassau Gsp | Crumlin | data not available | 33 | National Grid Electricity Distribution (South Wales) Plc | Solar | Photovoltaic | No | data not available | data not available | 3.44 | data not applicable | data not applicable | data not applicable | data not available | data not available | data not applicable | data not applicable | data not applicable | data not applicable | data not available | data not available | data not applicable | data not available | Connected | 3.44 | 3.2936 | 3.467 | 0.095 | 0.1 | 42815 | data not applicable | data not applicable | data not applicable | data not applicable | data not applicable | data not applicable | data not applicable | data not available | data not available | data not available | data not available | data not available | data not available | 45750
2100041420448 | [5 empty] | 2100041420457 | Penyrheollas solarfield limited | Crumlin, manmoel, penyrheollas farm, solar | Penyrheollas Solar Farm | Manmoel | Blackwood | Gwent | NP12 0RQ | United Kingdom | 318659 | 201549 | Rassau Gsp | Crumlin | Crumlin Primary | 11 | National Grid Electricity Distribution (South Wales) Plc | Solar | Photovoltaic | No | data not available | data not available | 3.72 | data not applicable | data not applicable | data not applicable | data not available | data not available | data not applicable | data not applicable | data not applicable | data not applicable | data not available | data not available | data not applicable | data not available | Connected | 3.72 | 3.8 | 4 | 0.038 | 0.04 | 42814 | data not applicable | data not applicable | data not applicable | data not applicable | data not applicable | data not applicable | data not applicable | data not available | data not available | data not available | data not available | data not available | data not available | 45750
2100041420527 | [5 empty] | 2100041420518 | Millclose solar limited | Crumlin, manmoel, darren farm solar | Darran Farm | Argoed | Blackwood | Gwent | NP12 0HX | United Kingdom | 318506 | 199508 | Rassau Gsp | Crumlin | Crumlin Primary | 11 | National Grid Electricity Distribution (South Wales) Plc | Solar | Photovoltaic | No | data not available | data not available | 1.5 | data not applicable | data not applicable | data not applicable | data not available | data not available | data not applicable | data not applicable | data not applicable | data not applicable | data not available | data not available | data not applicable | data not available | Connected | 1.5 | 1.425 | 1.5 | 0.038 | 0.04 | 42818 | data not applicable | data not applicable | data not applicable | data not applicable | data not applicable | data not applicable | data not applicable | data not available | data not available | data not available | data not available | data not available | data not available | 45750
2200042991000 |  |  |  |  | STOR | 2200042990994 | Hele manor limited | Hele manor stor, hele manor, hele, taunton, | Hele Manor Stor | Hele Manor, Hele | Taunton | Somerset | TA4 1AH | United Kingdom | 319200 | 124400 | Taunton Sgp | Taunton Main Bsp | data not available | 33 | National Grid Electricity Distribution (South West) Plc | Biofuel - Landfill gas | Gas turbine (OCGT) | No | data not available | data not available | 20.28 | data not applicable | data not applicable | data not applicable | data not available | data not available | data not applicable | data not applicable | data not applicable | data not applicable | data not available | data not available | data not applicable | data not available | Connected | 20.28 | 20.4278 | 21.503 | 0.475 | 0.5 | 43622 | data not applicable | data not applicable | data not applicable | data not applicable | data not applicable | data not applicable | data not applicable | data not available | data not available | data not available | data not available | data not available | data not available | 45750
2100041421405 | [5 empty] | 2100041421414 | Lightsource spv 209 limited | Cwmbran, park farm west solar park | Park Farm West | Malthouse Road, Llantarnam | Cwmbran | Gwent | NP44 3EE | United Kingdom | 331289 | 191950 | Uskmouth | Llantarnam | Llantarnam Primary | 11 | National Grid Electricity Distribution (South Wales) Plc | Solar | Photovoltaic | No | data not available | data not available | 6.6 | data not applicable | data not applicable | data not applicable | data not available | data not available | data not applicable | data not applicable | data not applicable | data not applicable | data not available | data not available | data not applicable | data not available | Connected | 6.6 | 3.135 | 3.3 | 0.095 | 0.1 | 42796 | data not applicable | data not applicable | data not applicable | data not applicable | data not applicable | data not applicable | data not applicable | data not available | data not available | data not available | data not available | data not available | data not available | 45750
2100041422677 | [5 empty] | 2100041422668 | Innogy renewables uk limited | Brechfa forest west wind farm | Brechfa Forest | Alltwalis | Carmarthen | Carmarthenshire | SA31 3PQ | United Kingdom | 247965 | 232584 | Swansea North Grid | data not available | data not available | 132 | National Grid Electricity Distribution (South Wales) Plc | Wind | Onshore wind turbines | No | data not available | data not available | 57.4 | data not applicable | data not applicable | data not applicable | data not available | data not available | data not applicable | data not applicable | data not applicable | data not applicable | data not available | data not available | data not applicable | data not available | Connected | 57.4 | 57.475 | 60.5 | 0.475 | 0.5 | 43101 | data not applicable | data not applicable | data not applicable | data not applicable | data not applicable | data not applicable | data not applicable | data not available | data not available | data not available | data not available | data not available | data not available | 45750
2100041424239 | [5 empty] | 2100041424070 | Parabel court farm limited | Newport, court farm solar | Solar Panels At, Court Farm | Magor Road | Newport | Gwent | NP18 2EB | United Kingdom | 339233 | 189515 | Uskmouth | Magor Grid | Magor Primary | 11 | National Grid Electricity Distribution (South Wales) Plc | Solar | Photovoltaic | No | data not available | data not available | 3.906 | data not applicable | data not applicable | data not applicable | data not available | data not available | data not applicable | data not applicable | data not applicable | data not applicable | data not available | data not available | data not applicable | data not available | Connected | 3.906 | 4.7424 | 4.992 | 0.0475 | 0.05 | 42822 | data not applicable | data not applicable | data not applicable | data not applicable | data not applicable | data not applicable | data not applicable | data not available | data not available | data not available | data not available | data not available | data not available | 45750
2100041424257 | [5 empty] | 2100041424248 | Sunventures 7 ltd | Caegarw solar park | Caegarw Farm | Pyle | Bridgend | Mid Glamorgan | CF33 6PT | United Kingdom | 282219 | 183728 | Pyle Grid | Pyle Bsp | Pyle Primary | 11 | National Grid Electricity Distribution (South Wales) Plc | Solar | Photovoltaic | No | data not available | data not available | 5 | data not applicable | data not applicable | data not applicable | data not available | data not available | data not applicable | data not applicable | data not applicable | data not applicable | data not available | data not available | data not applicable | data not available | Connected | 5 | 4.75 | 5 | 0.095 | 0.1 | 42809 | data not applicable | data not applicable | data not applicable | data not applicable | data not applicable | data not applicable | data not applicable | data not available | data not available | data not available | data not available | data not available | data not available | 45750
2100041425970 | [5 empty] | 2199989627125 | Dwr cymru welsh water | Newport, nash sewage treatment works, newport | Sewage Treatment Works | West Nash Road, Nash | Newport | Gwent | NP18 2YH | United Kingdom | 333467 | 183768 | Uskmouth | Newport South | Newport South Primary | 11 | National Grid Electricity Distribution (South Wales) Plc | Wind | Onshore wind turbines | No | data not available | data not available | 2.5 | Solar | Photovoltaic | No | data not available | data not available | 0.087 | data not applicable | data not applicable | data not applicable | data not available | data not available | data not applicable | data not available | Connected | 2.587 | 1.9 | 2 | 1.709 | 1.799 | 42815 | data not applicable | data not applicable | data not applicable | data not applicable | data not applicable | data not applicable | data not applicable | data not available | data not available | data not available | data not available | data not available | data not available | 45750
2100041428298 | [5 empty] | 2100041428289 | Mamhilad solar limited | Pontypool, mahmilad solar | Mamhilad | Llanvihangel | Pontypool | Gwent | NP4 8QX | United Kingdom | 331399 | 202167 | Uskmouth | Pontypool North Grid | Pontypool North Primary | 11 | National Grid Electricity Distribution (South Wales) Plc | Solar | Photovoltaic | No | data not available | data not available | 3.2 | data not applicable | data not applicable | data not applicable | data not available | data not available | data not applicable | data not applicable | data not applicable | data not applicable | data not available | data not available | data not applicable | data not available | Connected | 3.2 | 3.42 | 3.6 | 0.095 | 0.1 | 42820 | data not applicable | data not applicable | data not applicable | data not applicable | data not applicable | data not applicable | data not applicable | data not available | data not available | data not available | data not available | data not available | data not available | 45750
1700000000000 |  |  | Rothes Distillers - https://www.ijglobal.com/articles/76325/helius-corde-biomass-plant-uk - 7.5 mw private wire |  |  | 1700000000000 | HELIUS CORDE LIMITED | GENERATING STATION | ROTHES BIOMASS | NORTH STREET | ABERLOUR | BANFFSHIRE | AB38 7BW | SCOTLAND | 327779 | 849726 | KEITH | DATA NOT APPLICABLE | KEITH GRID | 33 | SCOTTISH HYDRO ELECTRIC POWER DISTRIBUTION PLC | BIOMASS | GAS TURBINE (OCGT) | NO | DATA NOT AVAILABLE | DATA NOT AVAILABLE | 7.6 | DATA NOT AVAILABLE | DATA NOT AVAILABLE | DATA NOT AVAILABLE | DATA NOT AVAILABLE | DATA NOT AVAILABLE | DATA NOT AVAILABLE | DATA NOT AVAILABLE | DATA NOT AVAILABLE | DATA NOT AVAILABLE | DATA NOT AVAILABLE | DATA NOT AVAILABLE | DATA NOT AVAILABLE | NO | CONNECTED | 7.6 | 7.6 | 8 | DATA NOT AVAILABLE | DATA NOT AVAILABLE | DATA NOT AVAILABLE | DATA NOT AVAILABLE | DATA NOT AVAILABLE | DATA NOT AVAILABLE | DATA NOT AVAILABLE | DATA NOT AVAILABLE | DATA NOT AVAILABLE | DATA NOT AVAILABLE | N | DATA NOT AVAILABLE | DATA NOT AVAILABLE | DATA NOT AVAILABLE | DATA NOT AVAILABLE | DATA NOT AVAILABLE | 44245
2100041445967 | [5 empty] | 2100041445958 | Pen bryn oer limited | Pen bryn oer wind farm, rhymney, tredegar, gwent | Pen Wind Farm, Land At Bryn-Oer Patch | Bryn-Oer Patch Access | Rhymney | Gwent | NP22 5DQ | United Kingdom | 312259 | 209394 | Upper Boat | Dowlais Grid | data not available | 33 | National Grid Electricity Distribution (South Wales) Plc | Wind | Onshore wind turbines | No | data not available | data not available | 6 | data not applicable | data not applicable | data not applicable | data not available | data not available | data not applicable | data not applicable | data not applicable | data not applicable | data not available | data not available | data not applicable | data not available | Connected | 6 | 6.004 | 6.32 | 0.19 | 0.2 | 43039 | data not applicable | data not applicable | data not applicable | data not applicable | data not applicable | data not applicable | data not applicable | data not available | data not available | data not available | data not available | data not available | data not available | 45750
2394000124001 |  |  |  | https://biotech4.co.uk/hemswell-biogas/ |  | Data Not Available | Hemswell Biogas Ltd | Hemswell Biogas Ltd | Hemswell Business Park | Hemswell Cliff | Gainsborough | Lincolnshire | DN21 5TU | England | 494674 | 390499 | Keadby | Blyton | Harpswell | 11 | Northern Powergrid (Yorkshire) plc | Biomass | Steam turbine (thermal power plant) | No | Data Not Applicable | Data Not Applicable | 3 | Data Not Available | Data Not Available | Data Not Available | Data Not Available | Data Not Available | Data Not Available | Data Not Available | Data Not Available | Data Not Available | Data Not Available | Data Not Available | Data Not Available | No | Connected | 3 | 3 | 3.158 | Data Not Available | Data Not Available | 2015-12-11 00:00:00 | Data Not Applicable | Data Not Applicable | 3.158 | Data Not Applicable | Data Not Applicable | 2015-01-01 00:00:00 | Data Not Available | Data Not Available | Data Not Available | Data Not Available | Data Not Available | Data Not Available | Data Not Available | 2017-03-08 | 53.40283201117175, -0.5774548994313216 | 2015-01-01 | 2015-12-11 | West Lindsey
2100041453141 | [5 empty] | 2100041453132 | Rwe renewables uk swindon limited | Mynydd y gwair wind farm, felindre, swansea | data not available | Mynydd Y Gwair | Ammanford | Swansea | SA4 8DX | United Kingdom | 264500 | 207800 | Swansea North Grid | data not available | data not available | 132 | National Grid Electricity Distribution (South Wales) Plc | Wind | Onshore wind turbines | No | data not available | data not available | 32.8 | data not applicable | data not applicable | data not applicable | data not available | data not available | data not applicable | data not applicable | data not applicable | data not applicable | data not available | data not available | data not applicable | data not available | Connected | 32.8 | 31.16 | 32.8 | 0.19 | 0.2 | 43437 | data not applicable | data not applicable | data not applicable | data not applicable | data not applicable | data not applicable | data not applicable | data not available | data not available | data not available | data not available | data not available | data not available | 45750
2100041483128 | [5 empty] | 2198765386413 | St merryn meat limited | Merthyr tydfil pengarnddu industrial estate | St Merryn Meat Limited Export | Penygarnddu Industrial Estate, Dowlais | Merthyr tydfil | Mid Glamorgan | CF48 2TA | United Kingdom | 308073 | 208731 | Upper Boat | Merthyr East Grid | Merthyr East Primary | 11 | National Grid Electricity Distribution (South Wales) Plc | Wind | Onshore wind turbines | No | data not available | data not available | 1.5 | data not applicable | data not applicable | data not applicable | data not available | data not available | data not applicable | data not applicable | data not applicable | data not applicable | data not available | data not available | data not applicable | data not available | Connected | 1.5 | 1.52 | 1.6 | 3.04 | 3.2 | 43715 | data not applicable | data not applicable | data not applicable | data not applicable | data not applicable | data not applicable | data not applicable | data not available | data not available | data not available | data not available | data not available | data not available | 45750
2000000000000 | [5 empty] | 2000000000000 | HERRIARD BIO POWER LIMITED | HERRIARD AD PLANT | OFF BAGMORE LANE | DATA NOT AVAILABLE | BASINGSTOKE | HAMPSHIRE | RG25 2PZ | ENGLAND | 466101 | 144740 | BRAMLEY (FLEE) | ALTON | HERRIARD | 11 | SOUTHERN ELECTRIC POWER DISTRIBUTION PLC | DATA NOT AVAILABLE | DATA NOT AVAILABLE | NO | DATA NOT AVAILABLE | DATA NOT AVAILABLE | 1.9 | DATA NOT AVAILABLE | DATA NOT AVAILABLE | DATA NOT AVAILABLE | DATA NOT AVAILABLE | DATA NOT AVAILABLE | DATA NOT AVAILABLE | DATA NOT AVAILABLE | DATA NOT AVAILABLE | DATA NOT AVAILABLE | DATA NOT AVAILABLE | DATA NOT AVAILABLE | DATA NOT AVAILABLE | NO | CONNECTED | 1.9 | 1.9 | 2 | DATA NOT AVAILABLE | DATA NOT AVAILABLE | DATA NOT AVAILABLE | DATA NOT AVAILABLE | DATA NOT AVAILABLE | DATA NOT AVAILABLE | DATA NOT AVAILABLE | DATA NOT AVAILABLE | DATA NOT AVAILABLE | DATA NOT AVAILABLE | N | DATA NOT AVAILABLE | DATA NOT AVAILABLE | DATA NOT AVAILABLE | DATA NOT AVAILABLE | DATA NOT AVAILABLE | 44137
1574000319504 | [5 empty] | Data Not Available | Hexham Biodigester | Hexham Biodigester | Mcarthur Forest Services | Ferry Road | Hexham | Northumberland | NE46 4JW | England | 394260 | 564778 | Stella South | Coalburns | Hexham | 20 | Northern Powergrid (Northeast) plc | Biomass | Steam turbine (thermal power plant) | No | Data Not Applicable | Data Not Applicable | 2.5 | Data Not Available | Data Not Available | Data Not Available | Data Not Available | Data Not Available | Data Not Available | Data Not Available | Data Not Available | Data Not Available | Data Not Available | Data Not Available | Data Not Available | No | Connected | 2.5 | 2.5 | 2.632 | Data Not Available | Data Not Available | 2014-08-13 00:00:00 | Data Not Applicable | Data Not Applicable | 2.632 | Data Not Applicable | Data Not Applicable | Data Not Available | Data Not Available | Data Not Available | Data Not Available | Data Not Available | Data Not Available | Data Not Available | Data Not Available | 2017-03-08 | 54.97757595059848, -2.091210849499085 |  | 2014-08-13 | Northumberland
Data Not Available | [5 empty] | 1507894659990 | Hexham General Hospital | Hexham General Hospital | Hexham General Hospital | Corbridge Road | Hexham | Northumberland | NE46 1QJ | England | 393874 | 564044 | Fourstones 20kV | Fourstones 20kV | Fourstones 20kV Direct | 11 | Northern Powergrid (Northeast) plc | Fossil - Oil | Engine (combustion / reciprocating) | No | Data Not Applicable | Data Not Applicable | 1.36 | Data Not Available | Data Not Available | Data Not Available | Data Not Available | Data Not Available | Data Not Available | Data Not Available | Data Not Available | Data Not Available | Data Not Available | Data Not Available | Data Not Available | No | Connected | 1.36 | 0 | 0 | Data Not Available | Data Not Available | 2002-04-01 00:00:00 | Data Not Applicable | Data Not Applicable | 1.432 | Data Not Applicable | Data Not Applicable | Data Not Available | Data Not Available | Data Not Available | Data Not Available | Data Not Available | Data Not Available | Data Not Available | Data Not Available | 2022-05-13 | 54.97097541039108, -2.0972255376513624 |  | 2002-04-01 | Northumberland
2100041526640 | [5 empty] | 2100041526631 | Bryn blaen wind farm limited | Bryn blaen wind farm | Bryn Blaen Wind Farm | Bryn Titli Platuae, St Harman | Rhayader | Powys | LD6 5LF | United Kingdom | 306912 | 201154 | Rassau Gsp | Abergavenny | data not available | 66 | National Grid Electricity Distribution (South Wales) Plc | Wind | Onshore wind turbines | No | data not available | data not available | 14.1 | data not applicable | data not applicable | data not applicable | data not available | data not available | data not applicable | data not applicable | data not applicable | data not applicable | data not available | data not available | data not applicable | data not available | Connected | 14.1 | 13.87 | 14.6 | 0.3325 | 0.35 | 43890 | data not applicable | data not applicable | data not applicable | data not applicable | data not applicable | data not applicable | data not applicable | data not available | data not available | data not available | data not available | data not available | data not available | 45750
2100041539180 | [5 empty] | 2100041539170 | Hydro electric developments limited | Ystradffin hydro generation llandovery | Ystradffin Hydro Power Station | Ystradffin | Llandovery | Dyfed | SA20 0PH | United Kingdom | 277580 | 245880 | Swansea North Grid | Ammanford Grid | data not available | 33 | National Grid Electricity Distribution (South Wales) Plc | Water (flowing water or head of water) | Hydro - Run of river | No | data not available | data not available | 1.99 | data not applicable | data not applicable | data not applicable | data not available | data not available | data not applicable | data not applicable | data not applicable | data not applicable | data not available | data not available | data not applicable | data not available | Connected | 1.99 | 1.9 | 2 | 0.095 | 0.1 | 44010 | data not applicable | data not applicable | data not applicable | data not applicable | data not applicable | data not applicable | data not applicable | data not available | data not available | data not available | data not available | data not available | data not available | 45750
2100041612477 | [5 empty] | 2100041612468 | Gwent farmers' community solar partnership limited | Llanwern 132kv solar park, whitson, newport, np18 2ay | Llanwern Site | Whitson | Newport | Gwent | NP18 2AY | United Kingdom | 333756 | 118530 | Uskmouth | data not available | data not available | 132 | National Grid Electricity Distribution (South Wales) Plc | Solar | Photovoltaic | No | data not available | data not available | 53.895 | data not applicable | data not applicable | data not applicable | data not available | data not available | data not applicable | data not applicable | data not applicable | data not applicable | data not available | data not available | data not applicable | data not available | Connected | 53.895 | 47.5 | 50 | 0.07885 | 0.083 | 44136 | data not applicable | data not applicable | data not applicable | data not applicable | data not applicable | data not applicable | data not applicable | data not available | data not available | data not available | data not available | data not available | data not available | 45750
2100041653190 | [5 empty] | 2100041653171 | Ce rush wall turbine limited | Rush wall wtg | Rush Wall | Longlands Lane, Redwick | Newport | data not available | NP26 3DX | United Kingdom | 340803 | 185499 | Uskmouth | Magor Grid | Magor Primary | 11 | National Grid Electricity Distribution (South Wales) Plc | Wind | Onshore wind turbines | No | data not available | data not available | 3.5 | data not applicable | data not applicable | data not applicable | data not available | data not available | data not applicable | data not applicable | data not applicable | data not applicable | data not available | data not available | data not applicable | data not available | Connected | 3.5 | 3.325 | 3.5 | 0.01425 | 0.015 | 44180 | data not applicable | data not applicable | data not applicable | data not applicable | data not applicable | data not applicable | data not applicable | data not available | data not available | data not available | data not available | data not available | data not available | 45750
2100041665725 | [5 empty] | 2100041665716 | Gresham house solar distribution llp | Afon llan solar park | Maeseglwys Farm | Morriston | Swansea | data not available | SA6 6NR | United Kingdom | 265459 | 201047 | Swansea North Grid | Swansea North Bsp | data not available | 33 | National Grid Electricity Distribution (South Wales) Plc | Solar | Photovoltaic | No | data not available | data not available | 9.24 | data not applicable | data not applicable | data not applicable | data not available | data not available | data not applicable | data not applicable | data not applicable | data not applicable | data not available | data not available | data not applicable | data not available | Connected | 9.24 | 8.55 | 9 | 0.095 | 0.1 | 44357 | data not applicable | data not applicable | data not applicable | data not applicable | data not applicable | data not applicable | data not applicable | data not available | data not available | data not available | data not available | data not available | data not available | 45750
2100041686121 | [5 empty] | 2199989628848 | Yuasa battery uk ltd | Ebbw vale, rassau ind est, unit 22 yuasa | Unit 22 | Rassau Industrial Estate, Rassau | Ebbw vale | Gwent | NP23 5SD | United Kingdom | 314950 | 212082 | Rassau Gsp | Rassau West 132/11Kv S/S | Rassau West Primary | 11 | National Grid Electricity Distribution (South Wales) Plc | Wind | Onshore wind turbines | No | data not available | data not available | 0.9 | Solar | Photovoltaic | No | data not available | data not available | 0.6 | data not applicable | data not applicable | data not applicable | data not available | data not available | data not applicable | data not available | Connected | 1.5 | 1.425 | 1.5 | 3.325 | 3.5 | 44464 | data not applicable | data not applicable | data not applicable | data not applicable | data not applicable | data not applicable | data not applicable | data not available | data not available | data not available | data not available | data not available | data not available | 45750
2100041725729 | [5 empty] | 2100041725695 | Graig fatha ce turbine ltd | Tonyrefail graig fatha wind turbine coed ely | Graig Fatha Farm | Coed Ely, Tonyrefail | Porth | Rct | CF39 8EX | United Kingdom | 301279 | 185404 | Upper Boat | Talbot Green Grid | Talbot Green Primary | 11 | National Grid Electricity Distribution (South Wales) Plc | Wind | Onshore wind turbines | No | data not available | data not available | 2.5 | data not applicable | data not applicable | data not applicable | data not available | data not available | data not applicable | data not applicable | data not applicable | data not applicable | data not available | data not available | data not applicable | data not available | Connected | 2.5 | 2.375 | 2.5 | 0.0475 | 0.05 | 44490 | data not applicable | data not applicable | data not applicable | data not applicable | data not applicable | data not applicable | data not applicable | data not available | data not available | data not available | data not available | data not available | data not available | 45750
2100041878071, 2100041878090 | [5 empty] | 2100041878141, 2100041878160 | Bryngolwg solar ltd | Cf44 9ug, bryngolwg solar farm, rhigos | Bryngolwg Solar Farm | Bryngolwg Farm, Rhigos | Aberdare | data not available | CF44 9UG | United Kingdom | 293047 | 205550 | Swansea North Grid | Hirwaun Grid | Hirwaun Primary | 11 | National Grid Electricity Distribution (South Wales) Plc | Solar | Photovoltaic | No | data not available | data not available | 8 | data not applicable | data not applicable | data not applicable | data not available | data not available | data not applicable | data not applicable | data not applicable | data not applicable | data not available | data not available | data not applicable | data not available | Connected | 8 | 13.3 | 14 | 0.171 | 0.18 | 45170 | data not applicable | data not applicable | data not applicable | data not applicable | data not applicable | data not applicable | data not applicable | data not available | data not available | data not available | data not available | data not available | data not available | 45750
2100041897320 | [5 empty] | 2100041836443 | Solar energy farm ltd | Solar energy farm | Long Acre | Temporary Supply, Court Colman | Bridgend | Mid Glamorgan | CF32 0HD | United Kingdom | 288282 | 182892 | Pyle Grid | Bridgend Grid | Litchard | 11 | National Grid Electricity Distribution (South Wales) Plc | Solar | Photovoltaic | No | data not available | data not available | 1 | data not applicable | data not applicable | data not applicable | data not available | data not available | data not applicable | data not applicable | data not applicable | data not applicable | data not available | data not available | data not applicable | data not available | Connected | 1 | 0.95 | 1 | 0.04275 | 0.045 | data not available | data not applicable | data not applicable | data not applicable | data not applicable | data not applicable | data not applicable | data not applicable | data not available | data not available | data not available | data not available | data not available | data not available | 45750
2100041953000 | [5 empty] | 2100041952966 | Field newport ltd | Traston road battery | data not available | Traston Road | Newport | data not available | NP19 4PW | United Kingdom | 333117 | 185676 | Uskmouth | Newport South | data not available | 33 | National Grid Electricity Distribution (South Wales) Plc | Stored Energy (all stored energy irrespective of the original energy source) | Storage - Electrochemical (Batteries) | No | data not available | data not available | 24.145 | data not applicable | data not applicable | data not applicable | data not available | data not available | data not applicable | data not applicable | data not applicable | data not applicable | data not available | data not available | data not applicable | data not available | Connected | 24.145 | 19.9994 | 21.052 | 19.9994 | 21.052 | 45627 | data not applicable | data not applicable | data not applicable | data not applicable | data not applicable | data not applicable | data not applicable | data not available | data not available | data not available | data not available | data not available | data not available | 45750
2100041961766 | [5 empty] | 2100041961757 | Spring dev 02 limited | Hopkins solar farm | Hopkins Solar Farm | Clawdd Du, Pontardulais Road, Tycroes | Ammanford | data not available | SA18 3RE | United Kingdom | 259820 | 109740 | Swansea North Grid | Ammanford Grid | data not available | 33 | National Grid Electricity Distribution (South Wales) Plc | Solar | Photovoltaic | No | data not available | data not available | 29.76 | data not applicable | data not applicable | data not applicable | data not available | data not available | data not applicable | data not applicable | data not applicable | data not applicable | data not available | data not available | data not applicable | data not available | Connected | 29.76 | 27.949 | 29.42 | 0.2071 | 0.218 | 45504 | data not applicable | data not applicable | data not applicable | data not applicable | data not applicable | data not applicable | data not applicable | data not available | data not available | data not available | data not available | data not available | data not available | 45750
2100042006680 | [5 empty] | 2100040762669 | Bluestone resorts ltd | Bluestone holiday village canaston bridge narberth | Bluestone National Park Resort | Canaston Wood | Narberth | Dyfed | SA67 8DE | United Kingdom | 207160 | 212870 | Pembroke Power Station | Haverfordwest Grid | Penblewin | 11 | National Grid Electricity Distribution (South Wales) Plc | Solar | Photovoltaic | No | data not available | data not available | 2.97 | data not applicable | data not applicable | data not applicable | data not available | data not available | data not applicable | data not applicable | data not applicable | data not applicable | data not available | data not available | data not applicable | data not available | Connected | 2.97 | 1.045 | 1.1 | 2.28 | 2.4 | 45536 | data not applicable | data not applicable | data not applicable | data not applicable | data not applicable | data not applicable | data not applicable | data not available | data not available | data not available | data not available | data not available | data not available | 45750
2100042007372 | [5 empty] | 2100042007363 | Brynrhyd solar farm limited | Hendy, pontarddulais, bryn y rhyd | Bryn Y Rhyd | Pontarddulais | Hendy | data not available | SA4 0FD | United Kingdom | 259764 | 208442 | Swansea North Grid | Ammanford Grid | data not available | 33 | National Grid Electricity Distribution (South Wales) Plc | Solar | Photovoltaic | No | data not available | data not available | 31.36 | data not applicable | data not applicable | data not applicable | data not available | data not available | data not applicable | data not applicable | data not applicable | data not applicable | data not available | data not available | data not applicable | data not available | Connected | 31.36 | 29.9991 | 31.578 | 0.2185 | 0.23 | 45646 | data not applicable | data not applicable | data not applicable | data not applicable | data not applicable | data not applicable | data not applicable | data not available | data not available | data not available | data not available | data not available | data not available | 45750
2100042017618 | [5 empty] | 2100042017609 | Llanwynno energy ltd | Porth llwyncelyn farm wt (t1) llwyncelyn | Llwyncelyn Farm T1 Wt | Llwyncelyn | Porth | data not available | CF39 9UE | United Kingdom | 303620 | 192830 | Upper Boat | Upper Boat Bsp | Wattstown | 11 | National Grid Electricity Distribution (South Wales) Plc | Wind | Onshore wind turbines | No | data not available | data not available | 2.5 | data not applicable | data not applicable | data not applicable | data not available | data not available | data not applicable | data not applicable | data not applicable | data not applicable | data not available | data not available | data not applicable | data not available | Connected | 2.5 | 2.375 | 2.5 | 0.02375 | 0.025 | 45610 | data not applicable | data not applicable | data not applicable | data not applicable | data not applicable | data not applicable | data not applicable | data not available | data not available | data not available | data not available | data not available | data not available | 45750
2100042017715 | [5 empty] | 2100042017706 | Llanwynno energy ltd | Cf37 3lg, llwyncelyn farm wt (t2), ynysybwl | Llwyncelyn T2 | Pen Y Wal Substation, Pen Y Wal Road | Graigwen | data not available | CF37 3NR | United Kingdom | 305672 | 194028 | Upper Boat | Mountain Ash Grid | Lady Windsor | 11 | National Grid Electricity Distribution (South Wales) Plc | Wind | Onshore wind turbines | No | data not available | data not available | 3 | data not applicable | data not applicable | data not applicable | data not available | data not available | data not applicable | data not applicable | data not applicable | data not applicable | data not available | data not available | data not applicable | data not available | Connected | 3 | 2.85 | 3 | 0.04275 | 0.045 | 45746 | data not applicable | data not applicable | data not applicable | data not applicable | data not applicable | data not applicable | data not applicable | data not available | data not available | data not available | data not available | data not available | data not available | 45750
2189999997345 | [5 empty] | 2199989641937 | Beaufort wind limited | Taff ely windfarm | Taff Ely Wind Farm | Blackmill | Tonyrefail | Mid Glamorgan | CF39 8EG | United Kingdom | 298650 | 186500 | Upper Boat | Upper Boat Bsp | data not available | 33 | National Grid Electricity Distribution (South Wales) Plc | Wind | Onshore wind turbines | No | data not available | data not available | 9 | data not applicable | data not applicable | data not applicable | data not available | data not available | data not applicable | data not applicable | data not applicable | data not applicable | data not available | data not available | data not applicable | data not available | Connected | 9 | 10.45 | 11 | 0.095 | 0.1 | 34025 | data not applicable | data not applicable | data not applicable | data not applicable | data not applicable | data not applicable | data not applicable | data not available | data not available | data not available | data not available | data not available | data not available | 45750
2189999997354 | [5 empty] | 2199989353701, 2199989353710 | Dow corning limited | Dow corning 132kv connection | Dow Silicones Uk Limited Export | Cardiff Road | Barry | data not available | CF63 2YL | United Kingdom | 314008 | 168850 | data not available | data not available | data not available | 132 | National Grid Electricity Distribution (South Wales) Plc | Waste | Steam turbine (thermal power plant) | No | data not available | data not available | 27.4 | data not applicable | data not applicable | data not applicable | data not available | data not available | data not applicable | data not applicable | data not applicable | data not applicable | data not available | data not available | data not applicable | data not available | Connected | 27.4 | 9.5 | 10 | 14.25 | 15 | 35788 | data not applicable | data not applicable | data not applicable | data not applicable | data not applicable | data not applicable | data not applicable | data not available | data not available | data not available | data not available | data not available | data not available | 45750
2189999997390 | [5 empty] | 2199989635669 | Renewable energy systems limited | Dyffryn brodyn windfarm | Dyffryn Brodyn | Blaenwaun | Whitland | Dyfed | SA34 0JE | United Kingdom | 222573 | 226464 | Swansea North Grid | Carmarthen Grid | data not available | 33 | National Grid Electricity Distribution (South Wales) Plc | Wind | Onshore wind turbines | No | data not available | data not available | 5.5 | data not applicable | data not applicable | data not applicable | data not available | data not available | data not applicable | data not applicable | data not applicable | data not applicable | data not available | data not available | data not applicable | data not available | Connected | 5.5 | 5.7 | 6 | 0.095 | 0.1 | 34614 | data not applicable | data not applicable | data not applicable | data not applicable | data not applicable | data not applicable | data not applicable | data not available | data not available | data not available | data not available | data not available | data not available | 45750
2198765142992 | [5 empty] | 2198765146436 | Parc cynog wind farm limited | Parc cynog, pendine | Export Parc Cynog Wind Farm, Parc Cynog | Pendine | Carmarthen | Carmarthenshire | SA33 4PY | United Kingdom | 225055 | 209439 | data not available | data not available | data not available | 33 | National Grid Electricity Distribution (South Wales) Plc | Solar | Photovoltaic | No | data not available | data not available | 4.19 | Wind | Onshore wind turbines | No | data not available | data not available | 3.6 | data not applicable | data not applicable | data not applicable | data not available | data not available | data not applicable | data not available | Connected | 7.79 | 3.895 | 4.1 | 0.0475 | 0.05 | 42460 | data not applicable | data not applicable | data not applicable | data not applicable | data not applicable | data not applicable | data not applicable | data not available | data not available | data not available | data not available | data not available | data not available | 45750
1700000000000 | [5 empty] | 1700000000000 | HILL OF TRAMAUD LANDFILL | HILL OF TRAMAUD LANDFILL | DATA NOT AVAILABLE | GAS GENERATOR | ABERDEEN | ABERDEEN | DATA NOT AVAILABLE | SCOTLAND | DATA NOT AVAILABLE | DATA NOT AVAILABLE | PERSLEY | DATA NOT APPLICABLE | BRIDGE OF DON | 11 | SCOTTISH HYDRO ELECTRIC POWER DISTRIBUTION PLC | BIOFUEL - SEWAGE GAS | DATA NOT AVAILABLE | NO | DATA NOT AVAILABLE | DATA NOT AVAILABLE | 1.292 | DATA NOT AVAILABLE | DATA NOT AVAILABLE | DATA NOT AVAILABLE | DATA NOT AVAILABLE | DATA NOT AVAILABLE | DATA NOT AVAILABLE | DATA NOT AVAILABLE | DATA NOT AVAILABLE | DATA NOT AVAILABLE | DATA NOT AVAILABLE | DATA NOT AVAILABLE | DATA NOT AVAILABLE | NO | CONNECTED | 1.292 | 1.292 | 1.36 | 0.038 | 0.04 | 42929 | DATA NOT AVAILABLE | DATA NOT AVAILABLE | DATA NOT AVAILABLE | DATA NOT AVAILABLE | DATA NOT AVAILABLE | DATA NOT AVAILABLE | DATA NOT AVAILABLE | N | DATA NOT AVAILABLE | DATA NOT AVAILABLE | DATA NOT AVAILABLE | DATA NOT AVAILABLE | DATA NOT AVAILABLE | 44245
1640000950263 | [5 empty] | 1640000950254 | HILLHOUSE GENERATION LIMITED | HILLHOUSE | HILLHOUSE FARM | - | THORNTON | LANCASHIRE | FY5 4FW | ENGLAND | 334626 | 442960 | PENWORTHAM WEST GSP / STANAH GSP GROUP | THORNTON | - | 33 | ELECTRICITY NORTH WEST LIMITED | FOSSIL - OIL | ENGINE (COMBUSTION / RECIPROCATING) | NO | 0 | 0 | 20 |  |  |  | 0 | 0 | 0 |  |  |  | 0 | 0 | 0 | NO | CONNECTED | 20 | 20 | 21.0526 | 0 | 0 | 2021-01-26 |  |  |  | 0 | 0 |  |  | NO | NO |  |  |  |  | 2021-12-06 | 53.878697920641734, -2.995903529005325
2100041416450 | [5 empty] | 2100041416441 | Hirwaun energy limited | Aberdare hirwaun industrial park units 43-44 | Unit 43-44 | Hirwaun Industrial Estate, Hirwaun | Aberdare | Mid Glaorgan | CF44 9UP | United Kingdom | 294300 | 206143 | Swansea North Grid | Hirwaun Grid | data not available | 33 | National Grid Electricity Distribution (South Wales) Plc | Fossil - Gas | Engine (combustion / reciprocating) | No | data not available | data not available | 1.3 | data not applicable | data not applicable | data not applicable | data not available | data not available | data not applicable | data not applicable | data not applicable | data not applicable | data not available | data not available | data not applicable | data not available | Connected | 1.3 | 3.0001 | 3.158 | 0.38 | 0.4 | 43180 | data not applicable | data not applicable | data not applicable | data not applicable | data not applicable | data not applicable | data not applicable | data not available | data not available | data not available | data not available | data not available | data not available | 45750
1422886500007 | [5 empty] | 1421886500005 | Holditch power limited | Holditch power limited (mercia power no 1 85/7458) | Power Station (No 1 Feeder) | Lymedale Industrial Estate, Holditch Road, Chesterton | Newcastle under lyme | Staffordshire | ST5 9JA | United Kingdom | 383812 | 348078 | Cellarhead 132Kv | Newcastle 132Kv S Stn | Newcastle 132/11Kv | 11 | National Grid Electricity Distribution (West Midlands) Plc | Fossil - Gas | Engine (combustion / reciprocating) | No | data not available | data not available | 4.542 | data not applicable | data not applicable | data not applicable | data not available | data not available | data not applicable | data not applicable | data not applicable | data not applicable | data not available | data not available | data not applicable | data not available | Connected | 4.542 | 4.5438 | 4.783 | 0.1425 | 0.15 | 45157 | data not applicable | data not applicable | data not applicable | data not applicable | data not applicable | data not applicable | data not applicable | data not available | data not available | data not available | data not available | data not available | data not available | 45750
2199989612680 | [5 empty] | 2199989613708 | Dwr cymru welsh water | Elan valley nffo hydro electric generating facility | Import Mpan, Elen Electric Generating Facility | Elan Valley | Rhayader | Powys | LD6 5HP | United Kingdom | 292560 | 264550 | Rassau Gsp | Abergavenny | Rhayader | 11 | National Grid Electricity Distribution (South Wales) Plc | Water (flowing water or head of water) | Hydro - Run of river | No | data not available | data not available | 4 | data not applicable | data not applicable | data not applicable | data not available | data not available | data not applicable | data not applicable | data not applicable | data not applicable | data not available | data not available | data not applicable | data not available | Connected | 4 | 2.5869 | 2.723 | 0.0475 | 0.05 | 35499 | data not applicable | data not applicable | data not applicable | data not applicable | data not applicable | data not applicable | data not applicable | data not available | data not available | data not available | data not available | data not available | data not available | 45750
2199989612769 | [5 empty] | 2199989614809 | Dwr cymru welsh water | Llyn brianne reservoir, dyfed | Hydro Electric Station | Llyn Brianne, Rhandirmwyn | Llandovery | Dyfed | SA20 0PG | United Kingdom | 279140 | 248270 | Swansea North Grid | Ammanford Grid | data not available | 33 | National Grid Electricity Distribution (South Wales) Plc | Water (flowing water or head of water) | Hydro - Run of river | No | data not available | data not available | 5.45 | data not applicable | data not applicable | data not applicable | data not available | data not available | data not applicable | data not applicable | data not applicable | data not applicable | data not available | data not available | data not applicable | data not available | Connected | 5.45 | 5.7 | 6 | 0.095 | 0.1 | 35308 | data not applicable | data not applicable | data not applicable | data not applicable | data not applicable | data not applicable | data not applicable | data not available | data not available | data not available | data not available | data not available | data not available | 45750
2199989612801 | [5 empty] | 2199989613717 | Dwr cymru welsh water | Elan non-nffo facility | Hydro Electric Station | Elan Valley | Rhayader | Powys | LD6 5HP | United Kingdom | 292560 | 264550 | Rassau Gsp | Abergavenny | Rhayader | 11 | National Grid Electricity Distribution (South Wales) Plc | Water (flowing water or head of water) | Hydro - Run of river | No | data not available | data not available | 1.3 | data not applicable | data not applicable | data not applicable | data not available | data not available | data not applicable | data not applicable | data not applicable | data not applicable | data not available | data not available | data not applicable | data not available | Connected | 1.3 | 0.9975 | 1.05 | 0.02375 | 0.025 | 35499 | data not applicable | data not applicable | data not applicable | data not applicable | data not applicable | data not applicable | data not applicable | data not available | data not available | data not available | data not available | data not available | data not available | 45750
1424886500000 | [5 empty] | 1423886500009 | Holditch power limited | Holditch power limited (mercia power no2 85/7473) | (No 2 Feeder) Elecrical Substation Group, Hamptons Industrial Estate | Holditch Road, Chesterton | Newcastle under lyme | Staffordshire | ST5 9JA | United Kingdom | 383804 | 348070 | Cellarhead 132Kv | Newcastle 132Kv S Stn | Newcastle 132/11Kv | 11 | National Grid Electricity Distribution (West Midlands) Plc | Fossil - Gas | Engine (combustion / reciprocating) | No | data not available | data not available | 3.342 | data not applicable | data not applicable | data not applicable | data not available | data not available | data not applicable | data not applicable | data not applicable | data not applicable | data not available | data not available | data not applicable | data not available | Connected | 3.342 | 3.3421 | 3.518 | 0.1425 | 0.15 | 45489 | data not applicable | data not applicable | data not applicable | data not applicable | data not applicable | data not applicable | data not applicable | data not available | data not available | data not available | data not available | data not available | data not available | 45750
2199989632384 | [5 empty] | 2199989639264 | Beaufort wind limited | Bryn titli windfarm ****66,000volt connection**** | Bryn Titli Wind Farm | Bryntitli Platuae | Rhayader | Dyfed | LD6 5LT | United Kingdom | 296510 | 272610 | Rassau Gsp | Abergavenny | data not available | 66 | National Grid Electricity Distribution (South Wales) Plc | Wind | Onshore wind turbines | No | data not available | data not available | 9.9 | data not applicable | data not applicable | data not applicable | data not available | data not available | data not applicable | data not applicable | data not applicable | data not applicable | data not available | data not available | data not applicable | data not available | Connected | 9.9 | 10.45 | 11 | 0.285 | 0.3 | 43137 | data not applicable | data not applicable | data not applicable | data not applicable | data not applicable | data not applicable | data not applicable | data not available | data not available | data not available | data not available | data not available | data not available | 45750
2394200236680 | [5 empty] | 2380002877015 | Holywell CHP | Holywell CHP | Sonoco Ltd | Holywell Green | Halifax | North Yorkshire | HX4 9PY | England | 406814 | 419137 | Elland | Lindley | Prospect Road | 11 | Northern Powergrid (Yorkshire) plc | Fossil - Gas | Steam turbine (thermal power plant) | Yes | Data Not Applicable | Data Not Applicable | 3.2 | Data Not Available | Data Not Available | Data Not Available | Data Not Available | Data Not Available | Data Not Available | Data Not Available | Data Not Available | Data Not Available | Data Not Available | Data Not Available | Data Not Available | No | Connected | 3.2 | 3.2 | 3.368 | Data Not Available | Data Not Available | 2023-06-28 00:00:00 | Data Not Applicable | Data Not Applicable | 3.368 | Data Not Applicable | Data Not Applicable | 2022-03-04 00:00:00 | Data Not Available | Data Not Available | Data Not Available | Data Not Available | Data Not Available | Data Not Available | Data Not Available | 2024-02-22 | 53.668667540168684, -1.8983441950106739 | 2022-03-04 | 2023-06-28 | Calderdale
data not available | [5 empty] | data not available | Howdens | Schreiber | Astomoor Road | Runcorn | Runcorn | Wirral | WA7 1PQ | England | 353825 | 383465 | FROD / INCE (FROD) | DUTTON GT2 / MOORE GT1 / PERCIVAL LA GT1 | ASTMOOR IND EST T1 / MACKAMAX T1 / MERSEY RD T1 / PICOW FARM RD T1 | 33 | SP Manweb plc | Fossil - Gas | Steam-gas turbine (CCGT) | No | 0 | 0 | 1.56 | data not applicable | data not applicable | No | 0 | 0 | 0 | data not applicable | data not applicable | No | 0 | 0 | 0 | data not available | Connected | 1.56 | 1.56 | 1.6421 | 2.4 | 2.5263 | 43797 | data not applicable | data not applicable | data not applicable | data not applicable | data not applicable | data not available | data not applicable | N | N | data not available | N | data not available | data not available | 45569 | data not available | 687
2200031664357 | [5 empty] | 2200040848888 | Scottish power renewables (uk) limited | Mitchell new 33kv carland cross wind farm | Wind Farm | Carland Cross | Mitchell | Cornwall | TR8 5AY | United Kingdom | 184115 | 54672 | Indian Queens Sgp | Truro Bsp | Truro Shortlanesend | 33 | National Grid Electricity Distribution (South West) Plc | Wind | Onshore wind turbines | No | data not available | data not available | 20 | Solar | Photovoltaic | No | data not available | data not available | 11.48 | Stored Energy (all stored energy irrespective of the original energy source) | Storage - Electrochemical (Batteries) | No | data not available | data not available | 1.03 | data not available | Connected | 32.51 | 19 | 20 | 1.045 | 1.1 | 44593 | data not applicable | data not applicable | data not applicable | data not applicable | data not applicable | data not applicable | data not applicable | data not available | data not available | data not available | data not available | data not available | data not available | 45750
2200031822971 | [5 empty] | 2200030511311 | Cold northcott windfarm limited | Launceston cold northcott windfarm import/export site | Export Supply 1, Cold Northcott | St Clether | Launceston | Cornwall | PL15 8PR | United Kingdom | 221236 | 85775 | Indian Queens Sgp | St Tudy Bsp | Davidstow | data not available | National Grid Electricity Distribution (South West) Plc | Wind | Onshore wind turbines | No | data not available | data not available | 6.8 | data not applicable | data not applicable | data not applicable | data not available | data not available | data not applicable | data not applicable | data not applicable | data not applicable | data not available | data not available | data not applicable | data not available | Connected | 6.8 | 6.84 | 7.2 | 0.19 | 0.2 | 33817 | data not applicable | data not applicable | data not applicable | data not applicable | data not applicable | data not applicable | data not applicable | data not available | data not available | data not available | data not available | data not available | data not available | 45750
2200031823530 | [5 empty] | 2200030112133 | St breock limited | St breock windfarm, near wadebridge | St Breock Wind Farm | Access To Haycrock, St Breock | Wadebridge | Cornwall | PL27 7LG | United Kingdom | 197411 | 68941 | Indian Queens Sgp | St Tudy Bsp | Wadebridge | 33 | National Grid Electricity Distribution (South West) Plc | Wind | Onshore wind turbines | No | data not available | data not available | 10 | data not applicable | data not applicable | data not applicable | data not available | data not available | data not applicable | data not applicable | data not applicable | data not applicable | data not available | data not available | data not applicable | data not available | Connected | 10 | 9.5 | 10 | 0.171 | 0.18 | 41314 | data not applicable | data not applicable | data not applicable | data not applicable | data not applicable | data not applicable | data not applicable | data not available | data not available | data not available | data not available | data not available | data not available | 45750
2200031823558 | [5 empty] | 2200030109831 | Four burrows ltd | Truro four burrows windfarm | Four Burrows Wind Farm | Route Of Old A30 Between Chiverton Cross, Four Burrows | Blackwater | Cornwall | TR4 8JB | United Kingdom | 176917 | 48170 | Indian Queens Sgp | Truro Bsp | data not available | 33 | National Grid Electricity Distribution (South West) Plc | Wind | Onshore wind turbines | No | data not available | data not available | 4.5 | data not applicable | data not applicable | data not applicable | data not available | data not available | data not applicable | data not applicable | data not applicable | data not applicable | data not available | data not available | data not applicable | data not available | Connected | 4.5 | 4.275 | 4.5 | 0.095 | 0.1 | 34645 | data not applicable | data not applicable | data not applicable | data not applicable | data not applicable | data not applicable | data not applicable | data not available | data not available | data not available | data not available | data not available | data not available | 45750
2200031824213 | [5 empty] | 2200030349075, 2200032161930 | South west water ltd | Okehampton roadford reservoir | Roadford Reservoir | data not available | Lifton | Devon | PL16 0JJ | United Kingdom | 241985 | 89916 | Alverdiscott Sgp | Pyworthy Bsp | Roadford | 33 | National Grid Electricity Distribution (South West) Plc | Wind | Onshore wind turbines | No | data not available | data not available | 0.95 | Water (flowing water or head of water) | Hydro - Reservoir (not pumped) | No | data not available | data not available | 0.95 | data not applicable | data not applicable | data not applicable | data not available | data not available | data not applicable | data not available | Connected | 1.9 | 1.14 | 1.2 | 5.7 | 6 | 33009 | data not applicable | data not applicable | data not applicable | data not applicable | data not applicable | data not applicable | data not applicable | data not available | data not available | data not available | data not available | data not available | data not available | 45750
Data Not Available | [5 empty] | Data Not Available | Howdon STW CHP | Howdon STW CHP | Howdon STW | Northumnderland Dock | Wallsend | Tyne and Wear | NE28 0PB | England | 433713 | 566614 | Tynemouth | Flatworth | Howdon | 11 | Northern Powergrid (Northeast) plc | Fossil - Gas | Steam turbine (thermal power plant) | Yes | Data Not Applicable | Data Not Applicable | 6 | Data Not Available | Data Not Available | Data Not Available | Data Not Available | Data Not Available | Data Not Available | Data Not Available | Data Not Available | Data Not Available | Data Not Available | Data Not Available | Data Not Available | No | Connected | 6 | 6 | 6.316 | Data Not Available | Data Not Available | 2019-11-01 00:00:00 | Data Not Applicable | Data Not Applicable | 6.316 | Data Not Applicable | Data Not Applicable | 2019-09-16 14:51:00 | Data Not Available | Data Not Available | Data Not Available | Data Not Available | Data Not Available | Data Not Available | Data Not Available | 2019-10-10 | 54.992975693039824, -1.4746130206257424 | 2019-09-16 | 2019-11-01 | North Tyneside
2394000143592 | [5 empty] | 2380002650242 | Hull Energy Centre | Hull Energy Centre | Hull Solar Energy Centre | Preston Road | Hull | North Yorkshire | HU11 4DZ | England | 515568 | 432708 | Creyke Beck | Bransholme | Bilton Generation 33kV | 33 | Northern Powergrid (Yorkshire) plc | Fossil - Gas | Steam turbine (thermal power plant) | No | Data Not Applicable | Data Not Applicable | 21 | Data Not Available | Data Not Available | Data Not Available | Data Not Available | Data Not Available | Data Not Available | Data Not Available | Data Not Available | Data Not Available | Data Not Available | Data Not Available | Data Not Available | No | Connected | 21 | 21 | 22.105 | Data Not Available | Data Not Available | 2020-09-14 00:00:00 | Data Not Applicable | Data Not Applicable | 22.105 | Data Not Applicable | Data Not Applicable | 2018-01-05 00:00:00 | Data Not Available | Data Not Available | Data Not Available | Data Not Available | Data Not Available | Data Not Available | Data Not Available | 2018-03-14 | 53.7778864639136, -0.24770913590282242 | 2018-01-05 | 2020-09-14 | East Riding of Yorkshire
2200031824490 | [5 empty] | 2200030348666 | Imerys minerals limited | Imerys, par harbour intake | Imerys Minerals Limited Export | Par Harbour | Par | Cornwall | PL24 2BP | United Kingdom | 207582 | 53091 | data not available | data not available | data not available | 11 | National Grid Electricity Distribution (South West) Plc | Waste | Steam turbine (thermal power plant) | Yes | data not available | data not available | 11.1 | Solar | Photovoltaic | No | data not available | data not available | 0.2496 | data not applicable | data not applicable | data not applicable | data not available | data not available | data not applicable | data not available | Connected | 11.3496 | 9.975 | 10.5 | 5.225 | 5.5 | 42736 | data not applicable | data not applicable | data not applicable | data not applicable | data not applicable | data not applicable | data not applicable | data not available | data not available | data not available | data not available | data not available | data not available | 45750
2300000646962 | [5 empty] | Data Not Available | Hull Sewage Works | Hull Waste Treatment Works | Hull Waste Treatment Works | Hull Road | Hull | North Yorkshire | HU12 8EY | England | 516212 | 429050 | Saltend North | Saltend 132/33kV | Yorkshire Water Hull Road | 11 | Northern Powergrid (Yorkshire) plc | Fossil - Gas | Steam turbine (thermal power plant) | Yes | Data Not Applicable | Data Not Applicable | 4.4 | Data Not Available | Data Not Available | Data Not Available | Data Not Available | Data Not Available | Data Not Available | Data Not Available | Data Not Available | Data Not Available | Data Not Available | Data Not Available | Data Not Available | No | Connected | 4.4 | 4.4 | 4.632 | Data Not Available | Data Not Available | Data Not Available | Data Not Applicable | Data Not Applicable | 4.632 | Data Not Applicable | Data Not Applicable | Data Not Available | Data Not Available | Data Not Available | Data Not Available | Data Not Available | Data Not Available | Data Not Available | Data Not Available | 2021-11-15 | 53.74488070134802, -0.23931672621234512 |  |  | East Riding of Yorkshire
Data Not Available | [5 empty] | Data Not Available | Hull Waste Treatment Works | Hull Waste Treatment Works | Hull Waste Treatment Works | Hull Road | Hull | North Yorkshire | HU12 8EY | England | 516212 | 429050 | Saltend North | Saltend 132/33kV | Yorkshire Water Hull Road | 11 | Northern Powergrid (Yorkshire) plc | Fossil - Gas | Steam turbine (thermal power plant) | Yes | Data Not Applicable | Data Not Applicable | 1 | Data Not Available | Data Not Available | Data Not Available | Data Not Available | Data Not Available | Data Not Available | Data Not Available | Data Not Available | Data Not Available | Data Not Available | Data Not Available | Data Not Available | No | Connected | 1 | 4.4 | 4.632 | Data Not Available | Data Not Available | Data Not Available | Data Not Applicable | Data Not Applicable | 1.053 | Data Not Applicable | Data Not Applicable | Data Not Available | Data Not Available | Data Not Available | Data Not Available | Data Not Available | Data Not Available | Data Not Available | Data Not Available | 2017-03-08 | 53.74488070134802, -0.23931672621234512 |  |  | East Riding of Yorkshire
Data Not Available | [5 empty] | Data Not Available | Huntsman Drive | Huntsman Drive | North Tees Site | Huntsman Drive | Middlesbrough | North Yorkshire | TS2 1TT | England | 451943 | 522901 | Saltholme | North Bank | North Bank Direct | 11 | Northern Powergrid (Northeast) plc | Fossil - Oil | Engine (combustion / reciprocating) | No | Data Not Applicable | Data Not Applicable | 4.3 | Data Not Available | Data Not Available | Data Not Available | Data Not Available | Data Not Available | Data Not Available | Data Not Available | Data Not Available | Data Not Available | Data Not Available | Data Not Available | Data Not Available | No | Connected | 4.3 | 0 | 0 | Data Not Available | Data Not Available | 2024-03-27 00:00:00 | Data Not Applicable | Data Not Applicable | 4.526 | Data Not Applicable | Data Not Applicable | 2022-05-18 00:00:00 | Data Not Available | Data Not Available | Data Not Available | Data Not Available | Data Not Available | Data Not Available | Data Not Available | 2022-08-15 | 54.598626159196066, -1.1975277576315686 | 2022-05-18 | 2024-03-27 | Stockton-on-Tees
Data not available | [6 empty] | Hurley Palmer Flatt Ltd | RIVERSIDE SOUTH | RIVERSIDE SOUTH | WEST FERRY ROAD | POPULAR | LONDON | E14 8PR | England | 536974 | 180448 | West Ham 132kV | - | West Ferry Circus 11kV |  | London Power Networks (LPN) | Fossil - Gas | Engine (combustion / reciprocating) |  |  |  | 5.7 | [12 empty] | No | Connected | 5.7 | 5.7 | 6 | 9.5 | 10 | 2020-01-31 | [13 empty] | 2025-04-14 | 0.05165 | 51.5008 | 51.5008376801201, 0.0516495606444663 | LPN-S000000000684 | Fossil fuel
1170001069609 | [5 empty] | 1170001069618 | Huthwaite solar farm ltd | Tibshelf huthwaite solar farm twinyards farm back lane | Twinyards Farm | Huthwaite Lane, Tibshelf | Old blackwell | Derbyshire | DE55 5HX | United Kingdom | 445519 | 358655 | Chesterfield 132Kv S Stn | Annesley 33Kv S Stn | Huthwaite 33 11Kv S Stn | 11 | National Grid Electricity Distribution (East Midlands) Plc | Fossil - Gas | Engine (combustion / reciprocating) | No | data not available | data not available | 5 | data not applicable | data not applicable | data not applicable | data not available | data not available | data not applicable | data not applicable | data not applicable | data not applicable | data not available | data not available | data not applicable | data not available | Connected | 5 | 4.9999 | 5.263 | 0.266 | 0.28 | 43434 | data not applicable | data not applicable | data not applicable | data not applicable | data not applicable | data not applicable | data not applicable | data not available | data not available | data not available | data not available | data not available | data not available | 45750
1023486048426 | [6 empty] | ICELAND FOODS LIMITED | INNOVA PARK |  |  | Enfield | London | EN3 7JZ | England | 536860 | 199570 | Brimsdown (EPN) | - | Waltham Park 11kV | 11 | Eastern Power Networks (EPN) | Fossil - Oil | Engine (combustion / reciprocating) |  |  |  | 2 | [12 empty] | No | Connected | 2 | 2 | 2.105 |  |  | 1999-07-31 | [13 empty] | 2024-11-14 | 1.2379 | 52.6221 | 52.6221347344699, 1.23787128954895 | EPN-S0000000H5050 | Fossil fuel
1050001084229 | [6 empty] | Iceni Energy Ltd | BIOMASS PLANT OFF CHALK LANE |  |  | Norwich | Norfolk | NR16 2JZ | England | 600520 | 291080 | Bramford | Diss Grid 33kV |  | 33 | Eastern Power Networks (EPN) | Biomass | Steam turbine (thermal power plant) |  |  |  | 45 | [12 empty] | No | Connected | 45 | 45 | 47.368 |  |  | 2017-03-29 | [13 empty] | 2023-02-14 | 1.5237 | 52.3552 | 52.3552022438111, 1.52369489750637 | EPN-S0000000D5084 | Solar PV
1640000667755 | [5 empty] | 1650000015602 | IFM BOLTON LIMITED | THE ROYAL BOLTON HOSPITAL | MINERVA ROAD | MINERVA ROAD | BOLTON | GREATER MANCHESTER | BL4 0JR | ENGLAND | 371693 | 406409 | KEARSLEY LOCAL 33 GSP | - | CAMPBELL ST | 6.6 | ELECTRICITY NORTH WEST LIMITED | FOSSIL - GAS | ENGINE (COMBUSTION / RECIPROCATING) | NO | 0 | 0 | 1.2 | FOSSIL - GAS | ENGINE (COMBUSTION / RECIPROCATING) |  | 0 | 0 | 0.15865 |  |  |  | 0 | 0 | 0 | NO | CONNECTED | 1.3586 | 1.045 | 1.1 | 2.85 | 3 | 2017-11-01 |  |  |  | 0 | 0 |  |  | NO | NO |  |  |  |  | 2021-12-06 | 53.55353883814127, -2.4287420945947775
1620000193245 | [5 empty] | 1600000135019 | IGGESUND PAPERBOARD (WORKINGTON) LIMITED | MOSS LANE |  | SIDDICK | WORKINGTON | CUMBRIA | CA14 1JX | ENGLAND | 300226 | 531086 | HARKER ENWL SGTS 1 2 3A 4 / HUTTON GSP GROUP | STAINBURN & SIDDICK | - | 33 | ELECTRICITY NORTH WEST LIMITED | FOSSIL - GAS | ENGINE (COMBUSTION / RECIPROCATING) | YES | 0 | 0 | 45 |  |  |  | 0 | 0 | 0 |  |  |  | 0 | 0 | 0 | NO | CONNECTED | 45 | 42.75 | 45 | 42.18 | 44.4 | 2013-04-01 |  |  |  | 0 | 0 |  |  | NO | NO |  |  |  |  | 2021-12-06 | 54.66494231709056, -3.548406637755437
1700000000000 | [5 empty] | 1700000000000 | IGNIS WICK LTD | PULTENEYTOWN DISTILLERY | DATA NOT AVAILABLE | HUDDART STREET | WICK | CAITHNESS | KW1 5BA | SCOTLAND | 336716 | 950162 | MYBSTER | DATA NOT APPLICABLE | WICK | 11 | SCOTTISH HYDRO ELECTRIC POWER DISTRIBUTION PLC | DATA NOT AVAILABLE | ENGINE (COMBUSTION / RECIPROCATING) | NO | DATA NOT AVAILABLE | DATA NOT AVAILABLE | 1.568 | DATA NOT AVAILABLE | DATA NOT AVAILABLE | DATA NOT AVAILABLE | DATA NOT AVAILABLE | DATA NOT AVAILABLE | DATA NOT AVAILABLE | DATA NOT AVAILABLE | DATA NOT AVAILABLE | DATA NOT AVAILABLE | DATA NOT AVAILABLE | DATA NOT AVAILABLE | DATA NOT AVAILABLE | NO | CONNECTED | 1.568 | 1.568 | 1.65 | DATA NOT AVAILABLE | DATA NOT AVAILABLE | DATA NOT AVAILABLE | DATA NOT AVAILABLE | DATA NOT AVAILABLE | DATA NOT AVAILABLE | DATA NOT AVAILABLE | DATA NOT AVAILABLE | DATA NOT AVAILABLE | DATA NOT AVAILABLE | N | DATA NOT AVAILABLE | DATA NOT AVAILABLE | DATA NOT AVAILABLE | DATA NOT AVAILABLE | DATA NOT AVAILABLE | 44105
1640000786382 | [5 empty] | 1640000783080 | ILKESTON POWER LIMITED | SITE 1 (A), ILKESTON POWER LIMITED | GRAPHITE WAY | HADFIELD | GLOSSOP | DERBYSHIRE | SK13 1QH | ENGLAND | 401506 | 396527 | STALYBRIDGE GSP | HYDE | HADFIELD | 11 | ELECTRICITY NORTH WEST LIMITED | FOSSIL - GAS | ENGINE (COMBUSTION / RECIPROCATING) | YES | 0 | 0 | 6.06 |  |  |  | 0 | 0 | 0 |  |  |  | 0 | 0 | 0 | NO | CONNECTED | 6.06 | 5.7 | 6 | 0.057 | 0.06 | 2018-10-01 |  |  |  | 0 | 0 |  |  | NO | NO |  |  |  |  | 2021-12-06 | 53.46548307270699, -1.9787828058812633
2200032020539 | [5 empty] | 2200040035025 | South west water ltd | Mary tavy generator import/export site | The Power Station | Mary Tavy | Tavistock | Devon | PL19 9PR | United Kingdom | 250929 | 78449 | Landulph Sgp | Ernesettle Bsp | Tavistock | 11 | National Grid Electricity Distribution (South West) Plc | Water (flowing water or head of water) | Hydro - Run of river | No | data not available | data not available | 2.622 | data not applicable | data not applicable | data not applicable | data not available | data not available | data not applicable | data not applicable | data not applicable | data not applicable | data not available | data not available | data not applicable | data not available | Connected | 2.622 | 2.755 | 2.9 | 0.095 | 0.1 | 35167 | data not applicable | data not applicable | data not applicable | data not applicable | data not applicable | data not applicable | data not applicable | data not available | data not available | data not available | data not available | data not available | data not available | 45750
2200031824524 | [5 empty] | 2200030348373 | Imerys minerals limited | Lee moor | Export Torycombe, Herreschoff Kiln | Lee Moor | Plymouth | Devon | PL7 5JP | United Kingdom | 257194 | 61777 | Abham Sgp | Plympton Bsp | Torycombe | 11 | National Grid Electricity Distribution (South West) Plc | Fossil - Oil | Engine (combustion / reciprocating) | No | data not available | data not available | 3.75 | Biofuel - Landfill gas | Steam-gas turbine (CCGT) | No | data not available | data not available | 3 | data not applicable | data not applicable | data not applicable | data not available | data not available | data not applicable | data not available | Connected | 6.75 | 5.5575 | 5.85 | 3.8 | 4 | 40817 | data not applicable | data not applicable | data not applicable | data not applicable | data not applicable | data not applicable | data not applicable | data not available | data not available | data not available | data not available | data not available | data not available | 45750
2200031824551 | [5 empty] | 2200030348452 | Imerys minerals limited | Imerys, drinnick intake | Export | Drinnick, Nanpean | St austell | Cornwall | PL26 7XY | United Kingdom | 196084 | 55851 | Indian Queens Sgp | Fraddon Bsp | Drinnick | 11 | National Grid Electricity Distribution (South West) Plc | Fossil - Oil | Engine (combustion / reciprocating) | No | data not available | data not available | 9.403 | Solar | Photovoltaic | No | data not available | data not available | 2.5 | Wind | Onshore wind turbines | No | data not available | data not available | 0.5 | data not available | Connected | 12.403 | 6.8875 | 7.25 | 13.775 | 14.5 | 42736 | data not applicable | data not applicable | data not applicable | data not applicable | data not applicable | data not applicable | data not applicable | data not available | data not available | data not available | data not available | data not available | data not available | 45750
2200031824560 | [5 empty] | 2200032010860 | Imerys minerals limited | Retew import/export site | Drinnick Bugle Retew Blackpool, Retew Intake | Higher Fraddon | St columb | Cornwall | TR9 6TG | United Kingdom | 192470 | 56780 | Indian Queens Sgp | Fraddon Bsp | Fraddon | 11 | National Grid Electricity Distribution (South West) Plc | Fossil - Other | Engine (combustion / reciprocating) | No | data not available | data not available | 1 | data not applicable | data not applicable | data not applicable | data not available | data not available | data not applicable | data not applicable | data not applicable | data not applicable | data not available | data not available | data not applicable | data not available | Connected | 1 | 1.1875 | 1.25 | 3.325 | 3.5 | 35156 | data not applicable | data not applicable | data not applicable | data not applicable | data not applicable | data not applicable | data not applicable | data not available | data not available | data not available | data not available | data not available | data not available | 45750
2200030347690 | [5 empty] | 2200030348382 | Imerys minerals limited | Imerys, bugle intake | Drinnick Bugle Retew Blackpool, Bugle Intake | Roche Road, Bugle | St austell | Cornwall | PL26 7XY | United Kingdom | 201500 | 593000 | data not available | data not available | data not available | 11 | National Grid Electricity Distribution (South West) Plc | Fossil - Oil | Engine (combustion / reciprocating) | Yes | data not available | data not available | 6.75 | data not applicable | data not applicable | No | data not available | data not available | 2.5 | Solar | Photovoltaic | No | data not available | data not available | 2.25 | data not available | Connected | 11.5 | 8.075 | 8.5 | 7.125 | 7.5 | 42736 | data not applicable | data not applicable | data not applicable | data not applicable | data not applicable | data not applicable | data not applicable | data not available | data not available | data not available | data not available | data not available | data not available | 45750
1200051494192 | [6 empty] | Imperial College | Imperial College | EXHIBITION ROAD |  | South Kensington | LONDON | SW7 2AZ | England | 526787 | 179346 | St Johns Wood 132kV | - | Duke St B 11kV | 11 | London Power Networks (LPN) | Fossil - Gas | Engine (combustion / reciprocating) |  |  |  | 8.749 | [12 empty] | No | Connected | 8.749 | 8.749 | 10.936 |  |  | 2016-12-23 | [13 empty] | 2020-11-13 | -0.14237 | 51.4981 | 51.4980555012071, -0.142370459708629 | LPN-S000000000195 | Fossil fuel
1050001431630 | [6 empty] | Industrial Chemicals Ltd | STONENESS ROAD |  |  | WEST THURROCK | Essex | RM20 3AG | England | 559160 | 177160 | West Thurrock | - |  | 33 | Eastern Power Networks (EPN) | Fossil - Gas | Gas turbine (OCGT) |  |  |  | 17 | [12 empty] | No | Connected | 17 | 17 | 17.895 | 0 | 0 | 2018-06-05 | [13 empty] | 2020-11-13 | -0.49003 | 51.9853 | 51.985277605791, -0.490033741519477 |  | Storage
data not available | [5 empty] | data not available | Ineos | Weston Point Diesel 2 | South Parade | Weston Point | Runcorn | Wirral | WA7 4HZ | England | 350476 | 380563 | FRODSHAM / ROCKSAVAGE | data not available | data not available | 33 | SP Manweb plc | Fossil - Oil | Engine (combustion / reciprocating) | No | 0 | 0 | 1.6 | data not applicable | data not applicable | No | 0 | 0 | 0 | data not applicable | data not applicable | No | 0 | 0 | 0 | data not available | Connected | 1.6 | 1.6 | 1.6842 | data not applicable | data not applicable | data not available | data not applicable | data not applicable | data not applicable | data not applicable | data not applicable | data not available | data not applicable | N | N | data not available | N | data not available | data not available | 44088 | data not available | 800
data not available | [5 empty] | data not available | Ineos | Weston Point Gas 45 | South Parade | Weston Point | Runcorn | Wirral | WA7 4HZ | England | 350476 | 380563 | FRODSHAM / ROCKSAVAGE | data not available | data not available | 33 | SP Manweb plc | Fossil - Gas | Steam-gas turbine (CCGT) | No | 0 | 0 | 45 | data not applicable | data not applicable | No | 0 | 0 | 0 | data not applicable | data not applicable | No | 0 | 0 | 0 | data not available | Connected | 45 | 45 | 47.3684 | data not applicable | data not applicable | data not available | data not applicable | data not applicable | data not applicable | data not applicable | data not applicable | data not available | data not applicable | N | N | data not available | N | data not available | data not available | 44088 | data not available | 801
1800053647690 | [5 empty] | data not applicable | Infinis | Kaimes Landfill | Linburn Rd | data not available | Kirknewton | West Lothian | EH27 8DY | Scotland | 312800 | 666500 | Livingston East | data not applicable | KIRKNEWTON (11kV) | 11 | SP Distribution Ltd | Biofuel - Landfill gas | Steam-gas turbine (CCGT) | No | data not available | data not available | 2.5 | data not applicable | data not applicable | No | 0 | 0 | 0 | data not applicable | data not applicable | No | 0 | 0 | 0 | No | Connected | 2.5 | 2.5 | 2.6316 | 0 | 0 | 37560 | data not applicable | data not applicable | data not applicable | data not applicable | data not applicable | data not available | data not available | N | N | data not available | N | data not available | data not available | 44146 | data not available | 447
2000000000000 | [5 empty] | 2000000000000 | INFINIS | DATA NOT AVAILABLE | BURGFIELD LANDFILL SITE | SMALLMEAD FARM | READING | BERKSHIRE | RG2 0RP | ENGLAND | 470577 | 170979 | BRAMLEY (FLEE) | BURGHFIELD MAIN | COURAGES | 11 | SOUTHERN ELECTRIC POWER DISTRIBUTION PLC | BIOFUEL - LANDFILL GAS | DATA NOT AVAILABLE | NO | DATA NOT AVAILABLE | DATA NOT AVAILABLE | 2.85 | DATA NOT AVAILABLE | DATA NOT AVAILABLE | DATA NOT AVAILABLE | DATA NOT AVAILABLE | DATA NOT AVAILABLE | DATA NOT AVAILABLE | DATA NOT AVAILABLE | DATA NOT AVAILABLE | DATA NOT AVAILABLE | DATA NOT AVAILABLE | DATA NOT AVAILABLE | DATA NOT AVAILABLE | NO | CONNECTED | 2.85 | 2.85 | 3 | DATA NOT AVAILABLE | DATA NOT AVAILABLE | DATA NOT AVAILABLE | DATA NOT AVAILABLE | DATA NOT AVAILABLE | DATA NOT AVAILABLE | DATA NOT AVAILABLE | DATA NOT AVAILABLE | DATA NOT AVAILABLE | DATA NOT AVAILABLE | N | DATA NOT AVAILABLE | DATA NOT AVAILABLE | DATA NOT AVAILABLE | DATA NOT AVAILABLE | DATA NOT AVAILABLE | 44105
2000000000000 | [5 empty] | 2000000000000 | INFINIS | TRUMPS FARM GENERATION PROJECT | DATA NOT AVAILABLE | DATA NOT AVAILABLE | CHERTSEY | BERKSHIRE | KT16 0EF | ENGLAND | 499646 | 166095 | BRAMLEY (FLEE) | BRACKNELL RESERVE | MVEE | 11 | SOUTHERN ELECTRIC POWER DISTRIBUTION PLC | BIOFUEL - LANDFILL GAS | ENGINE (COMBUSTION / RECIPROCATING) | NO | DATA NOT AVAILABLE | DATA NOT AVAILABLE | 2.09 | DATA NOT AVAILABLE | DATA NOT AVAILABLE | DATA NOT AVAILABLE | DATA NOT AVAILABLE | DATA NOT AVAILABLE | DATA NOT AVAILABLE | DATA NOT AVAILABLE | DATA NOT AVAILABLE | DATA NOT AVAILABLE | DATA NOT AVAILABLE | DATA NOT AVAILABLE | DATA NOT AVAILABLE | NO | CONNECTED | 2.09 | 2.09 | 2.2 | DATA NOT AVAILABLE | DATA NOT AVAILABLE | DATA NOT AVAILABLE | DATA NOT AVAILABLE | DATA NOT AVAILABLE | DATA NOT AVAILABLE | DATA NOT AVAILABLE | DATA NOT AVAILABLE | DATA NOT AVAILABLE | DATA NOT AVAILABLE | N | DATA NOT AVAILABLE | DATA NOT AVAILABLE | DATA NOT AVAILABLE | DATA NOT AVAILABLE | DATA NOT AVAILABLE | 44294
2200040164254 | [5 empty] | 2200040164245 | Bears down wind farm ltd | Newquay bears down windfarm import/export site | Bears Down Wind Farm | St Mawgan | Newquay | Cornwall | TR8 4RJ | United Kingdom | 190761 | 67613 | Indian Queens Sgp | Fraddon Bsp | St Columb Major | 33 | National Grid Electricity Distribution (South West) Plc | Wind | Onshore wind turbines | No | data not available | data not available | 9.6 | data not applicable | data not applicable | data not applicable | data not available | data not available | data not applicable | data not applicable | data not applicable | data not applicable | data not available | data not available | data not applicable | data not available | Connected | 9.6 | 9.12 | 9.6 | 0.038 | 0.04 | 37075 | data not applicable | data not applicable | data not applicable | data not applicable | data not applicable | data not applicable | data not applicable | data not available | data not available | data not available | data not available | data not available | data not available | 45750
1900060512032 | [5 empty] | Data not available | INFINIS | NFPA 9988, STANGATE QUARRY LANDFILL SITE | QUARRY HILL ROAD | BOROUGH GREEN | SEVENOAKS | KENT | TN15 8RA | England | 560405 | 156348 | Northfleet East | - |  | 132 | South Eastern Power Networks (SPN) | Biofuel landfill gas | Gas turbine (OCGT) |  |  |  | 6 | [12 empty] | No | Connected | 6 | 6 | 6.316 |  |  | 1998-06-01 | [13 empty] | 2020-11-13 | 1.3502 | 51.3091 | 51.3090764222896, 1.35015239040666 |  | Wind
1023477563953 | [6 empty] | INFINIS | THE POWER STATION (S& M) | Green lane | Stewartby | Bedford | Beds | MK43 9LY | England | 520530 | 301900 | Sundon | Marston Rd Grid 33kV |  | 33 | Eastern Power Networks (EPN) | Biofuel - Landfill gas | Engine (combustion / reciprocating) |  |  |  | 13.75 | [12 empty] | No | Connected | 13.75 | 13.75 | 14.474 | 1 | 1.053 | 1998-05-20 | [13 empty] | 2020-11-13 | 0.19524 | 51.4912 | 51.4911869013834, 0.195243330657796 | EPN-S0000000D7049 | Biogas
2200040210501 | [5 empty] | 2200030348540 | South west water ltd | Restormel wtw | South West Water Restormel Water Treatment Works | data not available | Lostwithiel | Cornwall | PL22 0HN | United Kingdom | 209588 | 62510 | Indian Queens Sgp | Fraddon Bsp | Lostwithiel | 11 | National Grid Electricity Distribution (South West) Plc | Solar | Photovoltaic | No | data not available | data not available | 4.5 | data not applicable | data not applicable | data not applicable | data not available | data not available | data not applicable | data not applicable | data not applicable | data not applicable | data not available | data not available | data not applicable | data not available | Connected | 4.5 | 4.275 | 4.5 | 4.465 | 4.7 | 41926 | data not applicable | data not applicable | data not applicable | data not applicable | data not applicable | data not applicable | data not applicable | data not available | data not available | data not available | data not available | data not available | data not available | 45750
1030044764449 | [6 empty] | Infinis | Brogborough Landfill Site | Woburn Road |  | BEDFORD | Beds | MK43 0TN | England | 497667 | 241952 | Sundon | Marston Rd Grid 33kV | Marston Rd Primary 11kV | 11 | Eastern Power Networks (EPN) | Biofuel - Landfill gas | Engine (combustion / reciprocating) |  |  |  | 2.2 | [12 empty] | No | Connected | 2.2 | 2.2 | 2.316 |  |  | 1999-10-01 | [13 empty] | 2024-01-15 | 0.33494 | 51.4706 | 51.4705916861726, 0.334936594104983 |  | Biogas
1100050319964 | [5 empty] | 1100050131978 | Infinis (re-gen) limited | Marchington landfill site moreton lane | Marchington Landfill Site | Moreton Lane, Draycott-In-The-Clay | Ashbourne | Derbyshire | DE6 5BZ | United Kingdom | 414394 | 329540 | Willington 132Kv S Stn | Uttoxeter 33Kv S Stn | Marchington 33 11Kv S Stn | 11 | National Grid Electricity Distribution (East Midlands) Plc | Biofuel - Landfill gas | Engine (combustion / reciprocating) | No | data not available | data not available | 0.598 | data not applicable | data not applicable | data not applicable | data not available | data not available | data not applicable | data not applicable | data not applicable | data not applicable | data not available | data not available | data not applicable | data not available | Connected | 0.598 | 1.14 | 1.2 | 0.076 | 0.08 | 44986 | data not applicable | data not applicable | data not applicable | data not applicable | data not applicable | data not applicable | data not applicable | data not available | data not available | data not available | data not available | data not available | data not available | 45750
1426234500003 | [5 empty] | 1427234500005 | Infinis (re-gen) limited | Cold meece landfill site | Cold Meece Landfill | Cold Meece | Stone | Staffordshire | ST15 0QN | United Kingdom | 384804 | 332371 | Cellarhead 132Kv | Meaford C 132Kv S Stn | Cotes Heath 33 11Kv S Stn | 11 | National Grid Electricity Distribution (West Midlands) Plc | Biofuel - Landfill gas | Gas turbine (OCGT) | No | data not available | data not available | 1.065 | data not applicable | data not applicable | data not applicable | data not available | data not available | data not applicable | data not applicable | data not applicable | data not applicable | data not available | data not available | data not applicable | data not available | Connected | 1.065 | 1.0117 | 1.065 | 0.152 | 0.16 | 40262 | data not applicable | data not applicable | data not applicable | data not applicable | data not applicable | data not applicable | data not applicable | data not available | data not available | data not available | data not available | data not available | data not available | 45750
1460001514751 | [5 empty] | 1470000485609 | Infinis (re-gen) limited | Poplars landfill | Phase 4, Poplars Waste Disposal Site | Lichfield Road | Cannock | Staffordshire | WS11 8NQ | United Kingdom | 398873 | 308107 | Rugeley 132Kv S Stn | Cannock 132Kv S Stn | Cannock 132/11Kv | 0.4 | National Grid Electricity Distribution (West Midlands) Plc | data not available | data not available | No | data not available | data not available | 3.9 | data not applicable | data not applicable | data not applicable | data not available | data not available | data not applicable | data not applicable | data not applicable | data not applicable | data not available | data not available | data not applicable | data not available | Connected | 3.9 | 3.705 | 3.9 | 0.01425 | 0.015 | 38938 | data not applicable | data not applicable | data not applicable | data not applicable | data not applicable | data not applicable | data not applicable | data not available | data not available | data not available | data not available | data not available | data not available | 45750
2200031825801 | [5 empty] | 2200030348267 | Infinis (re-gen) limited | Bridgwater walpole landfill 2 exit point's import/export site | Walpole Landfill Site | Walpole | Bridgwater | Somerset | TA6 4TF | United Kingdom | 330910 | 142652 | Bridgwater Sgp | Bridgwater Grid Bsp | Bath Road Primary | 11 | National Grid Electricity Distribution (South West) Plc | Biofuel - Landfill gas | Gas turbine (OCGT) | No | data not available | data not available | 4.932 | data not applicable | data not applicable | data not applicable | data not available | data not available | data not applicable | data not applicable | data not applicable | data not applicable | data not available | data not available | data not applicable | data not available | Connected | 4.932 | 1.52 | 1.6 | 0.0893 | 0.094 | 38869 | data not applicable | data not applicable | data not applicable | data not applicable | data not applicable | data not applicable | data not applicable | data not available | data not available | data not available | data not available | data not available | data not available | 45750
2200032108184 | [5 empty] | 2200032110402 | Infinis (re-gen) limited | 1 | Recycling Centre, Deep Moor Landfill Site | Road From Belle View Cross To High Bulle | High bullen | Devon | EX38 7JA | United Kingdom | 253004 | 120812 | Alverdiscott Sgp | Barnstaple Bsp | Great Torrington | 11 | National Grid Electricity Distribution (South West) Plc | Biofuel - Landfill gas | Gas turbine (OCGT) | No | data not available | data not available | 2.5 | data not applicable | data not applicable | data not applicable | data not available | data not available | data not applicable | data not applicable | data not applicable | data not applicable | data not available | data not available | data not applicable | data not available | Connected | 2.5 | 2.3037 | 2.425 | 0.171 | 0.18 | 36312 | data not applicable | data not applicable | data not applicable | data not applicable | data not applicable | data not applicable | data not applicable | data not available | data not available | data not available | data not available | data not available | data not available | 45750
2200040956254 | [5 empty] | 2200040956263 | Infinis (re-gen) limited | Bridgwater walpole landfill 2 exit point's import/export site | Walpole Waste Transfer Site, Walpole Landfill Site | Bristol Road, Walpole | Bridgwater | Somerset | TA6 4TF | United Kingdom | 330910 | 142652 | Bridgwater Sgp | Bridgwater Grid Bsp | Bath Road Primary | 11 | National Grid Electricity Distribution (South West) Plc | Biofuel - Landfill gas | Gas turbine (OCGT) | No | data not available | data not available | 4.932 | data not applicable | data not applicable | data not applicable | data not available | data not available | data not applicable | data not applicable | data not applicable | data not applicable | data not available | data not available | data not applicable | data not available | Connected | 4.932 | 1.805 | 1.9 | 0.095 | 0.1 | 38869 | data not applicable | data not applicable | data not applicable | data not applicable | data not applicable | data not applicable | data not applicable | data not available | data not available | data not available | data not available | data not available | data not available | 45750
1100050449520 | [5 empty] | 1100050449510 | Infinis (re-gen) limited | Ling hall quarry generation rmu a | Export Phase One, Ling Hall Quarry Landfill Site | Coalpit Lane, Lawford Heath | Rugby | Warwickshire | CV23 9HH | United Kingdom | 444890 | 272797 | Coventry 132Kv S Stn | Rugby 33Kv S Stn | Lawford 33 11Kv S Stn | 11 | National Grid Electricity Distribution (East Midlands) Plc | Biofuel - Landfill gas | Engine (combustion / reciprocating) | Yes | data not available | data not available | 1.006 | data not applicable | data not applicable | data not applicable | data not available | data not available | data not applicable | data not applicable | data not applicable | data not applicable | data not available | data not available | data not applicable | data not available | Connected | 1.006 | 0.95 | 1 | 0.057 | 0.06 | 36586 | data not applicable | data not applicable | data not applicable | data not applicable | data not applicable | data not applicable | data not applicable | data not available | data not available | data not available | data not available | data not available | data not available | 45750
1100770027124 | [5 empty] | 1100770027170 | Infinis (re-gen) limited | Ling hall quarry generation rmu b | Ling Hall Quarry Landfill Site | Coalpit Lane | Lawford heath | Warwickshire | CV23 9HH | United Kingdom | 444995 | 273424 | Coventry 132Kv S Stn | Rugby 33Kv S Stn | Lawford 33 11Kv S Stn | 11 | National Grid Electricity Distribution (East Midlands) Plc | Biofuel - Landfill gas | Engine (combustion / reciprocating) | Yes | data not available | data not available | 2.07 | data not applicable | data not applicable | data not applicable | data not available | data not available | data not applicable | data not applicable | data not applicable | data not applicable | data not available | data not available | data not applicable | data not available | Connected | 2.07 | 1.425 | 1.5 | 0.057 | 0.06 | 36586 | data not applicable | data not applicable | data not applicable | data not applicable | data not applicable | data not applicable | data not applicable | data not available | data not available | data not available | data not available | data not available | data not available | 45750
1620000578711 | [5 empty] | 1620000139540 | INFINIS ENERGY SERVICES LIMITED | DISTINGTON LANDFILL SITE | LILLYHALL INDUSTRIAL ESTATE, PITWOOD ROAD | DISTINGTON | WORKINGTON | CUMBRIA | CA14 4JP | ENGLAND | 302542 | 524765 | HARKER ENWL SGTS 1 2 3A 4 / HUTTON GSP GROUP | STAINBURN & SIDDICK | HDA NO1 & HDA NO2 | 11 | ELECTRICITY NORTH WEST LIMITED | BIOFUEL - LANDFILL GAS | ENGINE (COMBUSTION / RECIPROCATING) | NO | 0 | 0 | 2.006 | FOSSIL - GAS | ENGINE (COMBUSTION / RECIPROCATING) |  | 0 | 0 | 0.3135 |  |  |  | 0 | 0 | 0 | NO | CONNECTED | 2.3195 | 2.47 | 2.6 | 0.095 | 0.1 | 2000-03-01 |  |  |  | 0 | 0 |  |  | NO | NO |  |  |  |  | 2021-12-06 | 54.60861076147896, -3.5104067610454255
1630000489927 | [5 empty] | 1630000489918 | INFINIS ENERGY SERVICES LIMITED | DANES MOSS LANDFILL SITE 3 | GAWSWORTH ROAD | GAWSWORTH | MACCLESFIELD | CHESHIRE | SK11 9QJ | ENGLAND | 390238 | 371611 | MACCLESFIELD 33 GSP | - | S.W. MACCLESFIELD | 11 | ELECTRICITY NORTH WEST LIMITED | BIOFUEL - LANDFILL GAS | ENGINE (COMBUSTION / RECIPROCATING) | NO | 0 | 0 | 1.006 |  |  |  | 0 | 0 | 0 |  |  |  | 0 | 0 | 0 | NO | CONNECTED | 1.006 | 0.97565 | 1.027 | 0.0475 | 0.05 | 2008-05-01 |  |  |  | 0 | 0 |  |  | NO | NO |  |  |  |  | 2021-12-06 | 53.24143240698458, -2.1477333426017076
2200041253506 | [5 empty] | 2200041957685 | Wind energy renewables llp | Torrington darracott moor windfarm | Higher Darracott Wind Farm | Road From Delves Grave Cross To Darracot | Torrington | North Devon | EX38 7HL | United Kingdom | 251324 | 121298 | Alverdiscott Sgp | Barnstaple Bsp | data not available | 33 | National Grid Electricity Distribution (South West) Plc | Wind | Onshore wind turbines | No | data not available | data not available | 2.55 | data not applicable | data not applicable | data not applicable | data not available | data not available | data not applicable | data not applicable | data not applicable | data not applicable | data not available | data not available | data not applicable | data not available | Connected | 2.55 | 2.4225 | 2.55 | 0.133 | 0.14 | 40634 | data not applicable | data not applicable | data not applicable | data not applicable | data not applicable | data not applicable | data not applicable | data not available | data not available | data not available | data not available | data not available | data not available | 45750
2200041310085 | [5 empty] | 2200030348718 | First corporate shipping limited | Bristol avonmouth royal edward docks | Avonmouth Terminal | Royal Edward Dock | Bristol | data not available | BS11 9BT | United Kingdom | 351593 | 178451 | Seabank Sgp | Avonmouth Bsp | Avonmouth Docks | 66 | National Grid Electricity Distribution (South West) Plc | Wind | Onshore wind turbines | No | data not available | data not available | 4.6 | data not applicable | data not applicable | data not applicable | data not available | data not available | data not applicable | data not applicable | data not applicable | data not applicable | data not available | data not available | data not applicable | data not available | Connected | 4.6 | 4.37 | 4.6 | 4.142 | 4.36 | 33329 | data not applicable | data not applicable | data not applicable | data not applicable | data not applicable | data not applicable | data not applicable | data not available | data not available | data not available | data not available | data not available | data not available | 45750
2200041310094 | [5 empty] | 2200030349260 | First corporate shipping limited | Bristol royal portbury docks | Avonmouth Terminal | Royal Portbury Dock, Portbury | Bristol | data not available | BS20 7XL | United Kingdom | 349904 | 177126 | Seabank Sgp | Portishead New Bsp | Royal Portbury Dock | 11 | National Grid Electricity Distribution (South West) Plc | Wind | Onshore wind turbines | No | data not available | data not available | 2.3 | data not applicable | data not applicable | data not applicable | data not available | data not available | data not applicable | data not applicable | data not applicable | data not applicable | data not available | data not available | data not applicable | data not available | Connected | 2.3 | 1.9 | 2 | 7.125 | 7.5 | 37681 | data not applicable | data not applicable | data not applicable | data not applicable | data not applicable | data not applicable | data not applicable | data not available | data not available | data not available | data not available | data not available | data not available | 45750
2200041327140 | [5 empty] | 2200041327159 | Roskrow barton limited | Falmouth roskrow barton wind farm | Export | Roskrow | Penryn | Cornwall | TR10 9AW | United Kingdom | 175965 | 35259 | Indian Queens Sgp | Rame Bsp | Falmouth Bickland Hl | 11 | National Grid Electricity Distribution (South West) Plc | Wind | Onshore wind turbines | No | data not available | data not available | 1.7 | data not applicable | data not applicable | data not applicable | data not available | data not available | data not applicable | data not applicable | data not applicable | data not applicable | data not available | data not available | data not applicable | data not available | Connected | 1.7 | 1.615 | 1.7 | 0.0475 | 0.05 | 39387 | data not applicable | data not applicable | data not applicable | data not applicable | data not applicable | data not applicable | data not applicable | data not available | data not available | data not available | data not available | data not available | data not available | 45750
1630000120378 | [5 empty] | 1630000120369 | INFINIS ENERGY SERVICES LIMITED | BENNETT BANK LANDFILL SITE | THWAITE FLAT |  | BARROW-IN-FURNESS | CUMBRIA | LA14 4QH | ENGLAND | 321253 | 474869 | HARKER ENWL SGTS 1 2 3A 4 / HUTTON GSP GROUP | ULVERSTON | ASKAM & DALTON | 11 | ELECTRICITY NORTH WEST LIMITED | BIOFUEL - LANDFILL GAS | ENGINE (COMBUSTION / RECIPROCATING) | NO | 0 | 0 | 3.1 |  |  |  | 0 | 0 | 0 |  |  |  | 0 | 0 | 0 | NO | CONNECTED | 3.1 | 2.945 | 3.1 | 0.114 | 0.12 | 2005-12-28 |  |  |  | 0 | 0 |  |  | NO | NO |  |  |  |  | 2021-12-06 | 54.16356035534377, -3.2075571147299002
2200041499762 | [5 empty] | 2200041499771 | Shooters bottom windpark limited | Chewton mendip shooters bottom windfarm | Shooters Bottom Wind Farm | Shooters Bottom, Chewton Mendip | Wells | North Somerset | BA3 4LU | United Kingdom | 359520 | 150470 | Seabank Sgp | Radstock Bsp 132Kv | data not available | 33 | National Grid Electricity Distribution (South West) Plc | Wind | Onshore wind turbines | No | data not available | data not available | 2 | data not applicable | data not applicable | data not applicable | data not available | data not available | data not applicable | data not applicable | data not applicable | data not applicable | data not available | data not available | data not applicable | data not available | Connected | 2 | 1.9 | 2 | 0.03325 | 0.035 | 39600 | data not applicable | data not applicable | data not applicable | data not applicable | data not applicable | data not applicable | data not applicable | data not available | data not available | data not available | data not available | data not available | data not available | 45750
1620000893987 | [5 empty] | 1620000893978 | INFINIS ENERGY SERVICES LIMITED | ULNES WALTON LANDFILL | COCKER BAR LANE | COCKER BAR LANE | PRESTON | LANCASHIRE | PR26 9JA | ENGLAND | 349653 | 420163 | PENWORTHAM WEST GSP / STANAH GSP GROUP | LEYLAND | MOSS SIDE (LEYLAND) & SEVEN STARS | 11 | ELECTRICITY NORTH WEST LIMITED | BIOFUEL - LANDFILL GAS | ENGINE (COMBUSTION / RECIPROCATING) | NO | 0 | 0 | 1 |  |  |  | 0 | 0 | 0 |  |  |  | 0 | 0 | 0 | NO | CONNECTED | 1 | 0.95 | 1 | 0.038 | 0.04 | 1999-11-01 |  |  |  | 0 | 0 |  |  | NO | NO |  |  |  |  | 2021-12-06 | 53.675496298676485, -2.7636206600128577
1630000848322 | [5 empty] | 1630000848313 | INFINIS ENERGY SERVICES LIMITED | RIGBY HOUGHTON LANDFILL | CHORLEY ROAD | CHORLEY ROAD | WIGAN | GREATER MANCHESTER | WN1 2XJ | ENGLAND | 358334 | 412119 | PENWORTHAM WEST GSP / STANAH GSP GROUP | WRIGHTINGTON | STANDISH | 11 | ELECTRICITY NORTH WEST LIMITED | BIOFUEL - LANDFILL GAS | ENGINE (COMBUSTION / RECIPROCATING) | NO | 0 | 0 | 4 |  |  |  | 0 | 0 | 0 |  |  |  | 0 | 0 | 0 | NO | CONNECTED | 4 | 4.047 | 4.26 | 0.19 | 0.2 | 2009-12-10 |  |  |  | 0 | 0 |  |  | NO | NO |  |  |  |  | 2021-12-06 | 53.60396568395571, -2.6311382191858512
1620001583740 | [5 empty] | 1620001583730 | INFINIS ENERGY SERVICES LIMITED | KIRKLESS LANDFILL SITE | MAKERFIELD WAY | MAKERFIELD WAY | WIGAN | GREATER MANCHESTER | WN2 2ER | ENGLAND | 361024 | 406063 | KEARSLEY 132 GSP | ATHERTON | HINDLEY GREEN | 11 | ELECTRICITY NORTH WEST LIMITED | BIOFUEL - LANDFILL GAS | ENGINE (COMBUSTION / RECIPROCATING) | NO | 0 | 0 | 1.065 | WIND | ONSHORE WIND TURBINES |  | 0 | 0 | 0.01045 |  |  |  | 0 | 0 | 0 | NO | CONNECTED | 1.0755 | 0.58045 | 0.611 | 0.1425 | 0.15 | 2004-12-15 |  |  |  | 0 | 0 |  |  | NO | NO |  |  |  |  | 2021-12-06 | 53.54974306175506, -2.5897305556693637
2200041786683 | [5 empty] | 2200041786674 | Good energy delabole windfarm limited | Camelford delabole 33kv supply (rockhead) | Delabole Wind Farm | B3314 Between Higher Trethern Farm And R | Delabole | Cornwall | PL33 9BZ | United Kingdom | 208897 | 85427 | Indian Queens Sgp | St Tudy Bsp | Delabole | data not available | National Grid Electricity Distribution (South West) Plc | Wind | Onshore wind turbines | No | data not available | data not available | 9.2 | data not applicable | data not applicable | data not applicable | data not available | data not available | data not applicable | data not applicable | data not applicable | data not applicable | data not available | data not available | data not applicable | data not available | Connected | 9.2 | 8.74 | 9.2 | 0.095 | 0.1 | 40456 | data not applicable | data not applicable | data not applicable | data not applicable | data not applicable | data not applicable | data not applicable | data not available | data not available | data not available | data not available | data not available | data not available | 45750
1620000366740 | [5 empty] | 1600000173760 | INFINIS ENERGY SERVICES LIMITED | DISTINGTON LANDFILL SITE | PITTWOOD ROAD, LILLYHALL INDUSTRIAL ESTATE | LILLYHALL | WORKINGTON | CUMBRIA | CA14 4JP | ENGLAND | 301888 | 524458 | HARKER ENWL SGTS 1 2 3A 4 / HUTTON GSP GROUP | STAINBURN & SIDDICK | HDA NO1 & HDA NO2 | 11 | ELECTRICITY NORTH WEST LIMITED | BIOFUEL - LANDFILL GAS | ENGINE (COMBUSTION / RECIPROCATING) | NO | 0 | 0 | 2.6 |  |  |  | 0 | 0 | 0 |  |  |  | 0 | 0 | 0 | NO | CONNECTED | 2.6 | 0.95 | 1 | 0.038 | 0.04 | 1998-12-01 |  |  |  | 0 | 0 |  |  | NO | NO |  |  |  |  | 2021-12-06 | 54.60572606907566, -3.5204255302029783
2200041845850 | [5 empty] | 2200041845860 | Goonhilly limited | Helston goonhilly wind farm 33kv | Goonhilly Windfarm | Cury | Helston | Cornwall | TR12 7BA | United Kingdom | 170777 | 20634 | Indian Queens Sgp | Rame Bsp | St Keverne | data not available | National Grid Electricity Distribution (South West) Plc | Wind | Onshore wind turbines | No | data not available | data not available | 12 | data not applicable | data not applicable | data not applicable | data not available | data not available | data not applicable | data not applicable | data not applicable | data not applicable | data not available | data not available | data not applicable | data not available | Connected | 12 | 11.4 | 12 | 0.1425 | 0.15 | 40400 | data not applicable | data not applicable | data not applicable | data not applicable | data not applicable | data not applicable | data not applicable | data not available | data not available | data not available | data not available | data not available | data not available | 45750
2200041857475 | [5 empty] | 2200041857466 | Crimp wind power limited | Bude crimp morwenstow (import/export) wind turbines | Crimp Wind Farm | Morwenstow | Bude | Cornwall | EX23 9PD | United Kingdom | 224422 | 114823 | Alverdiscott Sgp | Pyworthy Bsp | Morwenstow | data not available | National Grid Electricity Distribution (South West) Plc | Wind | Onshore wind turbines | No | data not available | data not available | 2.7 | data not applicable | data not applicable | data not applicable | data not available | data not available | data not applicable | data not applicable | data not applicable | data not applicable | data not available | data not available | data not applicable | data not available | Connected | 2.7 | 2.565 | 2.7 | 0.19 | 0.2 | 40483 | data not applicable | data not applicable | data not applicable | data not applicable | data not applicable | data not applicable | data not applicable | data not available | data not available | data not available | data not available | data not available | data not available | 45750
1620001260292 | [5 empty] | 1620001260283 | INFINIS ENERGY SERVICES LIMITED | DANES MOSS LANDFILL SITE 2 | CONGLETON ROAD | GAWSWORTH | MACCLESFIELD | CHESHIRE | SK11 9QP | ENGLAND | 390235 | 371604 | MACCLESFIELD 33 GSP | - | S.W. MACCLESFIELD | 11 | ELECTRICITY NORTH WEST LIMITED | BIOFUEL - LANDFILL GAS | ENGINE (COMBUSTION / RECIPROCATING) | NO | 0 | 0 | 2.096 |  |  |  | 0 | 0 | 0 |  |  |  | 0 | 0 | 0 | NO | CONNECTED | 2.096 | 2.774 | 2.92 | 0.038 | 0.04 | 2003-06-16 |  |  |  | 0 | 0 |  |  | NO | NO |  |  |  |  | 2021-12-06 | 53.24136942979954, -2.1477780776429913
1620000335050 | [5 empty] | 1600000177700 | INFINIS ENERGY SERVICES LIMITED | DANES MOSS LANDFILL | CONGLETON ROAD | GAWSWORTH | MACCLESFIELD | CHESHIRE | SK11 9QP | ENGLAND | 390059 | 371646 | MACCLESFIELD 33 GSP | - | S.W. MACCLESFIELD | 11 | ELECTRICITY NORTH WEST LIMITED | BIOFUEL - LANDFILL GAS | ENGINE (COMBUSTION / RECIPROCATING) | NO | 0 | 0 | 1.967 |  |  |  | 0 | 0 | 0 |  |  |  | 0 | 0 | 0 | NO | CONNECTED | 1.967 | 1.729 | 1.82 | 0.07125 | 0.075 | 1996-07-01 |  |  |  | 0 | 0 |  |  | NO | NO |  |  |  |  | 2021-12-06 | 53.24174365394251, -2.1504165931778787
2200041919616 | [5 empty] | 2200030053620 | Kwtn solar limited | Chard junction transport & warehouse | J B Wheaton Sons Limited Transport & Warehouse | Chard Junction | Chard | Somerset | TA20 4QN | United Kingdom | 334128 | 104929 | Axminster Sgp | Woodcote Bsp | Waterlake Primary | 0.4 | National Grid Electricity Distribution (South West) Plc | Solar | Photovoltaic | No | data not available | data not available | 1.422 | data not applicable | data not applicable | data not applicable | data not available | data not available | data not applicable | data not applicable | data not applicable | data not applicable | data not available | data not available | data not applicable | data not available | Connected | 1.422 | 2.7759 | 2.922 | 0.057 | 0.06 | 41061 | data not applicable | data not applicable | data not applicable | data not applicable | data not applicable | data not applicable | data not applicable | data not available | data not available | data not available | data not available | data not available | data not available | 45750
2200041930498 | [5 empty] | 2200041930489 | Devon wind power | Barnstaple luscott barton fullabrook windfarm | Devon Wind Power, Fullabrook Substation | Road From Park Farm To Knowlwater Bridge | Ashford | North Devon | EX31 4DD | United Kingdom | 252028 | 136272 | Alverdiscott Sgp | Fullabrook Windfarm | data not available | 132 | National Grid Electricity Distribution (South West) Plc | Wind | Onshore wind turbines | No | data not available | data not available | 66 | data not applicable | data not applicable | data not applicable | data not available | data not available | data not applicable | data not applicable | data not applicable | data not applicable | data not available | data not available | data not applicable | data not available | Connected | 66 | 66.0003 | 69.474 | 0.76 | 0.8 | 40683 | data not applicable | data not applicable | data not applicable | data not applicable | data not applicable | data not applicable | data not applicable | data not available | data not available | data not available | data not available | data not available | data not available | 45750
2200041937953 | [5 empty] | 2200041937962 | Nima power limited | Truro wheal jane solar farm baldhu | Wheal Jane Mine | Baldhu | Truro | Cornwall | TR3 6EE | United Kingdom | 177497 | 42529 | Indian Queens Sgp | Truro Bsp | Twelveheads | 11 | National Grid Electricity Distribution (South West) Plc | Solar | Photovoltaic | No | data not available | data not available | 1.32 | data not applicable | data not applicable | data not applicable | data not available | data not available | data not applicable | data not applicable | data not applicable | data not applicable | data not available | data not available | data not applicable | data not available | Connected | 1.32 | 1.254 | 1.32 | 0.0475 | 0.05 | 40755 | data not applicable | data not applicable | data not applicable | data not applicable | data not applicable | data not applicable | data not applicable | data not available | data not available | data not available | data not available | data not available | data not available | 45750
2200041941700 | [5 empty] | 2200041941719 | Ks spv1 limited | Trefullock solar farm | Trefullock Farm | Trefullock Moor, Summercourt | Newquay | Cornwall | TR8 5BH | United Kingdom | 189731 | 55907 | Indian Queens Sgp | Fraddon Bsp | Fraddon | 11 | National Grid Electricity Distribution (South West) Plc | Solar | Photovoltaic | No | data not available | data not available | 5.151 | data not applicable | data not applicable | data not applicable | data not available | data not available | data not applicable | data not applicable | data not applicable | data not applicable | data not available | data not available | data not applicable | data not available | Connected | 5.151 | 4.75 | 5 | 0.0475 | 0.05 | 40751 | data not applicable | data not applicable | data not applicable | data not applicable | data not applicable | data not applicable | data not applicable | data not available | data not available | data not available | data not available | data not available | data not available | 45750
2200041970393 | [5 empty] | 2200030355760 | A h warren trust ltd | Crewkerne coombe farm | Coombe Farm | Roundham | Crewkerne | Somerset | TA18 8RR | United Kingdom | 341019 | 109509 | Axminster Sgp | Woodcote Bsp | Crewkerne | 11 | National Grid Electricity Distribution (South West) Plc | Solar | Photovoltaic | No | data not available | data not available | 1.3 | data not applicable | data not applicable | data not applicable | data not available | data not available | data not applicable | data not applicable | data not applicable | data not applicable | data not available | data not available | data not applicable | data not available | Connected | 1.3 | 1.9 | 2 | 1.14 | 1.2 | 34243 | data not applicable | data not applicable | data not applicable | data not applicable | data not applicable | data not applicable | data not applicable | data not available | data not available | data not available | data not available | data not available | data not available | 45750
2200041973446 | [5 empty] | data not applicable | Meri power limited | Wadebridge benbole solar farm st kew | Benbole Farm | St Kew Highway | Bodmin | Cornwall | PL30 3EF | United Kingdom | 203041 | 74858 | Indian Queens Sgp | St Tudy Bsp | Wadebridge | 11 | National Grid Electricity Distribution (South West) Plc | Solar | Photovoltaic | No | data not available | data not available | 2.006 | data not applicable | data not applicable | data not applicable | data not available | data not available | data not applicable | data not applicable | data not applicable | data not applicable | data not available | data not available | data not applicable | data not available | Connected | 2.006 | 1.9 | 2 | data not available | data not available | 40755 | data not applicable | data not applicable | data not applicable | data not applicable | data not applicable | data not applicable | data not applicable | data not available | data not available | data not available | data not available | data not available | data not available | 45750
2200041978737 | [5 empty] | 2200041978728 | East langford solar limited | East langford 33kv solar park | East Langford | Kilkhampton | Bude | Cornwall | EX23 9SA | United Kingdom | 228630 | 110614 | Alverdiscott Sgp | Pyworthy Bsp | Stratton | 33 | National Grid Electricity Distribution (South West) Plc | Solar | Photovoltaic | No | data not available | data not available | 5 | data not applicable | data not applicable | data not applicable | data not available | data not available | data not applicable | data not applicable | data not applicable | data not applicable | data not available | data not available | data not applicable | data not available | Connected | 5 | 4.75 | 5 | 0.03325 | 0.035 | 40735 | data not applicable | data not applicable | data not applicable | data not applicable | data not applicable | data not applicable | data not applicable | data not available | data not available | data not available | data not available | data not available | data not available | 45750
2200041978782 | [5 empty] | 2200041978773 | Manor farm solar limited | St austell manor farm 33kv solar park | Manor Farm Solar Park | Burngullow Lane, High Street | St austell | Cornwall | PL26 7TQ | United Kingdom | 198400 | 52325 | Indian Queens Sgp | Fraddon Bsp | Blackpool | 33 | National Grid Electricity Distribution (South West) Plc | Solar | Photovoltaic | No | data not available | data not available | 4 | data not applicable | data not applicable | data not applicable | data not available | data not available | data not applicable | data not applicable | data not applicable | data not applicable | data not available | data not available | data not applicable | data not available | Connected | 4 | 4.75 | 5 | 0.0342 | 0.036 | 40735 | data not applicable | data not applicable | data not applicable | data not applicable | data not applicable | data not applicable | data not applicable | data not available | data not available | data not available | data not available | data not available | data not available | 45750
2200041978807 | [5 empty] | 2200041978791 | Trenouth solar farm limited | Trenouth farm 33kv solar park | Trenouth Farm | St Ervan | Wadebridge | Cornwall | PL27 7SG | United Kingdom | 190399 | 70206 | Indian Queens Sgp | Fraddon Bsp | St Columb Major | 33 | National Grid Electricity Distribution (South West) Plc | Solar | Photovoltaic | No | data not available | data not available | 4 | data not applicable | data not applicable | data not applicable | data not available | data not available | data not applicable | data not applicable | data not applicable | data not applicable | data not available | data not available | data not applicable | data not available | Connected | 4 | 3.8 | 4 | 0.0475 | 0.05 | 40735 | data not applicable | data not applicable | data not applicable | data not applicable | data not applicable | data not applicable | data not applicable | data not available | data not available | data not available | data not available | data not available | data not available | 45750
2200041978861 | [5 empty] | 2200041978852 | Churchtown farm solar limited | Hayle churchtown farm 33kv solar park | Churchtown Farm | Nanterrow Lane, Gwithian | Connor downs | Cornwall | TR27 5BX | United Kingdom | 159831 | 40475 | Indian Queens Sgp | Camborne Bsp | data not available | 33 | National Grid Electricity Distribution (South West) Plc | Solar | Photovoltaic | No | data not available | data not available | 4 | data not applicable | data not applicable | data not applicable | data not available | data not available | data not applicable | data not applicable | data not applicable | data not applicable | data not available | data not available | data not applicable | data not available | Connected | 4 | 4.75 | 5 | 0.0342 | 0.036 | 40735 | data not applicable | data not applicable | data not applicable | data not applicable | data not applicable | data not applicable | data not applicable | data not available | data not available | data not available | data not available | data not available | data not available | 45750
2200041979883 | [5 empty] | 2200041979874 | Kala power limited | Howton farm 33kv solar park | Howton Fields Farm | Pillaton | Saltash | Cornwall | PL12 6QY | United Kingdom | 237657 | 63148 | Landulph Sgp | Landulph Bsp | data not available | 33 | National Grid Electricity Distribution (South West) Plc | Solar | Photovoltaic | No | data not available | data not available | 4.998 | data not applicable | data not applicable | data not applicable | data not available | data not available | data not applicable | data not applicable | data not applicable | data not applicable | data not available | data not available | data not applicable | data not available | Connected | 4.998 | 4.75 | 5 | 0.03325 | 0.035 | 40735 | data not applicable | data not applicable | data not applicable | data not applicable | data not applicable | data not applicable | data not applicable | data not available | data not available | data not available | data not available | data not available | data not available | 45750
2200041982167 | [5 empty] | 2200041981980 | Langage solar park limited | Plymouth lower langage farm | Langage Solar Park | Langage Cross To Voss Cross | Plympton | Devon | PL7 5AS | United Kingdom | 257564 | 56040 | Abham Sgp | Plympton Bsp | Langage | 11 | National Grid Electricity Distribution (South West) Plc | Solar | Photovoltaic | No | data not available | data not available | 4.9 | data not applicable | data not applicable | data not applicable | data not available | data not available | data not applicable | data not applicable | data not applicable | data not applicable | data not available | data not available | data not applicable | data not available | Connected | 4.9 | 4.7453 | 4.995 | 0.95 | 1 | 40756 | data not applicable | data not applicable | data not applicable | data not applicable | data not applicable | data not applicable | data not applicable | data not available | data not available | data not available | data not available | data not available | data not available | 45750
2200041982947 | [5 empty] | 2200041982938 | Miralalou spv 1 limited | Causilgey farm, tregavethan | Causilgey Farm Bungalow | Tregavethan | Truro | Cornwall | TR4 9EP | United Kingdom | 177620 | 47423 | Indian Queens Sgp | Truro Bsp | data not available | 33 | National Grid Electricity Distribution (South West) Plc | Solar | Photovoltaic | No | data not available | data not available | 4.4 | data not applicable | data not applicable | data not applicable | data not available | data not available | data not applicable | data not applicable | data not applicable | data not applicable | data not available | data not available | data not applicable | data not available | Connected | 4.4 | 4.275 | 4.5 | 0.02375 | 0.025 | 41346 | data not applicable | data not applicable | data not applicable | data not applicable | data not applicable | data not applicable | data not applicable | data not available | data not available | data not available | data not available | data not available | data not available | 45750
2200041984085 | [5 empty] | 2200041984076 | Palk power limited | Taunton adj lethbridge park pv generator | Lethbridge Park | Ash Priors | Taunton | Somerset | TA4 3NG | United Kingdom | 316203 | 129866 | Taunton Sgp | Taunton Main Bsp | Lydeard St Lawrence Primary | 11 | National Grid Electricity Distribution (South West) Plc | Solar | Photovoltaic | No | data not available | data not available | 1.7 | data not applicable | data not applicable | data not applicable | data not available | data not available | data not applicable | data not applicable | data not applicable | data not applicable | data not available | data not available | data not applicable | data not available | Connected | 1.7 | 1.71 | 1.8 | 0.04275 | 0.045 | 40731 | data not applicable | data not applicable | data not applicable | data not applicable | data not applicable | data not applicable | data not applicable | data not available | data not available | data not available | data not available | data not available | data not available | 45750
2000000000000 | [5 empty] | 2000000000000 | INFINIS ENERGY SERVICES LIMITED | WAPSEYS WOOD | WAPSEYS WOOD | OXFORD ROAD | GERRARDS CROSS | BUCKINGHAMSHIRE | SL9 8TG | ENGLAND | 497477 | 188599 | IVER 132KV | DENHAM | WAPSEYS WOOD | 22 | SOUTHERN ELECTRIC POWER DISTRIBUTION PLC | BIOFUEL - LANDFILL GAS | DATA NOT AVAILABLE | NO | DATA NOT AVAILABLE | DATA NOT AVAILABLE | 1.995 | DATA NOT AVAILABLE | DATA NOT AVAILABLE | DATA NOT AVAILABLE | DATA NOT AVAILABLE | DATA NOT AVAILABLE | DATA NOT AVAILABLE | DATA NOT AVAILABLE | DATA NOT AVAILABLE | DATA NOT AVAILABLE | DATA NOT AVAILABLE | DATA NOT AVAILABLE | DATA NOT AVAILABLE | NO | CONNECTED | 1.995 | 1.995 | 2.1 | DATA NOT AVAILABLE | DATA NOT AVAILABLE | DATA NOT AVAILABLE | DATA NOT AVAILABLE | DATA NOT AVAILABLE | DATA NOT AVAILABLE | DATA NOT AVAILABLE | DATA NOT AVAILABLE | DATA NOT AVAILABLE | DATA NOT AVAILABLE | N | DATA NOT AVAILABLE | DATA NOT AVAILABLE | DATA NOT AVAILABLE | DATA NOT AVAILABLE | DATA NOT AVAILABLE | 44034
1800053645968 | [5 empty] | data not applicable | Infinis Energy Services Ltd | Greengairs Landfill 1 | Greengairs Landfill | Meikle Drumgray Road | Greengairs | North Lanarkshire | ML6 7TY | Scotland | 278850 | 669842 | Newarthill | data not applicable | TOWERS ROAD (11kV) | 11 | SP Distribution Ltd | Biofuel - Landfill gas | Steam-gas turbine (CCGT) | No | data not available | data not available | 2 | data not applicable | data not applicable | No | 0 | 0 | 0 | data not applicable | data not applicable | No | 0 | 0 | 0 | No | Connected | 2 | 2 | 2.1053 | 0 | 0 | 35186 | data not applicable | data not applicable | data not applicable | data not applicable | data not applicable | data not available | data not available | N | N | data not available | N | data not available | data not available | 44146 | data not available | 381
2200042001621 | [5 empty] | 2200042001640 | Nextpower trevemper limited | Newquay trevemper solar farm | Trevemper Farm | Trevemper | Newquay | Cornwall | TR8 5EL | United Kingdom | 181571 | 59912 | Indian Queens Sgp | Fraddon Bsp | Newquay Trevemper | 11 | National Grid Electricity Distribution (South West) Plc | Solar | Photovoltaic | No | data not available | data not available | 1.02 | data not applicable | data not applicable | data not applicable | data not available | data not available | data not applicable | data not applicable | data not applicable | data not applicable | data not available | data not available | data not applicable | data not available | Connected | 1.02 | 1.615 | 1.7 | 0.01425 | 0.015 | 44340 | data not applicable | data not applicable | data not applicable | data not applicable | data not applicable | data not applicable | data not applicable | data not available | data not available | data not available | data not available | data not available | data not available | 45750
2200042013273 | [5 empty] | 2200042013307 | Michco 1204 limited | Street higher hill pv farm | Higher Hill Farm | Butleigh Hill, Butleigh | Glastonbury | Somerset | BA6 8TW | United Kingdom | 351750 | 132112 | Bridgwater Sgp | Street Bsp | Millfield | 11 | National Grid Electricity Distribution (South West) Plc | Solar | Photovoltaic | No | data not available | data not available | 5.015 | data not applicable | data not applicable | data not applicable | data not available | data not available | data not applicable | data not applicable | data not applicable | data not applicable | data not available | data not available | data not applicable | data not available | Connected | 5.015 | 4.712 | 4.96 | 0.0475 | 0.05 | 40812 | data not applicable | data not applicable | data not applicable | data not applicable | data not applicable | data not applicable | data not applicable | data not available | data not available | data not available | data not available | data not available | data not available | 45750
2200042013316 | [5 empty] | 2200042013325 | Michco 1204 limited | Street park wood pv farm | Butleigh Solar Park | Back Town Lane | Glastonbury | Somerset | BA6 8UE | United Kingdom | 352772 | 134063 | Bridgwater Sgp | Street Bsp | Millfield | 11 | National Grid Electricity Distribution (South West) Plc | Solar | Photovoltaic | No | data not available | data not available | 5.015 | data not applicable | data not applicable | data not applicable | data not available | data not available | data not applicable | data not applicable | data not applicable | data not applicable | data not available | data not available | data not applicable | data not available | Connected | 5.015 | 4.712 | 4.96 | 0.0475 | 0.05 | 40812 | data not applicable | data not applicable | data not applicable | data not applicable | data not applicable | data not applicable | data not applicable | data not available | data not available | data not available | data not available | data not available | data not available | 45750
2200042014791 | [5 empty] | 2200042014807 | Bridgewater solar limited | Summerway drove pv generator site | Summerway Drove | Westernzoyland Road | Bridgwater | Somerset | TA7 0HY | United Kingdom | 332371 | 136495 | Bridgwater Sgp | Bridgwater Grid Bsp | Bath Road Primary | 11 | National Grid Electricity Distribution (South West) Plc | Solar | Photovoltaic | No | data not available | data not available | 1.734 | data not applicable | data not applicable | data not applicable | data not available | data not available | data not applicable | data not applicable | data not applicable | data not applicable | data not available | data not available | data not applicable | data not available | Connected | 1.734 | 1.615 | 1.7 | 0.0475 | 0.05 | 40813 | data not applicable | data not applicable | data not applicable | data not applicable | data not applicable | data not applicable | data not applicable | data not available | data not available | data not available | data not available | data not available | data not available | 45750
2200042019354 | [5 empty] | 2200042019345 | Puriton solar limited | Puriton blackditch woolavington road (33kv) | Solar Farm | Woolavington Road, Puriton | Bridgwater | Somerset | TA7 8AD | United Kingdom | 333207 | 142034 | Bridgwater Sgp | Bridgwater Grid Bsp | data not available | 33 | National Grid Electricity Distribution (South West) Plc | Solar | Photovoltaic | No | data not available | data not available | 4.29 | data not applicable | data not applicable | data not applicable | data not available | data not available | data not applicable | data not applicable | data not applicable | data not applicable | data not available | data not available | data not applicable | data not available | Connected | 4.29 | 4.0755 | 4.29 | 0.00475 | 0.005 | 40809 | data not applicable | data not applicable | data not applicable | data not applicable | data not applicable | data not applicable | data not applicable | data not available | data not available | data not available | data not available | data not available | data not available | 45750
2200042042975 | [5 empty] | 2200042042966 | Aee renewables uk 15 limited | Axminster beechgrove farm hawkchurch 33kv pv | Beechgrove Farm | Hawchurch | Axminster | Devon | EX13 5TX | United Kingdom | 334876 | 99202 | Axminster Sgp | Woodcote Bsp | data not available | 33 | National Grid Electricity Distribution (South West) Plc | Solar | Photovoltaic | No | data not available | data not available | 4.5 | data not applicable | data not applicable | data not applicable | data not available | data not available | data not applicable | data not applicable | data not applicable | data not applicable | data not available | data not available | data not applicable | data not available | Connected | 4.5 | 4.275 | 4.5 | 0.0133 | 0.014 | 40828 | data not applicable | data not applicable | data not applicable | data not applicable | data not applicable | data not applicable | data not applicable | data not available | data not available | data not available | data not available | data not available | data not available | 45750
2200042076706 | [5 empty] | 2200042076681 | Ks spv 12 limited | Launceston grange farm boyton | The Grange | Boyton | Launceston | Cornwall | PL15 8NS | United Kingdom | 229048 | 93007 | Alverdiscott Sgp | Pyworthy Bsp | East Curry | 11 | National Grid Electricity Distribution (South West) Plc | Solar | Photovoltaic | No | data not available | data not available | 4.9 | data not applicable | data not applicable | data not applicable | data not available | data not available | data not applicable | data not applicable | data not applicable | data not applicable | data not available | data not available | data not applicable | data not available | Connected | 4.9 | 4.655 | 4.9 | 0.0475 | 0.05 | 40982 | data not applicable | data not applicable | data not applicable | data not applicable | data not applicable | data not applicable | data not applicable | data not available | data not available | data not available | data not available | data not available | data not available | 45750
1800053645968 | [5 empty] | data not applicable | Infinis Energy Services Ltd | Greengairs Landfill 2 | Greengairs Landfill | Meikle Drumgray Road | Greengairs | North Lanarkshire | ML6 7TY | Scotland | 278850 | 669842 | Cumbernauld | data not applicable | GREENFAULDS (11kV) | 11 | SP Distribution Ltd | Biofuel - Landfill gas | Steam-gas turbine (CCGT) | No | data not available | data not available | 2 | data not applicable | data not applicable | No | 0 | 0 | 0 | data not applicable | data not applicable | No | 0 | 0 | 0 | No | Connected | 2 | 2 | 2.1053 | 0 | 0 | 37347 | data not applicable | data not applicable | data not applicable | data not applicable | data not applicable | data not available | data not available | N | N | data not available | N | data not available | data not available | 44088 | data not available | 382
1800053647627 | [5 empty] | data not applicable | Infinis Energy Services Ltd | Greengairs Landfill 3 & 4 | Greengairs Landfill | Meikle Drumgray Road | Greengairs | North Lanarkshire | ML6 7TY | Scotland | 278850 | 669842 | Cumbernauld | data not applicable | data not available | 33 | SP Distribution Ltd | Biofuel - Landfill gas | Steam-gas turbine (CCGT) | No | 0 | 0 | 2 | data not applicable | data not applicable | No | 0 | 0 | 0 | data not applicable | data not applicable | No | 0 | 0 | 0 | Yes | Connected | 2 | 4.2 | 4.4211 | 0 | 0 | data not available | data not applicable | data not applicable | data not applicable | data not applicable | data not applicable | data not available | data not available | N | N | data not available | N | data not available | data not available | 45141 | data not available | 383
1800053647751 | [5 empty] | data not applicable | Infinis Energy Services Ltd | Greengairs Landfill 6 | Greengairs Landfill | Meikle Drumgray Road | Greengairs | North Lanarkshire | ML6 7TY | Scotland | 278850 | 669842 | Cumbernauld | data not applicable | data not available | 33 | SP Distribution Ltd | Biofuel - Landfill gas | Steam-gas turbine (CCGT) | No | 0 | 0 | 1 | data not applicable | data not applicable | No | 0 | 0 | 0 | data not applicable | data not applicable | No | 0 | 0 | 0 | Yes | Connected | 1 | 4.2 | 4.4211 | 0 | 0 | data not available | data not applicable | data not applicable | data not applicable | data not applicable | data not applicable | data not available | data not available | N | N | data not available | N | data not available | data not available | 45532 | data not available | 384
2200042103449 | [5 empty] | 2200042194640 | Bristol city council | Bristol avonmouth wind farm severn road | Avonmouth Wind Farm | Severn Road, Avonmouth | Bristol | North Somerset | BS11 0YL | United Kingdom | 353265 | 181977 | Iron Acton Sgp | Seabank Bsp | data not available | 33 | National Grid Electricity Distribution (South West) Plc | Wind | Onshore wind turbines | No | data not available | data not available | 5 | data not applicable | data not applicable | data not applicable | data not available | data not available | data not applicable | data not applicable | data not applicable | data not applicable | data not available | data not available | data not applicable | data not available | Connected | 5 | 4.75 | 5 | 0.114 | 0.12 | 41456 | data not applicable | data not applicable | data not applicable | data not applicable | data not applicable | data not applicable | data not applicable | data not available | data not available | data not available | data not available | data not available | data not available | 45750
2200042108289 | [5 empty] | 2200042108127 | Bodmin solar limited | Bodinial lower bodinial farm | Lower Bodiniel Farm | Bodiniel | Bodmin | Cornwall | PL31 2PF | United Kingdom | 205785 | 67971 | Indian Queens Sgp | St Tudy Bsp | Bodmin | 33 | National Grid Electricity Distribution (South West) Plc | Solar | Photovoltaic | No | data not available | data not available | 5 | data not applicable | data not applicable | data not applicable | data not available | data not available | data not applicable | data not applicable | data not applicable | data not applicable | data not available | data not available | data not applicable | data not available | Connected | 5 | 4.75 | 5 | 0.0285 | 0.03 | 41061 | data not applicable | data not applicable | data not applicable | data not applicable | data not applicable | data not applicable | data not applicable | data not available | data not available | data not available | data not available | data not available | data not available | 45750
2200042117238 | [5 empty] | 2200030356009 | Philip dennis foodservice (holmsleigh) limited | Ilfracombe mullacott industrial estate | Philip Dennis Foodservice Limited Export | Mullacott Cross Industrial Estate | Ilfracombe | Devon | EX34 8PL | United Kingdom | 251485 | 144145 | Alverdiscott Sgp | East Yelland Bsp | Ilfracombe | 11 | National Grid Electricity Distribution (South West) Plc | Wind | Onshore wind turbines | No | data not available | data not available | 1.4 | Solar | Photovoltaic | No | data not available | data not available | 0.25 | data not applicable | data not applicable | data not applicable | data not available | data not available | data not applicable | data not available | Connected | 1.65 | 1.33 | 1.4 | 0.80275 | 0.845 | 42461 | data not applicable | data not applicable | data not applicable | data not applicable | data not applicable | data not applicable | data not applicable | data not available | data not available | data not available | data not available | data not available | data not available | 45750
2200042128211 | [5 empty] | 2200042128202 | Colchen solar limited | Ivybridge luson farm pv | Luson | data not available | Ivybridge | Devon | PL21 9JZ | United Kingdom | 261944 | 53146 | Abham Sgp | Plympton Bsp | Ivybridge | 11 | National Grid Electricity Distribution (South West) Plc | Solar | Photovoltaic | No | data not available | data not available | 1.38 | data not applicable | data not applicable | data not applicable | data not available | data not available | data not applicable | data not applicable | data not applicable | data not applicable | data not available | data not available | data not applicable | data not available | Connected | 1.38 | 1.425 | 1.5 | 0.0475 | 0.05 | 41087 | data not applicable | data not applicable | data not applicable | data not applicable | data not applicable | data not applicable | data not applicable | data not available | data not available | data not available | data not available | data not available | data not available | 45750
2200042129526 | [5 empty] | 2200042129517 | Gpp eastcott llp | Bude eastcott solar farm | Eastcott Farm | Eastcott Cross, Morwenstow | Bude | Cornwall | EX23 9SG | United Kingdom | 226100 | 116373 | Alverdiscott Sgp | Pyworthy Bsp | Morwenstow | 11 | National Grid Electricity Distribution (South West) Plc | Solar | Photovoltaic | No | data not available | data not available | 5 | data not applicable | data not applicable | data not applicable | data not available | data not available | data not applicable | data not applicable | data not applicable | data not applicable | data not available | data not available | data not applicable | data not available | Connected | 5 | 4.75 | 5 | 0.2375 | 0.25 | 41072 | data not applicable | data not applicable | data not applicable | data not applicable | data not applicable | data not applicable | data not applicable | data not available | data not available | data not available | data not available | data not available | data not available | 45750
2200042131232 | [5 empty] | 2200042131223 | Tgc solar 91 limited | Holsworthy great knowle solar farm pyworthy | Deriton Road | Pyworthy | Holsworthy | Devon | EX22 6JY | United Kingdom | 233114 | 103333 | Alverdiscott Sgp | Pyworthy Bsp | Holsworthy | 11 | National Grid Electricity Distribution (South West) Plc | Solar | Photovoltaic | No | data not available | data not available | 5 | data not applicable | data not applicable | data not applicable | data not available | data not available | data not applicable | data not applicable | data not applicable | data not applicable | data not available | data not available | data not applicable | data not available | Connected | 5 | 4.75 | 5 | 0.0475 | 0.05 | 41088 | data not applicable | data not applicable | data not applicable | data not applicable | data not applicable | data not applicable | data not applicable | data not available | data not available | data not available | data not available | data not available | data not available | 45750
2200042131385 | [5 empty] | 2200042131376 | Chantico solar limited | Congresbury stock lane pv array | Stock Lane | Congresbury | Bristol | North Somerset | BS49 5JL | United Kingdom | 344830 | 162360 | Sandford 132Kv Sgp | Churchill Bsp 132Kv | Congresbury | 11 | National Grid Electricity Distribution (South West) Plc | Solar | Photovoltaic | No | data not available | data not available | 1.1 | data not applicable | data not applicable | data not applicable | data not available | data not available | data not applicable | data not applicable | data not applicable | data not applicable | data not available | data not available | data not applicable | data not available | Connected | 1.1 | 1.045 | 1.1 | 0.04275 | 0.045 | 41116 | data not applicable | data not applicable | data not applicable | data not applicable | data not applicable | data not applicable | data not applicable | data not available | data not available | data not available | data not available | data not available | data not available | 45750
2200042137838 | [5 empty] | 2200042137847 | Lightsource spv 49 limited | West bradley solar farm, templeton | West Bradley Farm | Templeton | Tiverton | Devon | EX16 8BJ | United Kingdom | 289192 | 114098 | Exeter Main Sgp | Tiverton Bsp | Tiverton Moorhayes | 11 | National Grid Electricity Distribution (South West) Plc | Solar | Photovoltaic | No | data not available | data not available | 1.5 | data not applicable | data not applicable | data not applicable | data not available | data not available | data not applicable | data not applicable | data not applicable | data not applicable | data not available | data not available | data not applicable | data not available | Connected | 1.5 | 1.425 | 1.5 | 0.0475 | 0.05 | 41091 | data not applicable | data not applicable | data not applicable | data not applicable | data not applicable | data not applicable | data not applicable | data not available | data not available | data not available | data not available | data not available | data not available | 45750
2200042137917 | [5 empty] | 2200042137926 | Velleda energy limited | Hgr pirzwell solar farm, kentisbeare | Higher Pirzwell | Kentisbeare | Cullompton | Devon | EX15 2AH | United Kingdom | 307548 | 109156 | Exeter Main Sgp | Tiverton Bsp | Hemyock | 11 | National Grid Electricity Distribution (South West) Plc | Solar | Photovoltaic | No | data not available | data not available | 1.5 | data not applicable | data not applicable | data not applicable | data not available | data not available | data not applicable | data not applicable | data not applicable | data not applicable | data not available | data not available | data not applicable | data not available | Connected | 1.5 | 1.425 | 1.5 | 0.0475 | 0.05 | 41091 | data not applicable | data not applicable | data not applicable | data not applicable | data not applicable | data not applicable | data not applicable | data not available | data not available | data not available | data not available | data not available | data not available | 45750
2200042138520 | [5 empty] | 2200042138511 | Kirsa solar limited | Barton solar farm, tiverton | Oakfield House | Burlescombe, Turnpike | Tiverton | Devon | EX16 7JW | United Kingdom | 307776 | 116916 | Exeter Main Sgp | Tiverton Bsp | Burlescombe | 11 | National Grid Electricity Distribution (South West) Plc | Solar | Photovoltaic | No | data not available | data not available | 1.5 | data not applicable | data not applicable | data not applicable | data not available | data not available | data not applicable | data not applicable | data not applicable | data not applicable | data not available | data not available | data not applicable | data not available | Connected | 1.5 | 1.425 | 1.5 | 0.0475 | 0.05 | 41091 | data not applicable | data not applicable | data not applicable | data not applicable | data not applicable | data not applicable | data not applicable | data not available | data not available | data not available | data not available | data not available | data not available | 45750
2200042141142 | [5 empty] | 2200042141133 | Wyld meadow farm solar park limited | Wyld meadow farm 33kv solar park | Wyld Meadow Farm | Monkton Wyld | Bridport | Dorset | DT6 6DD | United Kingdom | 333898 | 97856 | Axminster Sgp | Woodcote Bsp | data not available | 33 | National Grid Electricity Distribution (South West) Plc | Solar | Photovoltaic | No | data not available | data not available | 4.8 | data not applicable | data not applicable | data not applicable | data not available | data not available | data not applicable | data not applicable | data not applicable | data not applicable | data not available | data not available | data not applicable | data not available | Connected | 4.8 | 4.655 | 4.9 | 0.0475 | 0.05 | 45068 | data not applicable | data not applicable | data not applicable | data not applicable | data not applicable | data not applicable | data not applicable | data not available | data not available | data not available | data not available | data not available | data not available | 45750
2200042141160 | [5 empty] | 2200042141151 | Tgc solar 106 limited | Holsworthy eastacombe farm solar | Eastacombe Farm | Clawton | Holsworthy | Devon | EX22 6RP | United Kingdom | 235435 | 99647 | Alverdiscott Sgp | Pyworthy Bsp | data not available | 33 | National Grid Electricity Distribution (South West) Plc | Solar | Photovoltaic | No | data not available | data not available | 3.3 | data not applicable | data not applicable | data not applicable | data not available | data not available | data not applicable | data not applicable | data not applicable | data not applicable | data not available | data not available | data not applicable | data not available | Connected | 3.3 | 3.0305 | 3.19 | 0.02375 | 0.025 | 41261 | data not applicable | data not applicable | data not applicable | data not applicable | data not applicable | data not applicable | data not applicable | data not available | data not available | data not available | data not available | data not available | data not available | 45750
Data not available | [6 empty] | Infinis Energy Services Ltd | Mill Lane |  |  | Ongar | Essex | CM5 9RG | England | 556289 | 202132 | Rye House | Epping Grid 33kV | Ongar Primary 11kV | 11 | Eastern Power Networks (EPN) | Fossil - Gas | Gas turbine (OCGT) |  |  |  | 2.979 | [12 empty] | No | Connected | 2.979 | 2.979 | 3.136 | 0 | 0 | 2018-07-13 | [13 empty] | 2021-05-17 | 0.30911 | 51.5232 | 51.5232092786305, 0.309112601245567 |  | Solar PV
2200042142410 | [5 empty] | 2200042142094 | Ks spv 3 limited | Luxulyan trenoweth farm solar farm | Trenowth Farm | Luxulyan | Bodmin | Cornwall | PL30 5DP | United Kingdom | 204716 | 58972 | Indian Queens Sgp | St Austell Bsp | data not available | 33 | National Grid Electricity Distribution (South West) Plc | Solar | Photovoltaic | No | data not available | data not available | 7.54 | data not applicable | data not applicable | data not applicable | data not available | data not available | data not applicable | data not applicable | data not applicable | data not applicable | data not available | data not available | data not applicable | data not available | Connected | 7.54 | 6.859 | 7.22 | 0.02375 | 0.025 | 41337 | data not applicable | data not applicable | data not applicable | data not applicable | data not applicable | data not applicable | data not applicable | data not available | data not available | data not available | data not available | data not available | data not available | 45750
2200042142457 | [5 empty] | 2200042142439 | Ks spv4 limited | Woodland barton farm victoria | Woodland Barton Farm | Roche | St austell | Cornwall | PL26 8LW | United Kingdom | 200446 | 61814 | Indian Queens Sgp | Fraddon Bsp | data not available | 33 | National Grid Electricity Distribution (South West) Plc | Solar | Photovoltaic | No | data not available | data not available | 4.9 | data not applicable | data not applicable | data not applicable | data not available | data not available | data not applicable | data not applicable | data not applicable | data not applicable | data not available | data not available | data not applicable | data not available | Connected | 4.9 | 4.75 | 5 | 0.0475 | 0.05 | 41283 | data not applicable | data not applicable | data not applicable | data not applicable | data not applicable | data not applicable | data not applicable | data not available | data not available | data not available | data not available | data not available | data not available | 45750
2200042163457 | [5 empty] | 2200042163410 | Burcroft solar parks limited | Broadclyst burrowton farm | Wards Cross | Broadclyst | Exeter | Devon | EX5 3DA | United Kingdom | 300380 | 97290 | Exeter Main Sgp | Exeter Main Bsp | data not available | 33 | National Grid Electricity Distribution (South West) Plc | Solar | Photovoltaic | No | data not available | data not available | 10.881 | data not applicable | data not applicable | data not applicable | data not available | data not available | data not applicable | data not applicable | data not applicable | data not applicable | data not available | data not available | data not applicable | data not available | Connected | 10.881 | 10.355 | 10.9 | 0.076 | 0.08 | 41347 | data not applicable | data not applicable | data not applicable | data not applicable | data not applicable | data not applicable | data not applicable | data not available | data not available | data not available | data not available | data not available | data not available | 45750
2200042163493 | [5 empty] | 2200042163484 | Marley thatch solar limited | Totnes marley thatch farm webland lane | Marley Thatch Farm | Marley Head To New Cross | South brent | Devon | TQ10 9LW | United Kingdom | 272373 | 59831 | Abham Sgp | Totnes Bsp | data not available | 33 | National Grid Electricity Distribution (South West) Plc | Solar | Photovoltaic | No | data not available | data not available | 5.25 | data not applicable | data not applicable | data not applicable | data not available | data not available | data not applicable | data not applicable | data not applicable | data not applicable | data not available | data not available | data not applicable | data not available | Connected | 5.25 | 8.075 | 8.5 | 0.0475 | 0.05 | 41352 | data not applicable | data not applicable | data not applicable | data not applicable | data not applicable | data not applicable | data not applicable | data not available | data not available | data not available | data not available | data not available | data not available | 45750
2200042165046 | [5 empty] | 2200042165037 | Warleigh barton solar park limited | Plymouth tamerton foliot warleigh barton solar park | Solar Farm At Warleigh Barton Farm | Station Road | Tamerton foliot | Devon | PL5 4LD | United Kingdom | 245580 | 60937 | Landulph Sgp | Ernesettle Bsp | data not available | 33 | National Grid Electricity Distribution (South West) Plc | Solar | Photovoltaic | No | data not available | data not available | 7 | data not applicable | data not applicable | data not applicable | data not available | data not available | data not applicable | data not applicable | data not applicable | data not applicable | data not available | data not available | data not applicable | data not available | Connected | 7 | 6.65 | 7 | 0.0475 | 0.05 | 41334 | data not applicable | data not applicable | data not applicable | data not applicable | data not applicable | data not applicable | data not applicable | data not available | data not available | data not available | data not available | data not available | data not available | 45750
2200042165064 | [5 empty] | 2200042165055 | Callington solar park limited | Callington haye lane 33kv solar park haye farm | Hope Farm | Haye Lane | Callington | Cornwall | PL17 7LG | United Kingdom | 135230 | 70290 | Landulph Sgp | St Germans Bsp | data not available | 33 | National Grid Electricity Distribution (South West) Plc | Solar | Photovoltaic | No | data not available | data not available | 5.25 | data not applicable | data not applicable | data not applicable | data not available | data not available | data not applicable | data not applicable | data not applicable | data not applicable | data not available | data not available | data not applicable | data not available | Connected | 5.25 | 4.9875 | 5.25 | 0.0475 | 0.05 | 41626 | data not applicable | data not applicable | data not applicable | data not applicable | data not applicable | data not applicable | data not applicable | data not available | data not available | data not available | data not available | data not available | data not available | 45750
2200042165082 | [5 empty] | 2200042165073 | Hope solar park limited | Hayle - gwithian road, connor downs | Export | Gwithian Road, Connor Downs | Hayle | Cornwall | TR27 5EB | United Kingdom | 159740 | 39900 | Indian Queens Sgp | Camborne Bsp | data not available | 33 | National Grid Electricity Distribution (South West) Plc | Solar | Photovoltaic | No | data not available | data not available | 5.25 | data not applicable | data not applicable | data not applicable | data not available | data not available | data not applicable | data not applicable | data not applicable | data not applicable | data not available | data not available | data not applicable | data not available | Connected | 5.25 | 4.9875 | 5.25 | 0.0475 | 0.05 | 41627 | data not applicable | data not applicable | data not applicable | data not applicable | data not applicable | data not applicable | data not applicable | data not available | data not available | data not available | data not available | data not available | data not available | 45750
2200042169723 | [5 empty] | 2200042169714 | Tgc solar slade limited | Kingsbridge slade farm | Lower Slade Farm | data not available | Kingsbridge | Devon | TQ7 2HE | United Kingdom | 274053 | 45232 | Abham Sgp | Paignton Bsp | data not available | 33 | National Grid Electricity Distribution (South West) Plc | Solar | Photovoltaic | No | data not available | data not available | 3.77 | data not applicable | data not applicable | data not applicable | data not available | data not available | data not applicable | data not applicable | data not applicable | data not applicable | data not available | data not available | data not applicable | data not available | Connected | 3.77 | 3.5815 | 3.77 | 0.02375 | 0.025 | 42261 | data not applicable | data not applicable | data not applicable | data not applicable | data not applicable | data not applicable | data not applicable | data not available | data not available | data not available | data not available | data not available | data not available | 45750
2200042171192 | [5 empty] | 2200042171183 | Tgc solar 68 limited | Rew farm, sweethouse, nr lanhydrock, bodmin | Rew Farm | Sweetshouse | Bodmin | Cornwall | PL30 5AW | United Kingdom | 208579 | 61609 | Indian Queens Sgp | Fraddon Bsp | data not available | 33 | National Grid Electricity Distribution (South West) Plc | Solar | Photovoltaic | No | data not available | data not available | 4.56 | data not applicable | data not applicable | data not applicable | data not available | data not available | data not applicable | data not applicable | data not applicable | data not applicable | data not available | data not available | data not applicable | data not available | Connected | 4.56 | 4.085 | 4.3 | 0.02375 | 0.025 | 41719 | data not applicable | data not applicable | data not applicable | data not applicable | data not applicable | data not applicable | data not applicable | data not available | data not available | data not available | data not available | data not available | data not available | 45750
2200042171226 | [5 empty] | 2200042171208 | Tgc solar 102 limited | Hayle land at higher trenhayle farm | Higher Trenhayle Farm, 17 | Tolroy Road, St Erth Praze | Hayle | Cornwall | TR27 6EA | United Kingdom | 156532 | 35454 | Indian Queens Sgp | Hayle Bsp | data not available | 33 | National Grid Electricity Distribution (South West) Plc | Solar | Photovoltaic | No | data not available | data not available | 2.508 | data not applicable | data not applicable | data not applicable | data not available | data not available | data not applicable | data not applicable | data not applicable | data not applicable | data not available | data not available | data not applicable | data not available | Connected | 2.508 | 2.85 | 3 | 0.02375 | 0.025 | 41576 | data not applicable | data not applicable | data not applicable | data not applicable | data not applicable | data not applicable | data not applicable | data not available | data not available | data not available | data not available | data not available | data not available | 45750
2200042171253 | [5 empty] | 2200042171244 | Wadebridge belectric solar limited | Wadebridge, middle treworder solar farm | Middle Treworder Farm | Egloshayle | Wadebridge | Cornwall | PL27 6HX | United Kingdom | 201103 | 72585 | Indian Queens Sgp | St Tudy Bsp | data not available | 33 | National Grid Electricity Distribution (South West) Plc | Solar | Photovoltaic | No | data not available | data not available | 4.4 | data not applicable | data not applicable | data not applicable | data not available | data not available | data not applicable | data not applicable | data not applicable | data not applicable | data not available | data not available | data not applicable | data not available | Connected | 4.4 | 4.18 | 4.4 | 0.00855 | 0.009 | 41346 | data not applicable | data not applicable | data not applicable | data not applicable | data not applicable | data not applicable | data not applicable | data not available | data not available | data not available | data not available | data not available | data not available | 45750
2200042171458 | [5 empty] | 2200042171449 | Winnards solar limited | South moor farm, winnards perch, st columb, | Southmoor Farm | Winnards Perch | St columb | Cornwall | TR9 6DG | United Kingdom | 192618 | 66437 | Indian Queens Sgp | Fraddon Bsp | St Columb Major | 33 | National Grid Electricity Distribution (South West) Plc | Solar | Photovoltaic | No | data not available | data not available | 3.5 | data not applicable | data not applicable | data not applicable | data not available | data not available | data not applicable | data not applicable | data not applicable | data not applicable | data not available | data not available | data not applicable | data not available | Connected | 3.5 | 3.325 | 3.5 | 0.057 | 0.06 | 42034 | data not applicable | data not applicable | data not applicable | data not applicable | data not applicable | data not applicable | data not applicable | data not available | data not available | data not available | data not available | data not available | data not available | 45750
2200042171625 | [5 empty] | 2200042171616 | Sun green energy limited | Wadebridge penhale solar park | Penhale Farm | Whitecross | Wadebridge | Cornwall | PL27 7RN | United Kingdom | 195100 | 71300 | Indian Queens Sgp | St Tudy Bsp | Wadebridge | 33 | National Grid Electricity Distribution (South West) Plc | Solar | Photovoltaic | No | data not available | data not available | 3.27 | data not applicable | data not applicable | data not applicable | data not available | data not available | data not applicable | data not applicable | data not applicable | data not applicable | data not available | data not available | data not applicable | data not available | Connected | 3.27 | 2.85 | 3 | 0.0475 | 0.05 | 41346 | data not applicable | data not applicable | data not applicable | data not applicable | data not applicable | data not applicable | data not applicable | data not available | data not available | data not available | data not available | data not available | data not available | 45750
2200042172052 | [5 empty] | 2200042172043 | Grundon waste management ltd | Bristol 33kv kingsweston lane lawrence weston | Export | Kings Weston Lane, Lawrence Weston | Bristol | North Somerset | BS11 8HT | United Kingdom | 352180 | 179380 | Seabank Sgp | Avonmouth Bsp | data not available | 33 | National Grid Electricity Distribution (South West) Plc | Waste | Steam turbine (thermal power plant) | No | data not available | data not available | 15.6 | data not applicable | data not applicable | data not applicable | data not available | data not available | data not applicable | data not applicable | data not applicable | data not applicable | data not available | data not available | data not applicable | data not available | Connected | 15.6 | 13.3 | 14 | 3.325 | 3.5 | 41334 | data not applicable | data not applicable | data not applicable | data not applicable | data not applicable | data not applicable | data not applicable | data not available | data not available | data not available | data not available | data not available | data not available | 45750
2200042172521 | [5 empty] | 2200042172512 | Aee renewables uk 13 limited | Tiverton, ayshford court farm | Ayshford Court Farm | Westleigh | Tiverton | Devon | EX16 7HL | United Kingdom | 304743 | 115184 | Exeter Main Sgp | Tiverton Bsp | data not available | 33 | National Grid Electricity Distribution (South West) Plc | Solar | Photovoltaic | No | data not available | data not available | 4.55 | data not applicable | data not applicable | data not applicable | data not available | data not available | data not applicable | data not applicable | data not applicable | data not applicable | data not available | data not available | data not applicable | data not available | Connected | 4.55 | 4.3225 | 4.55 | 0.01425 | 0.015 | 40981 | data not applicable | data not applicable | data not applicable | data not applicable | data not applicable | data not applicable | data not applicable | data not available | data not available | data not available | data not available | data not available | data not available | 45750
2200042172888 | [5 empty] | 2200042172879 | Bratton fleming limited | Barnstaple grange hill bratton fleming solar park | Bratton Fleming Solar Park | Grange Hill, Bratton Fleming | Barnstaple | Devon | EX32 7JG | United Kingdom | 265820 | 138380 | Alverdiscott Sgp | Barnstaple Bsp | data not available | 33 | National Grid Electricity Distribution (South West) Plc | Solar | Photovoltaic | No | data not available | data not available | 4.68 | data not applicable | data not applicable | data not applicable | data not available | data not available | data not applicable | data not applicable | data not applicable | data not applicable | data not available | data not available | data not applicable | data not available | Connected | 4.68 | 4.75 | 5 | 0.0475 | 0.05 | 41353 | data not applicable | data not applicable | data not applicable | data not applicable | data not applicable | data not applicable | data not applicable | data not available | data not available | data not available | data not available | data not available | data not available | 45750
2200042172902 | [5 empty] | 2200042172897 | Knockworthy solar park limited | Torrington - knockworthy pv farm | Knockworthy Farm | Huntshaw | Torrington | Devon | EX38 7HJ | United Kingdom | 251415 | 122721 | Alverdiscott Sgp | Barnstaple Bsp | data not available | 33 | National Grid Electricity Distribution (South West) Plc | Solar | Photovoltaic | No | data not available | data not available | 4.23 | data not applicable | data not applicable | data not applicable | data not available | data not available | data not applicable | data not applicable | data not applicable | data not applicable | data not available | data not available | data not applicable | data not available | Connected | 4.23 | 4.75 | 5 | 0.04275 | 0.045 | 41352 | data not applicable | data not applicable | data not applicable | data not applicable | data not applicable | data not applicable | data not applicable | data not available | data not available | data not available | data not available | data not available | data not available | 45750
2200042172930 | [5 empty] | 2200042172920 | Elm solar energy limited | Ilfracombe west hill farm west dean | West Hill Solar Farm | West Down | Ilfracombe | Devon | EX34 8NF | United Kingdom | 250800 | 140900 | Alverdiscott Sgp | East Yelland Bsp | data not available | 33 | National Grid Electricity Distribution (South West) Plc | Solar | Photovoltaic | No | data not available | data not available | 7.7 | data not applicable | data not applicable | data not applicable | data not available | data not available | data not applicable | data not applicable | data not applicable | data not applicable | data not available | data not available | data not applicable | data not available | Connected | 7.7 | 8.9633 | 9.435 | 0.0665 | 0.07 | 41851 | data not applicable | data not applicable | data not applicable | data not applicable | data not applicable | data not applicable | data not applicable | data not available | data not available | data not available | data not available | data not available | data not available | 45750
2200042174281 | [5 empty] | 2200042174272 | St columb solar park limited | Trekenning farm, st columb, cornwall, | Trekenning Farmhouse | Trekenning | Newquay | Cornwall | TR8 4JA | United Kingdom | 190814 | 62550 | Indian Queens Sgp | Fraddon Bsp | data not available | 33 | National Grid Electricity Distribution (South West) Plc | Solar | Photovoltaic | No | data not available | data not available | 5.42 | data not applicable | data not applicable | data not applicable | data not available | data not available | data not applicable | data not applicable | data not applicable | data not applicable | data not available | data not available | data not applicable | data not available | Connected | 5.42 | 5.6668 | 5.965 | 0.0475 | 0.05 | 41699 | data not applicable | data not applicable | data not applicable | data not applicable | data not applicable | data not applicable | data not applicable | data not available | data not available | data not available | data not available | data not available | data not available | 45750
1030005550366 | [6 empty] | Infinis Energy Services Ltd | WASTE RECYCLING SITE | Sandy Lane |  | Purfleet | Essex | RM15 4XP | England | 555040 | 180710 | Warley | Purfleet Grid 33kV | Purfleet Primary 11kV T3 & T4 | 11 | Eastern Power Networks (EPN) | Biofuel - Landfill gas | Engine (combustion / reciprocating) |  |  |  | 2.92 | [12 empty] | No | Connected | 2.92 | 2.92 | 3.074 |  |  | 2004-08-05 | [13 empty] | 2024-11-14 | 0.28882 | 52.1654 | 52.1653748995524, 0.288815453153597 | EPN-S0000000H4069 | Fossil fuel
1426973500000 | [5 empty] | data not applicable | Infinis limited | Hempstead tip | Hempstead Tip | Hempstead Lane | Gloucester | Gloucestershire | GL2 5HS | United Kingdom | 381114 | 217933 | Port Ham 132Kv S Stn | Castle Meads 33Kv S Stn | Commercial Rd 33 11Kv S Stn | 0.4 | National Grid Electricity Distribution (West Midlands) Plc | Biofuel - Landfill gas | Gas turbine (OCGT) | No | data not available | data not available | 1.06 | data not applicable | data not applicable | data not applicable | data not available | data not available | data not applicable | data not applicable | data not applicable | data not applicable | data not available | data not available | data not applicable | data not available | Connected | 1.06 | data not available | data not available | data not available | data not available | 39024 | data not applicable | data not applicable | data not applicable | data not applicable | data not applicable | data not applicable | data not applicable | data not available | data not available | data not available | data not available | data not available | data not available | 45750
2200042184378 | [5 empty] | 2200042184369 | Four burrows solar park limited | Truro four burrows solar park | Four Burrows Solar Park | Road From Heather Farm To A3075 | Penhallow | Cornwall | TR4 9NG | United Kingdom | 176169 | 49839 | Indian Queens Sgp | Truro Bsp | data not available | 33 | National Grid Electricity Distribution (South West) Plc | Solar | Photovoltaic | No | data not available | data not available | 6.26 | data not applicable | data not applicable | data not applicable | data not available | data not available | data not applicable | data not applicable | data not applicable | data not applicable | data not available | data not available | data not applicable | data not available | Connected | 6.26 | 6.555 | 6.9 | 0.0475 | 0.05 | 41689 | data not applicable | data not applicable | data not applicable | data not applicable | data not applicable | data not applicable | data not applicable | data not available | data not available | data not available | data not available | data not available | data not available | 45750
2200042189613 | [5 empty] | 2200041810087 | Cornwall council | Newquay civil airport hv connection | Export | Carloggas, St Mawgan | Newquay | Cornwall | TR8 4RQ | United Kingdom | 186842 | 65103 | Indian Queens Sgp | Fraddon Bsp | St Mawgan | 11 | National Grid Electricity Distribution (South West) Plc | Solar | Photovoltaic | No | data not available | data not available | 1.32 | data not applicable | data not applicable | data not applicable | data not available | data not available | data not applicable | data not applicable | data not applicable | data not applicable | data not available | data not available | data not applicable | data not available | Connected | 1.32 | 1.425 | 1.5 | 2.375 | 2.5 | 41283 | data not applicable | data not applicable | data not applicable | data not applicable | data not applicable | data not applicable | data not applicable | data not available | data not available | data not available | data not available | data not available | data not available | 45750
2200042189631 | [5 empty] | 2200042189622 | Cornwall council | Newquay kernow solar farm st mawgan | Kernow Solar Park | A3059 Between Carnanton Road And Rialton, St Mawgan | Newquay | Cornwall | TR8 4JT | United Kingdom | 186618 | 63232 | Indian Queens Sgp | Fraddon Bsp | St Mawgan | 11 | National Grid Electricity Distribution (South West) Plc | Solar | Photovoltaic | No | data not available | data not available | 2.64 | data not applicable | data not applicable | data not applicable | data not available | data not available | data not applicable | data not applicable | data not applicable | data not applicable | data not available | data not available | data not applicable | data not available | Connected | 2.64 | 2.85 | 3 | 0.01425 | 0.015 | 41255 | data not applicable | data not applicable | data not applicable | data not applicable | data not applicable | data not applicable | data not applicable | data not available | data not available | data not available | data not available | data not available | data not available | 45750
2200042190691 | [5 empty] | 2200030360478 | Trago mills (s devon) limited | Newton abbot stover (trago mills) | Trago Mills | Road Past Trago Mills | Liverton | Devon | TQ12 6JD | United Kingdom | 282048 | 74367 | Abham Sgp | Totnes Bsp | Ashburton | 11 | National Grid Electricity Distribution (South West) Plc | Solar | Photovoltaic | No | data not available | data not available | 0.816 | Fossil - Oil | Engine (combustion / reciprocating) | No | data not available | data not available | 0.76 | data not applicable | data not applicable | No | data not available | data not available | 0.599 | data not available | Connected | 2.175 | 0.7638 | 0.804 | 0.8075 | 0.85 | 41244 | data not applicable | data not applicable | data not applicable | data not applicable | data not applicable | data not applicable | data not applicable | data not available | data not available | data not available | data not available | data not available | data not available | 45750
2200042191765 | [5 empty] | 2200042191756 | Aee renewables uk 18 limited | Taunton halse farm, halse | Export | Halse Farm, Halse | Taunton | Somerset | TA4 3HA | United Kingdom | 315600 | 128400 | Taunton Sgp | Taunton Main Bsp | data not available | 33 | National Grid Electricity Distribution (South West) Plc | Solar | Photovoltaic | No | data not available | data not available | 4.68 | data not applicable | data not applicable | data not applicable | data not available | data not available | data not applicable | data not applicable | data not applicable | data not applicable | data not available | data not available | data not applicable | data not available | Connected | 4.68 | 7.125 | 7.5 | 0.019 | 0.02 | 41348 | data not applicable | data not applicable | data not applicable | data not applicable | data not applicable | data not applicable | data not applicable | data not available | data not available | data not available | data not available | data not available | data not available | 45750
2200042192769 | [5 empty] | 2200042192750 | Mts hatchlands solar limited | Totnes hatchlands farm solar park, blue post | Hatchlands Farm | Harberton | Totnes | Devon | TQ9 7LR | United Kingdom | 273304 | 59713 | Abham Sgp | Totnes Bsp | data not available | 33 | National Grid Electricity Distribution (South West) Plc | Solar | Photovoltaic | No | data not available | data not available | 4.512 | data not applicable | data not applicable | data not applicable | data not available | data not available | data not applicable | data not applicable | data not applicable | data not applicable | data not available | data not available | data not applicable | data not available | Connected | 4.512 | 4.75 | 5 | 0.0855 | 0.09 | 41355 | data not applicable | data not applicable | data not applicable | data not applicable | data not applicable | data not applicable | data not applicable | data not available | data not available | data not available | data not available | data not available | data not available | 45750
2200042193744 | [5 empty] | 2200042193735 | Higher tregarne solar (uk) limited | Falmouth higher tregarne farm ehv connection | Higher Tregarne | Mawnan Smith | Falmouth | Cornwall | TR11 5JW | United Kingdom | 176584 | 30119 | Indian Queens Sgp | Rame Bsp | data not available | 33 | National Grid Electricity Distribution (South West) Plc | Solar | Photovoltaic | No | data not available | data not available | 4.4 | data not applicable | data not applicable | data not applicable | data not available | data not available | data not applicable | data not applicable | data not applicable | data not applicable | data not available | data not available | data not applicable | data not available | Connected | 4.4 | 4.275 | 4.5 | 0.09975 | 0.105 | 41683 | data not applicable | data not applicable | data not applicable | data not applicable | data not applicable | data not applicable | data not applicable | data not available | data not available | data not available | data not available | data not available | data not available | 45750
2200042193888 | [5 empty] | 2200042193879 | Smarter energy solutions ltd | Liskeard higher trevartha farm pengover | Higher Trevartha Farm | Pengover | Liskeard | Cornwall | PL14 3NJ | United Kingdom | 227600 | 64200 | Landulph Sgp | St Germans Bsp | data not available | 33 | National Grid Electricity Distribution (South West) Plc | Solar | Photovoltaic | No | data not available | data not available | 3.7559 | data not applicable | data not applicable | data not applicable | data not available | data not available | data not applicable | data not applicable | data not applicable | data not applicable | data not available | data not available | data not applicable | data not available | Connected | 3.7559 | 3.135 | 3.3 | 0.0475 | 0.05 | 41346 | data not applicable | data not applicable | data not applicable | data not applicable | data not applicable | data not applicable | data not applicable | data not available | data not available | data not available | data not available | data not available | data not available | 45750
2200042194056 | [5 empty] | 2200042194047 | Fs ford farm solar 1 limited | Liskeard ford farm pv | Ford Farm House | St Ive | Liskeard | Cornwall | PL14 3LX | United Kingdom | 231356 | 67126 | Landulph Sgp | St Germans Bsp | data not available | 33 | National Grid Electricity Distribution (South West) Plc | Solar | Photovoltaic | No | data not available | data not available | 4.575 | data not applicable | data not applicable | data not applicable | data not available | data not available | data not applicable | data not applicable | data not applicable | data not applicable | data not available | data not available | data not applicable | data not available | Connected | 4.575 | 4.275 | 4.5 | 0.0399 | 0.042 | 41346 | data not applicable | data not applicable | data not applicable | data not applicable | data not applicable | data not applicable | data not applicable | data not available | data not available | data not available | data not available | data not available | data not available | 45750
2200042194288 | [5 empty] | 2200042194279 | Ninnis farm limited | St austell ninnis farm sticker | Ninnis Farm | Sticker | St austell | Cornwall | PL26 7EJ | United Kingdom | 197990 | 51060 | Indian Queens Sgp | Fraddon Bsp | Blackpool | 33 | National Grid Electricity Distribution (South West) Plc | Solar | Photovoltaic | No | data not available | data not available | 3.465 | data not applicable | data not applicable | data not applicable | data not available | data not available | data not applicable | data not applicable | data not applicable | data not applicable | data not available | data not available | data not applicable | data not available | Connected | 3.465 | 4.712 | 4.96 | 0.0475 | 0.05 | 41346 | data not applicable | data not applicable | data not applicable | data not applicable | data not applicable | data not applicable | data not applicable | data not available | data not available | data not available | data not available | data not available | data not available | 45750
2200042195608 | [5 empty] | 2200042195592 | North beer solar limited | Launceston higher north beer farm boyton | North Beer Photovoltaic Installation | North Beer Lane, Boyton | Launceston | Cornwall | PL15 8NP | United Kingdom | 230731 | 92029 | Alverdiscott Sgp | Pyworthy Bsp | data not available | 33 | National Grid Electricity Distribution (South West) Plc | Solar | Photovoltaic | No | data not available | data not available | 6.68 | data not applicable | data not applicable | data not applicable | data not available | data not available | data not applicable | data not applicable | data not applicable | data not applicable | data not available | data not available | data not applicable | data not available | Connected | 6.68 | 6.6785 | 7.03 | 0.0095 | 0.01 | 41360 | data not applicable | data not applicable | data not applicable | data not applicable | data not applicable | data not applicable | data not applicable | data not available | data not available | data not available | data not available | data not available | data not available | 45750
2200042196745 | [5 empty] | 2200042196736 | Gpp langstone llp | Winkleigh beaford pv farm | Beaford Farm | Beaford Brook | Winkleigh | Devon | EX19 8AQ | United Kingdom | 257200 | 115700 | Alverdiscott Sgp | Barnstaple Bsp | Great Torrington | 33 | National Grid Electricity Distribution (South West) Plc | Solar | Photovoltaic | No | data not available | data not available | 4.44 | data not applicable | data not applicable | data not applicable | data not available | data not available | data not applicable | data not applicable | data not applicable | data not applicable | data not available | data not available | data not applicable | data not available | Connected | 4.44 | 4.75 | 5 | 0.02375 | 0.025 | 41346 | data not applicable | data not applicable | data not applicable | data not applicable | data not applicable | data not applicable | data not applicable | data not available | data not available | data not available | data not available | data not available | data not available | 45750
2200042196790 | [5 empty] | 2200042196781 | Lumicity 4 limited | Horsacott farm, barnstaple | Horsacott Farm | Lydacott | Barnstaple | Devon | EX31 2PD | United Kingdom | 251874 | 131401 | Alverdiscott Sgp | East Yelland Bsp | data not available | 33 | National Grid Electricity Distribution (South West) Plc | Solar | Photovoltaic | No | data not available | data not available | 5.46 | data not applicable | data not applicable | data not applicable | data not available | data not available | data not applicable | data not applicable | data not applicable | data not applicable | data not available | data not available | data not applicable | data not available | Connected | 5.46 | 6.7355 | 7.09 | 0.02375 | 0.025 | 41346 | data not applicable | data not applicable | data not applicable | data not applicable | data not applicable | data not applicable | data not applicable | data not available | data not available | data not available | data not available | data not available | data not available | 45750
2200042198520 | [5 empty] | 2200042198501 | Wse bradford limited | Holsworthy bradford manor farm pyworthy | Bradford Manor | Pyworthy | Holsworthy | Devon | EX22 6LQ | United Kingdom | 228219 | 101252 | Alverdiscott Sgp | Pyworthy Bsp | data not available | 33 | National Grid Electricity Distribution (South West) Plc | Solar | Photovoltaic | No | data not available | data not available | 4.5 | data not applicable | data not applicable | data not applicable | data not available | data not available | data not applicable | data not applicable | data not applicable | data not applicable | data not available | data not available | data not applicable | data not available | Connected | 4.5 | 4.75 | 5 | 0.0475 | 0.05 | 41354 | data not applicable | data not applicable | data not applicable | data not applicable | data not applicable | data not applicable | data not applicable | data not available | data not available | data not available | data not available | data not available | data not available | 45750
2200042198798 | [5 empty] | 2200042198789 | Msp strete ltd | Strete solar farm, rockbeare, devon | Strete Farm | Turkey Lane, Whimple | Exeter | Devon | EX5 2PN | United Kingdom | 304350 | 95096 | Exeter Main Sgp | Sowton Bsp | Marsh Green | 11 | National Grid Electricity Distribution (South West) Plc | Solar | Photovoltaic | No | data not available | data not available | 5 | data not applicable | data not applicable | data not applicable | data not available | data not available | data not applicable | data not applicable | data not applicable | data not applicable | data not available | data not available | data not applicable | data not available | Connected | 5 | 4.5125 | 4.75 | 0.04275 | 0.045 | 41334 | data not applicable | data not applicable | data not applicable | data not applicable | data not applicable | data not applicable | data not applicable | data not available | data not available | data not available | data not available | data not available | data not available | 45750
2200042199090 | [5 empty] | 2200042199081 | Lightsource spv 81 limited | Southcombe farm, shebbear | Southcombe Farm | Shebbear | Beaworthy | Devon | EX21 5RF | United Kingdom | 244103 | 112565 | Alverdiscott Sgp | Pyworthy Bsp | Shebbear | 11 | National Grid Electricity Distribution (South West) Plc | Solar | Photovoltaic | No | data not available | data not available | 1 | data not applicable | data not applicable | data not applicable | data not available | data not available | data not applicable | data not applicable | data not applicable | data not applicable | data not available | data not available | data not applicable | data not available | Connected | 1 | 0.95 | 1 | 0.0475 | 0.05 | 41307 | data not applicable | data not applicable | data not applicable | data not applicable | data not applicable | data not applicable | data not applicable | data not available | data not available | data not available | data not available | data not available | data not available | 45750
2200042199338 | [5 empty] | 2200042199329 | Langlands solar limited | Langlands solar park | Langlands Business Park | Uffculme Road | Willand | Devon | EX15 2SA | United Kingdom | 304508 | 111721 | Exeter Main Sgp | Tiverton Bsp | Tiverton Junction | 11 | National Grid Electricity Distribution (South West) Plc | Solar | Photovoltaic | No | data not available | data not available | 1.8 | data not applicable | data not applicable | data not applicable | data not available | data not available | data not applicable | data not applicable | data not applicable | data not applicable | data not available | data not available | data not applicable | data not available | Connected | 1.8 | 1.71 | 1.8 | 0.019 | 0.02 | 41248 | data not applicable | data not applicable | data not applicable | data not applicable | data not applicable | data not applicable | data not applicable | data not available | data not available | data not available | data not available | data not available | data not available | 45750
2200042201261 | [5 empty] | 2200042201252 | Boyton solar park limited | Lostwithiel langunnett solar farm, st veep | Export Solar Farm, Langunnett Farm | St Veep | Lostwithiel | Cornwall | PL22 0NQ | United Kingdom | 215258 | 57899 | Landulph Sgp | St Germans Bsp | Lanreath | 33 | National Grid Electricity Distribution (South West) Plc | Solar | Photovoltaic | No | data not available | data not available | 4.4887 | data not applicable | data not applicable | data not applicable | data not available | data not available | data not applicable | data not applicable | data not applicable | data not applicable | data not available | data not available | data not applicable | data not available | Connected | 4.4887 | 4.5001 | 4.737 | 0.0475 | 0.05 | 41354 | data not applicable | data not applicable | data not applicable | data not applicable | data not applicable | data not applicable | data not applicable | data not available | data not available | data not available | data not available | data not available | data not available | 45750
2200042201280 | [5 empty] | 2200042201270 | Mts trefinnick solar limited | Callington trefinnick farm trefinnick road, bray shop, | Trefinnick Farm | Trefinnick Road, Bray Shop | Callington | Cornwall | PL17 8QD | United Kingdom | 232727 | 74058 | Landulph Sgp | St Germans Bsp | data not available | 33 | National Grid Electricity Distribution (South West) Plc | Solar | Photovoltaic | No | data not available | data not available | 3.948 | data not applicable | data not applicable | data not applicable | data not available | data not available | data not applicable | data not applicable | data not applicable | data not applicable | data not available | data not available | data not applicable | data not available | Connected | 3.948 | 4.75 | 5 | 0.057 | 0.06 | 41361 | data not applicable | data not applicable | data not applicable | data not applicable | data not applicable | data not applicable | data not applicable | data not available | data not available | data not available | data not available | data not available | data not available | 45750
2200042202600 | [5 empty] | 2200042202594 | Lightsource spv 36 limited | North curry, higher knapp farm | Higher Knapp Farm | Knapp, North Curry | Taunton | Somerset | TA3 6AY | United Kingdom | 330319 | 125325 | Bridgwater Sgp | Bridgwater Grid Bsp | Creech St Michael | 11 | National Grid Electricity Distribution (South West) Plc | Solar | Photovoltaic | No | data not available | data not available | 1.1316 | data not applicable | data not applicable | data not applicable | data not available | data not available | data not applicable | data not applicable | data not applicable | data not applicable | data not available | data not available | data not applicable | data not available | Connected | 1.1316 | 1.1115 | 1.17 | 0.0475 | 0.05 | 41354 | data not applicable | data not applicable | data not applicable | data not applicable | data not applicable | data not applicable | data not applicable | data not available | data not available | data not available | data not available | data not available | data not available | 45750
2200042202948 | [5 empty] | 2200042202939 | Little t solar limited | Little trevease 33kv solar farm, near constantine | Butteries Farm Lane | Edgcumbe | Constantine | Cornwall | TR11 5QU | United Kingdom | 172281 | 32168 | Indian Queens Sgp | Rame Bsp | data not available | 33 | National Grid Electricity Distribution (South West) Plc | Solar | Photovoltaic | No | data not available | data not available | 4.38 | data not applicable | data not applicable | data not applicable | data not available | data not available | data not applicable | data not applicable | data not applicable | data not applicable | data not available | data not available | data not applicable | data not available | Connected | 4.38 | 4.56 | 4.8 | 0.0475 | 0.05 | 41346 | data not applicable | data not applicable | data not applicable | data not applicable | data not applicable | data not applicable | data not applicable | data not available | data not available | data not available | data not available | data not available | data not available | 45750
2200042202984 | [5 empty] | 2200042202975 | Gpp langstone llp | Bridgwater cobbs cross solar farm | Cobbs Cross Solar Park | Durleigh | Bridgwater | Somerset | TA5 2AR | United Kingdom | 327390 | 135440 | Bridgwater Sgp | Bridgwater Grid Bsp | data not available | 33 | National Grid Electricity Distribution (South West) Plc | Solar | Photovoltaic | No | data not available | data not available | 5 | data not applicable | data not applicable | data not applicable | data not available | data not available | data not applicable | data not applicable | data not applicable | data not applicable | data not available | data not available | data not applicable | data not available | Connected | 5 | 4.75 | 5 | 0.02375 | 0.025 | 41354 | data not applicable | data not applicable | data not applicable | data not applicable | data not applicable | data not applicable | data not applicable | data not available | data not available | data not available | data not available | data not available | data not available | 45750
2200042204661 | [5 empty] | 2200042204652 | Newlands solar limited | Axminster newlands farm | Newlands Farm | Crewkerne Road | Axminster | Devon | EX13 5SF | United Kingdom | 333254 | 97500 | Axminster Sgp | Woodcote Bsp | data not available | 33 | National Grid Electricity Distribution (South West) Plc | Solar | Photovoltaic | No | data not available | data not available | 3.25 | data not applicable | data not applicable | data not applicable | data not available | data not available | data not applicable | data not applicable | data not applicable | data not applicable | data not available | data not available | data not applicable | data not available | Connected | 3.25 | 4.674 | 4.92 | 0.02375 | 0.025 | 41346 | data not applicable | data not applicable | data not applicable | data not applicable | data not applicable | data not applicable | data not applicable | data not available | data not available | data not available | data not available | data not available | data not available | 45750
2200042206599 | [5 empty] | 2200042206580 | Goldcrest renewables limited | Chard cricket st thomas solar farm | Cricket St Thomas Solar Farm | Windwhistle, Cricket St Thomas | Chard | Somerset | TA20 4BN | United Kingdom | 336317 | 108656 | Axminster Sgp | Woodcote Bsp | data not available | 33 | National Grid Electricity Distribution (South West) Plc | Solar | Photovoltaic | No | data not available | data not available | 2 | data not applicable | data not applicable | data not applicable | data not available | data not available | data not applicable | data not applicable | data not applicable | data not applicable | data not available | data not available | data not applicable | data not available | Connected | 2 | 2.85 | 3 | 0.095 | 0.1 | 41346 | data not applicable | data not applicable | data not applicable | data not applicable | data not applicable | data not applicable | data not applicable | data not available | data not available | data not available | data not available | data not available | data not available | 45750
2200042206613 | [5 empty] | 2200042206604 | Wse park wall ltd | Bridgwater park wall dunwear | Export | Dunwear Lane, Dunwear | Bridgwater | Somerset | TA1 1DB | United Kingdom | 332410 | 135920 | Bridgwater Sgp | Bridgwater Grid Bsp | data not available | 33 | National Grid Electricity Distribution (South West) Plc | Solar | Photovoltaic | No | data not available | data not available | 3.96 | data not applicable | data not applicable | data not applicable | data not available | data not available | data not applicable | data not applicable | data not applicable | data not applicable | data not available | data not available | data not applicable | data not available | Connected | 3.96 | 4.75 | 5 | 0.02375 | 0.025 | 41346 | data not applicable | data not applicable | data not applicable | data not applicable | data not applicable | data not applicable | data not applicable | data not available | data not available | data not available | data not available | data not available | data not available | 45750
2200042206631 | [5 empty] | 2200042206622 | Hazel renewables limited | Whitelackington parsonage barn | Parsonage Barn | Stocklinch Road, Whitelackington | Ilminster | Somerset | TA19 9EF | United Kingdom | 337702 | 116210 | Axminster Sgp | Woodcote Bsp | data not available | 33 | National Grid Electricity Distribution (South West) Plc | Solar | Photovoltaic | No | data not available | data not available | 5.28 | data not applicable | data not applicable | data not applicable | data not available | data not available | data not applicable | data not applicable | data not applicable | data not applicable | data not available | data not available | data not applicable | data not available | Connected | 5.28 | 6.65 | 7 | 0.095 | 0.1 | 41472 | data not applicable | data not applicable | data not applicable | data not applicable | data not applicable | data not applicable | data not applicable | data not available | data not available | data not available | data not available | data not available | data not available | 45750
2200042208044 | [5 empty] | 2200042208071 | Kevat solar limited | Kia-ora solar park, cullompton | Kiora Farm | Knowle Lane | Cullompton | Devon | EX15 1PZ | United Kingdom | 300975 | 107058 | Exeter Main Sgp | Tiverton Bsp | Cullompton | 11 | National Grid Electricity Distribution (South West) Plc | Solar | Photovoltaic | No | data not available | data not available | 1.2696 | data not applicable | data not applicable | data not applicable | data not available | data not available | data not applicable | data not applicable | data not applicable | data not applicable | data not available | data not available | data not applicable | data not available | Connected | 1.2696 | 1.425 | 1.5 | 0.0475 | 0.05 | 41364 | data not applicable | data not applicable | data not applicable | data not applicable | data not applicable | data not applicable | data not applicable | data not available | data not available | data not available | data not available | data not available | data not available | 45750
2200042208815 | [5 empty] | 2200042208806 | Luminance solar limited | Truro hewas pv farm cornwall | Hewas Pv Farm | Scarcewater | Truro | Cornwall | TR1 1TA | United Kingdom | 391935 | 153326 | Indian Queens Sgp | Fraddon Bsp | data not available | 33 | National Grid Electricity Distribution (South West) Plc | Solar | Photovoltaic | No | data not available | data not available | 5.55 | data not applicable | data not applicable | data not applicable | data not available | data not available | data not applicable | data not applicable | data not applicable | data not applicable | data not available | data not available | data not applicable | data not available | Connected | 5.55 | 4.75 | 5 | 0.0475 | 0.05 | 41346 | data not applicable | data not applicable | data not applicable | data not applicable | data not applicable | data not applicable | data not applicable | data not available | data not available | data not available | data not available | data not available | data not available | 45750
2200042208833 | [5 empty] | 2200042208824 | Tgc solar 107 limited | Beaworthy willsland church road highampton | On A3072 | Highampton | Beaworthy | Devon | EX21 5LS | United Kingdom | 250739 | 103964 | Alverdiscott Sgp | Pyworthy Bsp | data not available | 33 | National Grid Electricity Distribution (South West) Plc | Solar | Photovoltaic | No | data not available | data not available | 2.5 | data not applicable | data not applicable | data not applicable | data not available | data not available | data not applicable | data not applicable | data not applicable | data not applicable | data not available | data not available | data not applicable | data not available | Connected | 2.5 | 3.135 | 3.3 | 0.02375 | 0.025 | 41358 | data not applicable | data not applicable | data not applicable | data not applicable | data not applicable | data not applicable | data not applicable | data not available | data not available | data not available | data not available | data not available | data not available | 45750
2200042208851 | [5 empty] | 2200042208842 | Sunsave 4 (pyworthy) ltd | Holsworthy crinacott solar farm pyworthy | Crinacott Farm House | Pyworthy | Holsworthy | Devon | EX22 6LJ | United Kingdom | 230464 | 101501 | Alverdiscott Sgp | Pyworthy Bsp | data not available | 33 | National Grid Electricity Distribution (South West) Plc | Solar | Photovoltaic | No | data not available | data not available | 5.4 | data not applicable | data not applicable | data not applicable | data not available | data not available | data not applicable | data not applicable | data not applicable | data not applicable | data not available | data not available | data not applicable | data not available | Connected | 5.4 | 4.9999 | 5.263 | 0.057 | 0.06 | 41364 | data not applicable | data not applicable | data not applicable | data not applicable | data not applicable | data not applicable | data not applicable | data not available | data not available | data not available | data not available | data not available | data not available | 45750
2000000000000 | [5 empty] | 2000000000000 | INFINIS LIMITED | SUTTON COURTENAY LANDFILL SITE | SUTTON COURTENAY LANDFILL SITE 135 DATA NOT AVAILABLE39684 X | APPLEFORD SIDINGS | ABINGDON | OXFORDSHIRE | OX14 4PW | ENGLAND | 451339 | 193674 | COWLEY GSP | DRAYTON | SUTTON COURTNEY | 33 | SOUTHERN ELECTRIC POWER DISTRIBUTION PLC | BIOFUEL - LANDFILL GAS | DATA NOT AVAILABLE | NO | DATA NOT AVAILABLE | DATA NOT AVAILABLE | 14.25 | DATA NOT AVAILABLE | DATA NOT AVAILABLE | DATA NOT AVAILABLE | DATA NOT AVAILABLE | DATA NOT AVAILABLE | DATA NOT AVAILABLE | DATA NOT AVAILABLE | DATA NOT AVAILABLE | DATA NOT AVAILABLE | DATA NOT AVAILABLE | DATA NOT AVAILABLE | DATA NOT AVAILABLE | NO | CONNECTED | 14.25 | 14.25 | 15 | DATA NOT AVAILABLE | DATA NOT AVAILABLE | DATA NOT AVAILABLE | DATA NOT AVAILABLE | DATA NOT AVAILABLE | DATA NOT AVAILABLE | DATA NOT AVAILABLE | DATA NOT AVAILABLE | DATA NOT AVAILABLE | DATA NOT AVAILABLE | N | DATA NOT AVAILABLE | DATA NOT AVAILABLE | DATA NOT AVAILABLE | DATA NOT AVAILABLE | DATA NOT AVAILABLE | 44034
2200042209580 | [5 empty] | 2200042209571 | Anesco asset management 5 limited | Wiveliscombe sandymoor road | Sandys Moor Solar Limited Photovoltaic Installation Solar Farm | Sandys Moor | Wiveliscombe | Somerset | TA4 2TU | United Kingdom | 308508 | 127409 | Taunton Sgp | Taunton Main Bsp | Wiveliscombe | 11 | National Grid Electricity Distribution (South West) Plc | Solar | Photovoltaic | No | data not available | data not available | 2.544 | data not applicable | data not applicable | data not applicable | data not available | data not available | data not applicable | data not applicable | data not applicable | data not applicable | data not available | data not available | data not applicable | data not available | Connected | 2.544 | 2.85 | 3 | 0.04275 | 0.045 | 41530 | data not applicable | data not applicable | data not applicable | data not applicable | data not applicable | data not applicable | data not applicable | data not available | data not available | data not available | data not available | data not available | data not available | 45750
2200042214720 | [5 empty] | 2200042214711 | Penare farm solar park limited | Truro penare farm shortlanesend | Penare Farm Solar Park | Access To Pennare Farm | St allen | Cornwall | TR4 9DG | United Kingdom | 181226 | 49559 | Indian Queens Sgp | Truro Bsp | data not available | 33 | National Grid Electricity Distribution (South West) Plc | Solar | Photovoltaic | No | data not available | data not available | 8.34 | data not applicable | data not applicable | data not applicable | data not available | data not available | data not applicable | data not applicable | data not applicable | data not applicable | data not available | data not available | data not applicable | data not available | Connected | 8.34 | 7.923 | 8.34 | 0.18525 | 0.195 | 41715 | data not applicable | data not applicable | data not applicable | data not applicable | data not applicable | data not applicable | data not applicable | data not available | data not available | data not available | data not available | data not available | data not available | 45750
2200042214749 | [5 empty] | 2200042214730 | Nextenergy solar holdings vi limited | Langport, aller court farm, aller | Solar Panels, Aller Court Farm | Church Path, Aller | Langport | Somerset | TA10 0QR | United Kingdom | 338969 | 129129 | Bridgwater Sgp | Bridgwater Grid Bsp | data not available | 33 | National Grid Electricity Distribution (South West) Plc | Solar | Photovoltaic | No | data not available | data not available | 4.4 | data not applicable | data not applicable | data not applicable | data not available | data not available | data not applicable | data not applicable | data not applicable | data not applicable | data not available | data not available | data not applicable | data not available | Connected | 4.4 | 4.3994 | 4.631 | 0.12825 | 0.135 | 42825 | data not applicable | data not applicable | data not applicable | data not applicable | data not applicable | data not applicable | data not applicable | data not available | data not available | data not available | data not available | data not available | data not available | 45750
2200042214952 | [5 empty] | 2200042214943 | Stonebarrow farm solar park limited | Pound road, hawkchurch | Stonebarrow Lane | Hawkchurch | Axminster | Devon | EX13 5UP | United Kingdom | 335427 | 99272 | Axminster Sgp | Woodcote Bsp | data not available | 33 | National Grid Electricity Distribution (South West) Plc | Solar | Photovoltaic | No | data not available | data not available | 6.18 | data not applicable | data not applicable | data not applicable | data not available | data not available | data not applicable | data not applicable | data not applicable | data not applicable | data not available | data not available | data not applicable | data not available | Connected | 6.18 | 5.871 | 6.18 | 0.07125 | 0.075 | 41616 | data not applicable | data not applicable | data not applicable | data not applicable | data not applicable | data not applicable | data not applicable | data not available | data not available | data not available | data not available | data not available | data not available | 45750
2200042215041 | [5 empty] | 2200042215023 | Lightsource spv 63 limited | Ellicombe farm solar park | Ellicombe Farm | Morchard Road | Crediton | Devon | EX17 5LS | United Kingdom | 274430 | 105005 | Exeter Main Sgp | Exeter City Bsp | Lapford | 11 | National Grid Electricity Distribution (South West) Plc | Solar | Photovoltaic | No | data not available | data not available | 1.1 | data not applicable | data not applicable | data not applicable | data not available | data not available | data not applicable | data not applicable | data not applicable | data not applicable | data not available | data not available | data not applicable | data not available | Connected | 1.1 | 1.045 | 1.1 | 0.0475 | 0.05 | 41334 | data not applicable | data not applicable | data not applicable | data not applicable | data not applicable | data not applicable | data not applicable | data not available | data not available | data not available | data not available | data not available | data not available | 45750
2200042215097 | [5 empty] | 2200042215088 | Whitley solar park (ashcott farm) limited | Street whitley farm solar park | Ashcroft | High Street, Ashcott | Bridgwater | Somerset | TA7 9PL | United Kingdom | 343397 | 137034 | Bridgwater Sgp | Bridgwater Grid Bsp | data not available | 33 | National Grid Electricity Distribution (South West) Plc | Solar | Photovoltaic | No | data not available | data not available | 6 | data not applicable | data not applicable | data not applicable | data not available | data not available | data not applicable | data not applicable | data not applicable | data not applicable | data not available | data not available | data not applicable | data not available | Connected | 6 | 5.7 | 6 | 0.07125 | 0.075 | 41712 | data not applicable | data not applicable | data not applicable | data not applicable | data not applicable | data not applicable | data not applicable | data not available | data not available | data not available | data not available | data not available | data not available | 45750
2200042215255 | [5 empty] | 2200042215246 | Newton solar energy limited | Taunton new rendy farm oake | New Rendy Farm | Oake | Taunton | Somerset | TA4 1BB | United Kingdom | 315453 | 123713 | Taunton Sgp | Taunton Main Bsp | data not available | 33 | National Grid Electricity Distribution (South West) Plc | Solar | Photovoltaic | No | data not available | data not available | 4.08 | data not applicable | data not applicable | data not applicable | data not available | data not available | data not applicable | data not applicable | data not applicable | data not applicable | data not available | data not available | data not applicable | data not available | Connected | 4.08 | 3.876 | 4.08 | 0.0475 | 0.05 | 41668 | data not applicable | data not applicable | data not applicable | data not applicable | data not applicable | data not applicable | data not applicable | data not available | data not available | data not available | data not available | data not available | data not available | 45750
2000000000000 | [5 empty] | 2000000000000 | INFINIS LIMITED | DATA NOT AVAILABLE | LIDSEY LANDFILL SITE | HEADHONE FARM | BOGNOR REGIS | WEST SUSSEX | PO22 9PL | ENGLAND | 493753 | 103509 | LOVEDEAN GSP | CHICHESTER | CHICHESTER | 11 | SOUTHERN ELECTRIC POWER DISTRIBUTION PLC | BIOFUEL - LANDFILL GAS | DATA NOT AVAILABLE | NO | DATA NOT AVAILABLE | DATA NOT AVAILABLE | 1.9 | DATA NOT AVAILABLE | DATA NOT AVAILABLE | DATA NOT AVAILABLE | DATA NOT AVAILABLE | DATA NOT AVAILABLE | DATA NOT AVAILABLE | DATA NOT AVAILABLE | DATA NOT AVAILABLE | DATA NOT AVAILABLE | DATA NOT AVAILABLE | DATA NOT AVAILABLE | DATA NOT AVAILABLE | NO | CONNECTED | 1.9 | 1.9 | 2 | DATA NOT AVAILABLE | DATA NOT AVAILABLE | DATA NOT AVAILABLE | DATA NOT AVAILABLE | DATA NOT AVAILABLE | DATA NOT AVAILABLE | DATA NOT AVAILABLE | DATA NOT AVAILABLE | DATA NOT AVAILABLE | DATA NOT AVAILABLE | N | DATA NOT AVAILABLE | DATA NOT AVAILABLE | DATA NOT AVAILABLE | DATA NOT AVAILABLE | DATA NOT AVAILABLE | 44105
2200042216852 | [5 empty] | 2200042216843 | Msp tregassow limited | Truro tregassow pv farm | Tregassow | St Erme | Truro | Cornwall | TR4 9BL | United Kingdom | 185484 | 49047 | Indian Queens Sgp | Truro Bsp | Truro Shortlanesend | 33 | National Grid Electricity Distribution (South West) Plc | Solar | Photovoltaic | No | data not available | data not available | 5 | data not applicable | data not applicable | data not applicable | data not available | data not available | data not applicable | data not applicable | data not applicable | data not applicable | data not available | data not available | data not applicable | data not available | Connected | 5 | 4.75 | 5 | 0.019 | 0.02 | 41346 | data not applicable | data not applicable | data not applicable | data not applicable | data not applicable | data not applicable | data not applicable | data not available | data not available | data not available | data not available | data not available | data not available | 45750
2200042218414 | [5 empty] | 2200042218405 | Pitworthy solar limited | Holsworthy pitworthy solar farm | Pitworthy Farm | Pancrasweek | Holsworthy | Devon | EX22 7JT | United Kingdom | 228798 | 104988 | Alverdiscott Sgp | Pyworthy Bsp | data not available | 33 | National Grid Electricity Distribution (South West) Plc | Solar | Photovoltaic | No | data not available | data not available | 12.282 | data not applicable | data not applicable | data not applicable | data not available | data not available | data not applicable | data not applicable | data not applicable | data not applicable | data not available | data not available | data not applicable | data not available | Connected | 12.282 | 11.6679 | 12.282 | 0.057 | 0.06 | 41726 | data not applicable | data not applicable | data not applicable | data not applicable | data not applicable | data not applicable | data not applicable | data not available | data not available | data not available | data not available | data not available | data not available | 45750
2200042222401 | [5 empty] | 2200042222396 | Barton close farm solar park limited | Braunton barton close farm solar park | Close Farm | Mains Down Lane, Speacombe, Georgeham | Braunton | Devon | EX33 1HX | United Kingdom | 247777 | 141532 | Alverdiscott Sgp | East Yelland Bsp | Georgeham | 11 | National Grid Electricity Distribution (South West) Plc | Solar | Photovoltaic | No | data not available | data not available | 4.125 | data not applicable | data not applicable | data not applicable | data not available | data not available | data not applicable | data not applicable | data not applicable | data not applicable | data not available | data not available | data not applicable | data not available | Connected | 4.125 | 3.9188 | 4.125 | 0.04275 | 0.045 | 42235 | data not applicable | data not applicable | data not applicable | data not applicable | data not applicable | data not applicable | data not applicable | data not available | data not available | data not available | data not available | data not available | data not available | 45750
2200042224269 | [5 empty] | 2200042224250 | Gpp langstone llp | Holsworthy foxcombe solar park | Foxcombe Farm | Hollacombe | Holsworthy | Devon | EX22 6NW | United Kingdom | 238347 | 102842 | Alverdiscott Sgp | Pyworthy Bsp | data not available | 33 | National Grid Electricity Distribution (South West) Plc | Solar | Photovoltaic | No | data not available | data not available | 4.72 | data not applicable | data not applicable | data not applicable | data not available | data not available | data not applicable | data not applicable | data not applicable | data not applicable | data not available | data not available | data not applicable | data not available | Connected | 4.72 | 4.75 | 5 | 0.02375 | 0.025 | 41361 | data not applicable | data not applicable | data not applicable | data not applicable | data not applicable | data not applicable | data not applicable | data not available | data not available | data not available | data not available | data not available | data not available | 45750
2200042224287 | [5 empty] | 2200042224278 | Wylam power generation limited | Rexon cross farm, broadwoodwidger | Rexon Cross Farm | Broadwoodwidger | Lifton | Devon | PL16 0JJ | United Kingdom | 241357 | 88616 | Alverdiscott Sgp | Pyworthy Bsp | Roadford | 33 | National Grid Electricity Distribution (South West) Plc | Solar | Photovoltaic | No | data not available | data not available | 3.35 | data not applicable | data not applicable | data not applicable | data not available | data not available | data not applicable | data not applicable | data not applicable | data not applicable | data not available | data not available | data not applicable | data not available | Connected | 3.35 | 3.325 | 3.5 | 0.02375 | 0.025 | 41346 | data not applicable | data not applicable | data not applicable | data not applicable | data not applicable | data not applicable | data not applicable | data not available | data not available | data not available | data not available | data not available | data not available | 45750
2200042225918 | [5 empty] | 2200042225909 | Lightsource spv 13 limited | Barnstaple hollamoor tawstock | Hollamoor Farm | Tawstock | Barnstaple | Devon | EX31 3NY | United Kingdom | 254699 | 129961 | Alverdiscott Sgp | Barnstaple Bsp | Roundswell | 11 | National Grid Electricity Distribution (South West) Plc | Solar | Photovoltaic | No | data not available | data not available | 2.6 | data not applicable | data not applicable | data not applicable | data not available | data not available | data not applicable | data not applicable | data not applicable | data not applicable | data not available | data not available | data not applicable | data not available | Connected | 2.6 | 2.375 | 2.5 | 0.0475 | 0.05 | 41374 | data not applicable | data not applicable | data not applicable | data not applicable | data not applicable | data not applicable | data not applicable | data not available | data not available | data not available | data not available | data not available | data not available | 45750
2200042225945 | [5 empty] | 2200042225936 | --REDACTED-- | --REDACTED-- | --REDACTED-- | --REDACTED-- | Okehampton | Devon | EX20 3 | United Kingdom | --REDACTED-- | --REDACTED-- | Alverdiscott Sgp | Pyworthy Bsp | Hatherleigh | 11 | National Grid Electricity Distribution (South West) Plc | Solar | Photovoltaic | No | data not available | data not available | 1.25 | data not applicable | data not applicable | data not applicable | data not available | data not available | data not applicable | data not applicable | data not applicable | data not applicable | data not available | data not available | data not applicable | data not available | Connected | 1.25 | 1.1875 | 1.25 | 0.0057 | 0.006 | 41353 | data not applicable | data not applicable | data not applicable | data not applicable | data not applicable | data not applicable | data not applicable | data not available | data not available | data not available | data not available | data not available | data not available | 45750
1900060442165 | [5 empty] | Data not available | INFINIS LIMITED | GREENWAYS | TESTON ROAD | OFFHAM | WEST MALLING | KENT | ME19 5PF | England | 565038 | 157579 | Kingsnorth SGT | Medway Grid 33kV | Wrotham Heath 11kV | 11 | South Eastern Power Networks (SPN) | Biofuel landfill gas | Gas turbine (OCGT) |  |  |  | 1.2 | [12 empty] | No | Connected | 1.2 | 1.2 | 1.263 |  |  | 1997-11-21 | [13 empty] | 2020-11-13 | -0.5591 | 50.8266 | 50.8265579714037, -0.559100522494197 | SPN-S000000008431 | Solar PV
2200042233342 | [5 empty] | 2200042233333 | Lightsource spv 69 limited | Blatchworthy solar farm, stoodleigh | Blatchworthy Farm | Stoodleigh | Tiverton | Devon | EX16 9QH | United Kingdom | 288601 | 117647 | Exeter Main Sgp | Tiverton Bsp | Tiverton Moorhayes | 11 | National Grid Electricity Distribution (South West) Plc | Solar | Photovoltaic | No | data not available | data not available | 1.1592 | data not applicable | data not applicable | data not applicable | data not available | data not available | data not applicable | data not applicable | data not applicable | data not applicable | data not available | data not available | data not applicable | data not available | Connected | 1.1592 | 1.14 | 1.2 | 0.04275 | 0.045 | 41389 | data not applicable | data not applicable | data not applicable | data not applicable | data not applicable | data not applicable | data not applicable | data not available | data not available | data not available | data not available | data not available | data not available | 45750
2200042238094 | [5 empty] | 2200042238100 | West kingsmill solar limited | West kingsmill solar farm | West Kingsmill Farm | Kingsmill Park, Landulph | Saltash | Cornwall | PL12 6NB | United Kingdom | 240656 | 62882 | Landulph Sgp | St Germans Bsp | Saltash Whity Cross | 11 | National Grid Electricity Distribution (South West) Plc | Solar | Photovoltaic | No | data not available | data not available | 1.4 | data not applicable | data not applicable | data not applicable | data not available | data not available | data not applicable | data not applicable | data not applicable | data not applicable | data not available | data not available | data not applicable | data not available | Connected | 1.4 | 1.33 | 1.4 | 0.00475 | 0.005 | 41730 | data not applicable | data not applicable | data not applicable | data not applicable | data not applicable | data not applicable | data not applicable | data not available | data not available | data not available | data not available | data not available | data not available | 45750
2200042241194 | [5 empty] | 2200042241496 | Wedmore community power co-operative limited | Wedmore mill farm solar array | Mill Farm | Quab Lane, Lascot Hill | Wedmore | Somerset | BS28 4QU | United Kingdom | 342730 | 148150 | Bridgwater Sgp | Street Bsp | Wedmore | 11 | National Grid Electricity Distribution (South West) Plc | Solar | Photovoltaic | No | data not available | data not available | 1 | data not applicable | data not applicable | data not applicable | data not available | data not available | data not applicable | data not applicable | data not applicable | data not applicable | data not available | data not available | data not applicable | data not available | Connected | 1 | 0.95 | 1 | 0.0171 | 0.018 | 41540 | data not applicable | data not applicable | data not applicable | data not applicable | data not applicable | data not applicable | data not applicable | data not available | data not available | data not available | data not available | data not available | data not available | 45750
2200042242899 | [5 empty] | 2200042242880 | Tgc solar 83 limited | Land near hazard farm,totnes devon | Hazard Farm | Harberton | Totnes | Devon | TQ9 7LN | United Kingdom | 275067 | 59531 | Abham Sgp | Totnes Bsp | data not available | 33 | National Grid Electricity Distribution (South West) Plc | Solar | Photovoltaic | No | data not available | data not available | 6.4 | data not applicable | data not applicable | data not applicable | data not available | data not available | data not applicable | data not applicable | data not applicable | data not applicable | data not available | data not available | data not applicable | data not available | Connected | 6.4 | 4.7025 | 4.95 | 0.02375 | 0.025 | 41719 | data not applicable | data not applicable | data not applicable | data not applicable | data not applicable | data not applicable | data not applicable | data not available | data not available | data not available | data not available | data not available | data not available | 45750
2200042244682 | [5 empty] | 2200042244673 | Sunsave 7 (luscott barton) limited | Luscott barton, ashford, barnstaple, | Luscott Barton | Ashford | Barnstaple | Devon | EX31 4DE | United Kingdom | 251656 | 136714 | Alverdiscott Sgp | East Yelland Bsp | data not available | 33 | National Grid Electricity Distribution (South West) Plc | Solar | Photovoltaic | No | data not available | data not available | 4.08 | data not applicable | data not applicable | data not applicable | data not available | data not available | data not applicable | data not applicable | data not applicable | data not applicable | data not available | data not available | data not applicable | data not available | Connected | 4.08 | 3.876 | 4.08 | 0.057 | 0.06 | 42338 | data not applicable | data not applicable | data not applicable | data not applicable | data not applicable | data not applicable | data not applicable | data not available | data not available | data not available | data not available | data not available | data not available | 45750
2200042254139 | [5 empty] | 2200042254120 | Anesco asset management two ltd | Nynehead, grange farm 33kv solar park | Grange Farm | Nynehead | Wellington | Somerset | TA21 0BU | United Kingdom | 314363 | 123660 | Taunton Sgp | Taunton Main Bsp | data not available | 33 | National Grid Electricity Distribution (South West) Plc | Solar | Photovoltaic | No | data not available | data not available | 5.3268 | data not applicable | data not applicable | data not applicable | data not available | data not available | data not applicable | data not applicable | data not applicable | data not applicable | data not available | data not available | data not applicable | data not available | Connected | 5.3268 | 4.75 | 5 | 0.0475 | 0.05 | 41513 | data not applicable | data not applicable | data not applicable | data not applicable | data not applicable | data not applicable | data not applicable | data not available | data not available | data not available | data not available | data not available | data not available | 45750
2200042259527 | [5 empty] | 2200042259378 | Viridor exeter waste services limited | Exeter efw plant, grace road south | Exeter Energy From Waste Plant | Grace Road South, Marsh Barton Trading Estate | Exeter | data not available | EX2 8QE | United Kingdom | 292605 | 90483 | Exeter Main Sgp | Exeter City Bsp | Marsh Barton | 11 | National Grid Electricity Distribution (South West) Plc | Waste | Steam turbine (thermal power plant) | No | data not available | data not available | 4.715 | data not applicable | data not applicable | data not applicable | data not available | data not available | data not applicable | data not applicable | data not applicable | data not applicable | data not available | data not available | data not applicable | data not available | Connected | 4.715 | 4.75 | 5 | 2.85 | 3 | 41699 | data not applicable | data not applicable | data not applicable | data not applicable | data not applicable | data not applicable | data not applicable | data not available | data not available | data not available | data not available | data not available | data not available | 45750
2200042267138 | [5 empty] | 2200042267129 | Triodos renewables (severn) limited | Bristol - wessex wind farm merebank rd | Merebank | Merebank Road, Avonmouth | Bristol | North Somerset | BS11 8AQ | United Kingdom | 352307 | 179968 | Seabank Sgp | Avonmouth Bsp | Kingsweston | 11 | National Grid Electricity Distribution (South West) Plc | Wind | Onshore wind turbines | No | data not available | data not available | 8.2 | data not applicable | data not applicable | data not applicable | data not available | data not available | data not applicable | data not applicable | data not applicable | data not applicable | data not available | data not available | data not applicable | data not available | Connected | 8.2 | 7.79 | 8.2 | 0.209 | 0.22 | 41579 | data not applicable | data not applicable | data not applicable | data not applicable | data not applicable | data not applicable | data not applicable | data not available | data not available | data not available | data not available | data not available | data not available | 45750
1030041591590 | [6 empty] | INFINIS LIMITED | BROGBOROUGH POWER STATION T1, T2, T3, T4 | BROGBOROUGH POWER STATION T1 | Woburn Road | BROGBOROUGH | Beds | MK43 0TN | England | 497080 | 240000 | Sundon | Westoning Grid 33kV |  | 33 | Eastern Power Networks (EPN) | Biofuel - Landfill gas | Engine (combustion / reciprocating) |  |  |  | 10.5 | [12 empty] | No | Connected | 10.5 | 10.5 | 11.053 |  |  | 2007-06-29 | [13 empty] | 2022-12-14 | -0.018038 | 52.4298 | 52.4297985969062, -0.0180375753982001 | EPN-S0000000D4068 | Wind
2200042278487 | [5 empty] | 2200042278478 | Lightsource spv 8 limited | Cleave farm, lower kingdon, gammaton | Cleave Farm | Weare Giffard | Bideford | Devon | EX39 4QX | United Kingdom | 248834 | 122202 | Alverdiscott Sgp | East Yelland Bsp | Bideford Main | 33 | National Grid Electricity Distribution (South West) Plc | Solar | Photovoltaic | No | data not available | data not available | 3.61 | data not applicable | data not applicable | data not applicable | data not available | data not available | data not applicable | data not applicable | data not applicable | data not applicable | data not available | data not available | data not applicable | data not available | Connected | 3.61 | 3.781 | 3.98 | 0.0475 | 0.05 | 41572 | data not applicable | data not applicable | data not applicable | data not applicable | data not applicable | data not applicable | data not applicable | data not available | data not available | data not available | data not available | data not available | data not available | 45750
2200042278956 | [5 empty] | 2200042278947 | Steadfast molland solar limited | South molton bommertown farm, commertown cross roads | Bommertown Farm | Bottreaux Mill | South molton | Devon | EX36 3PS | United Kingdom | 281864 | 126098 | Taunton Sgp | Taunton Main Bsp | data not available | 33 | National Grid Electricity Distribution (South West) Plc | Solar | Photovoltaic | No | data not available | data not available | 4.08 | data not applicable | data not applicable | data not applicable | data not available | data not available | data not applicable | data not applicable | data not applicable | data not applicable | data not available | data not available | data not applicable | data not available | Connected | 4.08 | 3.876 | 4.08 | 0.057 | 0.06 | 42342 | data not applicable | data not applicable | data not applicable | data not applicable | data not applicable | data not applicable | data not applicable | data not available | data not available | data not available | data not available | data not available | data not available | 45750
2200042279417 | [5 empty] | 2200042279408 | Lightsource spv 1 limited | Tavistock tredown solar farm | Tredown Farm | Bradstone | Tavistock | Devon | PL19 0QT | United Kingdom | 240026 | 80498 | Alverdiscott Sgp | Pyworthy Bsp | Lifton | 11 | National Grid Electricity Distribution (South West) Plc | Solar | Photovoltaic | No | data not available | data not available | 1.104 | data not applicable | data not applicable | data not applicable | data not available | data not available | data not applicable | data not applicable | data not applicable | data not applicable | data not available | data not available | data not applicable | data not available | Connected | 1.104 | 1.14 | 1.2 | 0.0475 | 0.05 | 41487 | data not applicable | data not applicable | data not applicable | data not applicable | data not applicable | data not applicable | data not applicable | data not available | data not available | data not available | data not available | data not available | data not available | 45750
2200042291229 | [5 empty] | 2200042291210 | Arevalous power spv 1 limited | Rockbeare, till house, saundercroft road | Till House | Saunderscroft Road, Rockbeare | Exeter | Devon | EX5 2EE | United Kingdom | 301313 | 96849 | Exeter Main Sgp | Exeter Main Bsp | data not available | 33 | National Grid Electricity Distribution (South West) Plc | Solar | Photovoltaic | No | data not available | data not available | 8.05 | data not applicable | data not applicable | data not applicable | data not available | data not available | data not applicable | data not applicable | data not applicable | data not applicable | data not available | data not available | data not applicable | data not available | Connected | 8.05 | 7.6475 | 8.05 | 0.095 | 0.1 | 41726 | data not applicable | data not applicable | data not applicable | data not applicable | data not applicable | data not applicable | data not applicable | data not available | data not available | data not available | data not available | data not available | data not available | 45750
2200042297587 | [5 empty] | 2200042297550 | Aurum solar bodmin limited | Bodmin outland woods, bodiniel farm | Lower Bodiniel Farm | Bodiniel | Bodmin | Cornwall | PL31 2PF | United Kingdom | 205785 | 67971 | Indian Queens Sgp | St Tudy Bsp | Bodmin | 33 | National Grid Electricity Distribution (South West) Plc | Solar | Photovoltaic | No | data not available | data not available | 4.2 | data not applicable | data not applicable | data not applicable | data not available | data not available | data not applicable | data not applicable | data not applicable | data not applicable | data not available | data not available | data not applicable | data not available | Connected | 4.2 | 3.99 | 4.2 | 0.0285 | 0.03 | 41729 | data not applicable | data not applicable | data not applicable | data not applicable | data not applicable | data not applicable | data not applicable | data not available | data not available | data not available | data not available | data not available | data not available | 45750
2200042302252 | [5 empty] | 2200042302243 | Mells park trust | Soho farm solar array | Soho Farm | Soho, Leigh Upon Mendip | Radstock | Somerset | BA3 5RD | United Kingdom | 369603 | 148080 | Seabank Sgp | Radstock Bsp 132Kv | Newbury | 11 | National Grid Electricity Distribution (South West) Plc | Solar | Photovoltaic | No | data not available | data not available | 1.5 | data not applicable | data not applicable | data not applicable | data not available | data not available | data not applicable | data not applicable | data not applicable | data not applicable | data not available | data not available | data not applicable | data not available | Connected | 1.5 | 1.425 | 1.5 | 0.04275 | 0.045 | 41671 | data not applicable | data not applicable | data not applicable | data not applicable | data not applicable | data not applicable | data not applicable | data not available | data not available | data not available | data not available | data not available | data not available | 45750
2200042305485 | [5 empty] | 2200042305476 | Blackdown solar power limited | Tricky warren pv farm | Disused Airfield | Trickey Warren Lane, Churchingford, Culmhead | Taunton | Somerset | TA3 7DY | United Kingdom | 321046 | 114772 | Taunton Sgp | Taunton Main Bsp | data not available | 33 | National Grid Electricity Distribution (South West) Plc | Solar | Photovoltaic | No | data not available | data not available | 7.14 | data not applicable | data not applicable | data not applicable | data not available | data not available | data not applicable | data not applicable | data not applicable | data not applicable | data not available | data not available | data not applicable | data not available | Connected | 7.14 | 6.8115 | 7.17 | 0.02375 | 0.025 | 41655 | data not applicable | data not applicable | data not applicable | data not applicable | data not applicable | data not applicable | data not applicable | data not available | data not available | data not available | data not available | data not available | data not available | 45750
2200042308040 | [5 empty] | 2200042308031 | Photon power limited | Radstock whitchurch farm, ston easton | Whitchurch Farm | Ston Easton | Radstock | Somerset | BA3 4DW | United Kingdom | 363439 | 153553 | Seabank Sgp | Radstock Bsp 132Kv | data not available | 33 | National Grid Electricity Distribution (South West) Plc | Solar | Photovoltaic | No | data not available | data not available | 4.98 | data not applicable | data not applicable | data not applicable | data not available | data not available | data not applicable | data not applicable | data not applicable | data not applicable | data not available | data not available | data not applicable | data not available | Connected | 4.98 | 4.75 | 5 | 0.0095 | 0.01 | 41628 | data not applicable | data not applicable | data not applicable | data not applicable | data not applicable | data not applicable | data not applicable | data not available | data not available | data not available | data not available | data not available | data not available | 45750
2200042312881 | [5 empty] | 2200042312872 | Beeston solar energy limited | South molton kingsland barton | Kingsland Barton | Nadder Lane | South molton | Devon | EX36 4HP | United Kingdom | 269896 | 125901 | Alverdiscott Sgp | Barnstaple Bsp | data not available | 33 | National Grid Electricity Distribution (South West) Plc | Solar | Photovoltaic | No | data not available | data not available | 5 | data not applicable | data not applicable | data not applicable | data not available | data not available | data not applicable | data not applicable | data not applicable | data not applicable | data not available | data not available | data not applicable | data not available | Connected | 5 | 4.9875 | 5.25 | 0.0475 | 0.05 | 41691 | data not applicable | data not applicable | data not applicable | data not applicable | data not applicable | data not applicable | data not applicable | data not available | data not available | data not available | data not available | data not available | data not available | 45750
2200042314995 | [5 empty] | 2200042314986 | Mendip solar ltd | Chewton mendip shooters bottom solar farm townshead lane | Shooters Bottom Farm | Chewton Mendip | Radstock | North Somerset | BA3 4LU | United Kingdom | 359521 | 150471 | Seabank Sgp | Radstock Bsp 132Kv | data not available | 33 | National Grid Electricity Distribution (South West) Plc | Solar | Photovoltaic | No | data not available | data not available | 6.3675 | data not applicable | data not applicable | data not applicable | data not available | data not available | data not applicable | data not applicable | data not applicable | data not applicable | data not available | data not available | data not applicable | data not available | Connected | 6.3675 | 6.0496 | 6.368 | 0.02375 | 0.025 | 41676 | data not applicable | data not applicable | data not applicable | data not applicable | data not applicable | data not applicable | data not applicable | data not available | data not available | data not available | data not available | data not available | data not available | 45750
2200042315749 | [5 empty] | 2200042315730 | Kernick and trethosa solar limited | St columb, st stephen solar park | Tresotha Downs | St Stephen | St austell | Cornwall | PL26 7QJ | United Kingdom | 193600 | 54700 | Indian Queens Sgp | Fraddon Bsp | data not available | 33 | National Grid Electricity Distribution (South West) Plc | Solar | Photovoltaic | No | data not available | data not available | 11.76 | data not applicable | data not applicable | data not applicable | data not available | data not available | data not applicable | data not applicable | data not applicable | data not applicable | data not available | data not available | data not applicable | data not available | Connected | 11.76 | 11.172 | 11.76 | 0.0475 | 0.05 | 41723 | data not applicable | data not applicable | data not applicable | data not applicable | data not applicable | data not applicable | data not applicable | data not available | data not available | data not available | data not available | data not available | data not available | 45750
2200042315785 | [5 empty] | 2200042315776 | Elgin energy 8 limited | Liskeard trewidland farm st keyne | Trewidland Farm | Pensipple Cottage, St Keyne | Liskeard | Cornwall | PL14 4SP | United Kingdom | 226000 | 59500 | Landulph Sgp | St Germans Bsp | data not available | 33 | National Grid Electricity Distribution (South West) Plc | Solar | Photovoltaic | No | data not available | data not available | 5.4 | data not applicable | data not applicable | data not applicable | data not available | data not available | data not applicable | data not applicable | data not applicable | data not applicable | data not available | data not available | data not applicable | data not available | Connected | 5.4 | 4.75 | 5 | 0.0285 | 0.03 | 41712 | data not applicable | data not applicable | data not applicable | data not applicable | data not applicable | data not applicable | data not applicable | data not available | data not available | data not available | data not available | data not available | data not available | 45750
2200042316789 | [5 empty] | 2200042316751 | Solar energy renewables llp | Highbridge watchfield lawn pilmore lane | Solar Farm | Pillmore Lane, Watchfield | Highbridge | Somerset | TA9 4LA | United Kingdom | 334922 | 147893 | Bridgwater Sgp | Bridgwater Grid Bsp | Watchfield | 33 | National Grid Electricity Distribution (South West) Plc | Solar | Photovoltaic | No | data not available | data not available | 7.92 | data not applicable | data not applicable | data not applicable | data not available | data not available | data not applicable | data not applicable | data not applicable | data not applicable | data not available | data not available | data not applicable | data not available | Connected | 7.92 | 7.733 | 8.14 | 0.0855 | 0.09 | 41698 | data not applicable | data not applicable | data not applicable | data not applicable | data not applicable | data not applicable | data not applicable | data not available | data not available | data not available | data not available | data not available | data not available | 45750
2200042323137 | [5 empty] | 2200042323128 | Ks spv 21 limited | Saltash,north wayton farm | North Wayton Farmhouse | Landulph | Saltash | Cornwall | PL12 6QQ | United Kingdom | 241945 | 63221 | Landulph Sgp | Landulph Bsp | data not available | 33 | National Grid Electricity Distribution (South West) Plc | Solar | Photovoltaic | No | data not available | data not available | 6.67 | data not applicable | data not applicable | data not applicable | data not available | data not available | data not applicable | data not applicable | data not applicable | data not applicable | data not available | data not available | data not applicable | data not available | Connected | 6.67 | 6.3365 | 6.67 | 0.0855 | 0.09 | 41722 | data not applicable | data not applicable | data not applicable | data not applicable | data not applicable | data not applicable | data not applicable | data not available | data not available | data not available | data not available | data not available | data not available | 45750
2200042324460 | [5 empty] | 2200042324450 | Lightsource spv 59 limited | Great torrington week farm solar park (ehv) | Week Farm | data not available | Great torrington | Devon | EX38 7HU | United Kingdom | 251354 | 119215 | Alverdiscott Sgp | East Yelland Bsp | Bideford Main | 33 | National Grid Electricity Distribution (South West) Plc | Solar | Photovoltaic | No | data not available | data not available | 2.88 | data not applicable | data not applicable | data not applicable | data not available | data not available | data not applicable | data not applicable | data not applicable | data not applicable | data not available | data not available | data not applicable | data not available | Connected | 2.88 | 3.0096 | 3.168 | 0.0475 | 0.05 | 41716 | data not applicable | data not applicable | data not applicable | data not applicable | data not applicable | data not applicable | data not applicable | data not available | data not available | data not available | data not available | data not available | data not available | 45750
2200042326059 | [5 empty] | 2200042326040 | Capital stage cullompton limited | Cullompton, westcott, | Winham Farm | Westcott | Cullompton | Devon | EX15 1SA | United Kingdom | 301972 | 103976 | Exeter Main Sgp | Tiverton Bsp | Cullompton | 33 | National Grid Electricity Distribution (South West) Plc | Solar | Photovoltaic | No | data not available | data not available | 3.6 | data not applicable | data not applicable | data not applicable | data not available | data not available | data not applicable | data not applicable | data not applicable | data not applicable | data not available | data not available | data not applicable | data not available | Connected | 3.6 | 3.8779 | 4.082 | 0.057 | 0.06 | 42359 | data not applicable | data not applicable | data not applicable | data not applicable | data not applicable | data not applicable | data not applicable | data not available | data not available | data not available | data not available | data not available | data not available | 45750
2200042329069 | [5 empty] | 2200042329050 | Pitts farm limited | Dinder, pitts farm | Pitts Farm | Chilcote Lane, Chilcote | Wells | Somerset | BA5 3DX | United Kingdom | 359176 | 146235 | Seabank Sgp | Radstock Bsp 132Kv | data not available | 33 | National Grid Electricity Distribution (South West) Plc | Solar | Photovoltaic | No | data not available | data not available | 2.4 | data not applicable | data not applicable | data not applicable | data not available | data not available | data not applicable | data not applicable | data not applicable | data not applicable | data not available | data not available | data not applicable | data not available | Connected | 2.4 | 2.28 | 2.4 | 0.0475 | 0.05 | 41723 | data not applicable | data not applicable | data not applicable | data not applicable | data not applicable | data not applicable | data not applicable | data not available | data not available | data not available | data not available | data not available | data not available | 45750
2200042329087 | [5 empty] | 2200042329078 | Crapnell farm limited | Dinder farm, chilcote, nr wells | Dinder Farm | Chilcote | Wells | Somerset | BA5 3DX | United Kingdom | 359164 | 145601 | Seabank Sgp | Radstock Bsp 132Kv | data not available | 33 | National Grid Electricity Distribution (South West) Plc | Solar | Photovoltaic | No | data not available | data not available | 3.37 | data not applicable | data not applicable | data not applicable | data not available | data not available | data not applicable | data not applicable | data not applicable | data not applicable | data not available | data not available | data not applicable | data not available | Connected | 3.37 | 3.2015 | 3.37 | 0.0475 | 0.05 | 41723 | data not applicable | data not applicable | data not applicable | data not applicable | data not applicable | data not applicable | data not applicable | data not available | data not available | data not available | data not available | data not available | data not available | 45750
2200042333687 | [5 empty] | 2200042333678 | Voltaise (uk) limited | Bodmin kerriers farm solar park | Kerriers | Retire | Bodmin | Cornwall | PL30 5LP | United Kingdom | 200119 | 64071 | Indian Queens Sgp | St Tudy Bsp | Bodmin | 33 | National Grid Electricity Distribution (South West) Plc | Solar | Photovoltaic | No | data not available | data not available | 8.16 | data not applicable | data not applicable | data not applicable | data not available | data not available | data not applicable | data not applicable | data not applicable | data not applicable | data not available | data not available | data not applicable | data not available | Connected | 8.16 | 7.752 | 8.16 | 0.0475 | 0.05 | 41729 | data not applicable | data not applicable | data not applicable | data not applicable | data not applicable | data not applicable | data not applicable | data not available | data not available | data not available | data not available | data not available | data not available | 45750
2200042333710 | [5 empty] | 2200042333701 | Ire 001 ltd | Plymouth energy park stor 1 (former toshiba factory) ernesettle lane | Export | Ernesettle Lane, Ernesettle | Plymouth | Devon | PL5 2TT | United Kingdom | 244665 | 60213 | Landulph Sgp | Ernesettle Bsp | data not available | 33 | National Grid Electricity Distribution (South West) Plc | Stored Energy (all stored energy irrespective of the original energy source) | Storage - Electrochemical (Batteries) | No | data not available | data not available | 27.6 | data not applicable | data not applicable | data not applicable | data not available | data not available | data not applicable | data not applicable | data not applicable | data not applicable | data not available | data not available | data not applicable | data not available | Connected | 27.6 | 19 | 20 | 20.9 | 22 | 44927 | data not applicable | data not applicable | data not applicable | data not applicable | data not applicable | data not applicable | data not applicable | data not available | data not available | data not available | data not available | data not available | data not available | 45750
1100050219211 | [5 empty] | 1100050062385, 1100050164324 | Infinis ltd | Export site, burntstump landfill | Burntstump Landfill Site | Burntstump Hill, Arnold | Nottingham | Nottinghamshire | NG5 8PQ | United Kingdom | 457639 | 350783 | Chesterfield 132Kv S Stn | Annesley 33Kv S Stn | Calverton 33 11Kv S Stn | 11 | National Grid Electricity Distribution (East Midlands) Plc | data not available | data not available | No | data not available | data not available | 0.33 | data not applicable | data not applicable | data not applicable | data not available | data not available | data not applicable | data not applicable | data not applicable | data not applicable | data not available | data not available | data not applicable | data not available | Connected | 0.33 | 1.9 | 2 | 0.19 | 0.2 | 43706 | data not applicable | data not applicable | data not applicable | data not applicable | data not applicable | data not applicable | data not applicable | data not available | data not available | data not available | data not available | data not available | data not available | 45750
2200042340230 | [5 empty] | 2200042340220 | Goonhilly solar limited | Goonhilly 33kv solar park | Goonhilly | data not available | Lizard | Cornwall | TR12 7AZ | United Kingdom | 170479 | 205250 | Indian Queens Sgp | Rame Bsp | St Keverne | 33 | National Grid Electricity Distribution (South West) Plc | Solar | Photovoltaic | No | data not available | data not available | 3.96 | data not applicable | data not applicable | data not applicable | data not available | data not available | data not applicable | data not applicable | data not applicable | data not applicable | data not available | data not available | data not applicable | data not available | Connected | 3.96 | 3.762 | 3.96 | 0.095 | 0.1 | 41705 | data not applicable | data not applicable | data not applicable | data not applicable | data not applicable | data not applicable | data not applicable | data not available | data not available | data not available | data not available | data not available | data not available | 45750
2200042340824 | [5 empty] | 2200042340745 | Gpp langstone llp | Totnes bidwell near dartington | Southdown Farm | Dartington | Totnes | Devon | TQ9 6DU | United Kingdom | 276964 | 61303 | Abham Sgp | Totnes Bsp | data not available | 33 | National Grid Electricity Distribution (South West) Plc | Solar | Photovoltaic | No | data not available | data not available | 5 | data not applicable | data not applicable | data not applicable | data not available | data not available | data not applicable | data not applicable | data not applicable | data not applicable | data not available | data not available | data not applicable | data not available | Connected | 5 | 4.75 | 5 | 0.02375 | 0.025 | 42064 | data not applicable | data not applicable | data not applicable | data not applicable | data not applicable | data not applicable | data not applicable | data not available | data not available | data not available | data not available | data not available | data not available | 45750
2200042340889 | [5 empty] | 2200042340851 | Gpp langstone llp | Taunton lower marsh farm pv site 1 | Lower Marsh Farm | Kingston St Mary | Taunton | Somerset | TA2 8AB | United Kingdom | 322418 | 127892 | Taunton Sgp | Taunton Main Bsp | Staplegrove | 11 | National Grid Electricity Distribution (South West) Plc | Solar | Photovoltaic | No | data not available | data not available | 2.5 | data not applicable | data not applicable | data not applicable | data not available | data not available | data not applicable | data not applicable | data not applicable | data not applicable | data not available | data not available | data not applicable | data not available | Connected | 2.5 | 2.375 | 2.5 | 0.04275 | 0.045 | 41718 | data not applicable | data not applicable | data not applicable | data not applicable | data not applicable | data not applicable | data not applicable | data not available | data not available | data not available | data not available | data not available | data not available | 45750
2200042340903 | [5 empty] | 2200042340898 | Gpp langstone llp | Taunton lower marsh farm pv site 2 | Lower Marsh Farm | Kingston St Mary | Taunton | Somerset | TA2 8AB | United Kingdom | 322418 | 127892 | Taunton Sgp | Taunton Main Bsp | Staplegrove | 11 | National Grid Electricity Distribution (South West) Plc | Solar | Photovoltaic | No | data not available | data not available | 2.5 | data not applicable | data not applicable | data not applicable | data not available | data not available | data not applicable | data not applicable | data not applicable | data not applicable | data not available | data not available | data not applicable | data not available | Connected | 2.5 | 2.375 | 2.5 | 0.04275 | 0.045 | 41718 | data not applicable | data not applicable | data not applicable | data not applicable | data not applicable | data not applicable | data not applicable | data not available | data not available | data not available | data not available | data not available | data not available | 45750
2200042342041 | [5 empty] | 2200042342032 | Wse pyde drove limited | Pyde drove, woolavington,somerset | Pyde Drove | data not available | Woolavington | Somerset | TA7 8FF | United Kingdom | 335300 | 143000 | Bridgwater Sgp | Bridgwater Grid Bsp | data not available | 33 | National Grid Electricity Distribution (South West) Plc | Solar | Photovoltaic | No | data not available | data not available | 6.6 | data not applicable | data not applicable | data not applicable | data not available | data not available | data not applicable | data not applicable | data not applicable | data not applicable | data not available | data not available | data not applicable | data not available | Connected | 6.6 | 6.65 | 7 | 0.057 | 0.06 | 41719 | data not applicable | data not applicable | data not applicable | data not applicable | data not applicable | data not applicable | data not applicable | data not available | data not available | data not available | data not available | data not available | data not available | 45750
2200042342079 | [5 empty] | 2200042342060 | Trehawke solar limited | Liskeard, trehawke farm, menheniot | Export | Trehawke Farm, Menheniot | Liskeard | Cornwall | PL14 3RH | United Kingdom | 230995 | 62117 | Landulph Sgp | St Germans Bsp | data not available | 33 | National Grid Electricity Distribution (South West) Plc | Solar | Photovoltaic | No | data not available | data not available | 9.1 | data not applicable | data not applicable | data not applicable | data not available | data not available | data not applicable | data not applicable | data not applicable | data not applicable | data not available | data not available | data not applicable | data not available | Connected | 9.1 | 8.645 | 9.1 | 0.0855 | 0.09 | 41713 | data not applicable | data not applicable | data not applicable | data not applicable | data not applicable | data not applicable | data not applicable | data not available | data not available | data not available | data not available | data not available | data not available | 45750
2200042343221 | [5 empty] | 2200042343212 | Lightsource spv 2 limited | Shepton mallet new row farm | New Row Farm | Yelling Mill Lane, Downside | Shepton mallet | Somerset | BA4 4JT | United Kingdom | 363204 | 145130 | Seabank Sgp | Radstock Bsp 132Kv | data not available | 33 | National Grid Electricity Distribution (South West) Plc | Solar | Photovoltaic | No | data not available | data not available | 3.9 | data not applicable | data not applicable | data not applicable | data not available | data not available | data not applicable | data not applicable | data not applicable | data not applicable | data not available | data not available | data not applicable | data not available | Connected | 3.9 | 3.705 | 3.9 | 0.0475 | 0.05 | 41723 | data not applicable | data not applicable | data not applicable | data not applicable | data not applicable | data not applicable | data not applicable | data not available | data not available | data not available | data not available | data not available | data not available | 45750
2200042346000 | [5 empty] | 2200042345993 | Elgin energy 9 limited | Trequite, liskeard,cornwall | Trequite Farm | Menheniot | Liskeard | Cornwall | PL14 3RQ | United Kingdom | 232088 | 61132 | Landulph Sgp | St Germans Bsp | data not available | 33 | National Grid Electricity Distribution (South West) Plc | Solar | Photovoltaic | No | data not available | data not available | 11.88 | data not applicable | data not applicable | data not applicable | data not available | data not available | data not applicable | data not applicable | data not applicable | data not applicable | data not available | data not available | data not applicable | data not available | Connected | 11.88 | 9.405 | 9.9 | 0.0285 | 0.03 | 41712 | data not applicable | data not applicable | data not applicable | data not applicable | data not applicable | data not applicable | data not applicable | data not available | data not available | data not available | data not available | data not available | data not available | 45750
2200042348674 | [5 empty] | 2200042348665 | Ks spv 11 limited | Truro nanteague solar farm, marazanvose | Nanteague Solar, Nanteague Farm | data not available | Marazanvose | Cornwall | TR4 9DH | United Kingdom | 179395 | 49468 | Indian Queens Sgp | Truro Bsp | data not available | 33 | National Grid Electricity Distribution (South West) Plc | Solar | Photovoltaic | No | data not available | data not available | 6.875 | data not applicable | data not applicable | data not applicable | data not available | data not available | data not applicable | data not applicable | data not applicable | data not applicable | data not available | data not available | data not applicable | data not available | Connected | 6.875 | 6.5312 | 6.875 | 0.057 | 0.06 | 42030 | data not applicable | data not applicable | data not applicable | data not applicable | data not applicable | data not applicable | data not applicable | data not available | data not available | data not available | data not available | data not available | data not available | 45750
2200042348692 | [5 empty] | 2200042348683 | Lightsource spv 24 limited | Clann farm 1mwp solar | Clann Farm | Clann Lane, Lanivet | Bodmin | Cornwall | PL30 5HD | United Kingdom | 202986 | 63767 | Indian Queens Sgp | St Tudy Bsp | Bodmin | 11 | National Grid Electricity Distribution (South West) Plc | Solar | Photovoltaic | No | data not available | data not available | 1 | data not applicable | data not applicable | data not applicable | data not available | data not available | data not applicable | data not applicable | data not applicable | data not applicable | data not available | data not available | data not applicable | data not available | Connected | 1 | 0.95 | 1 | 0.0475 | 0.05 | 41944 | data not applicable | data not applicable | data not applicable | data not applicable | data not applicable | data not applicable | data not applicable | data not available | data not available | data not available | data not available | data not available | data not available | 45750
2200042349748 | [5 empty] | 2200042349739 | Good energy carloggas solar park (009) limited | St austell carloggas farm st stephen, | Carloggas Farm | St Stephen | St austell | Cornwall | PL26 7RA | United Kingdom | 195503 | 54111 | Indian Queens Sgp | Fraddon Bsp | data not available | 33 | National Grid Electricity Distribution (South West) Plc | Solar | Photovoltaic | No | data not available | data not available | 8.3048 | data not applicable | data not applicable | data not applicable | data not available | data not available | data not applicable | data not applicable | data not applicable | data not applicable | data not available | data not available | data not applicable | data not available | Connected | 8.3048 | 7.8898 | 8.305 | 0.2185 | 0.23 | 42038 | data not applicable | data not applicable | data not applicable | data not applicable | data not applicable | data not applicable | data not applicable | data not available | data not available | data not available | data not available | data not available | data not available | 45750
2200042350168 | [5 empty] | 2200042350159 | Strawberry fields farm shop limited | Strawberry fields lifton down lifton | Farm Shop, Strawberry Fields | data not available | Lifton | Devon | PL16 0DH | United Kingdom | 237657 | 85405 | Alverdiscott Sgp | Pyworthy Bsp | Lifton | 11 | National Grid Electricity Distribution (South West) Plc | Wind | Onshore wind turbines | No | data not available | data not available | 1 | Solar | Photovoltaic | No | data not available | data not available | 0.05 | data not applicable | data not applicable | data not applicable | data not available | data not available | data not applicable | data not available | Connected | 1.05 | 0.9975 | 1.05 | 0.399 | 0.42 | 42622 | data not applicable | data not applicable | data not applicable | data not applicable | data not applicable | data not applicable | data not applicable | data not available | data not available | data not available | data not available | data not available | data not available | 45750
2200042352183 | [5 empty] | 2200042352174 | Sunsave 12 (derriton fields) limited | Derriton fields, holsworthy | Derriton Fields | Holsworthy | Barnstaple | Devon | EX22 6JX | United Kingdom | 233215 | 102616 | Alverdiscott Sgp | Pyworthy Bsp | data not available | 33 | National Grid Electricity Distribution (South West) Plc | Solar | Photovoltaic | No | data not available | data not available | 9.52 | data not applicable | data not applicable | data not applicable | data not available | data not available | data not applicable | data not applicable | data not applicable | data not applicable | data not available | data not available | data not applicable | data not available | Connected | 9.52 | 9.044 | 9.52 | 0.057 | 0.06 | 41717 | data not applicable | data not applicable | data not applicable | data not applicable | data not applicable | data not applicable | data not applicable | data not available | data not available | data not available | data not available | data not available | data not available | 45750
2200042354214 | [5 empty] | 2200042354205 | Woodland barton renewables ltd | Roche woodland barton victoria windfarm | Woodland Barton Windfarm | South Side Of A30, Victoria Junction | Roche | Cornwall | PL26 8LJ | United Kingdom | 199898 | 61984 | Indian Queens Sgp | St Austell Bsp | Bugle | 33 | National Grid Electricity Distribution (South West) Plc | Wind | Onshore wind turbines | No | data not available | data not available | 3.8 | data not applicable | data not applicable | data not applicable | data not available | data not available | data not applicable | data not applicable | data not applicable | data not applicable | data not available | data not available | data not applicable | data not available | Connected | 3.8 | 3.61 | 3.8 | 0.0475 | 0.05 | 41866 | data not applicable | data not applicable | data not applicable | data not applicable | data not applicable | data not applicable | data not applicable | data not available | data not available | data not available | data not available | data not available | data not available | 45750
2200042356285 | [5 empty] | 2200042356276 | Galsworthy wind park limited | Bideford galsworthy wind farm | Galsworthy Farm | Buckland Brewer | Bideford | Devon | EX39 5NR | United Kingdom | 240865 | 114500 | Alverdiscott Sgp | data not available | data not available | 132 | National Grid Electricity Distribution (South West) Plc | Wind | Onshore wind turbines | No | data not available | data not available | 9.2 | data not applicable | data not applicable | data not applicable | data not available | data not available | data not applicable | data not applicable | data not applicable | data not applicable | data not available | data not available | data not applicable | data not available | Connected | 9.2 | 8.74 | 9.2 | 0.95 | 1 | 41943 | data not applicable | data not applicable | data not applicable | data not applicable | data not applicable | data not applicable | data not applicable | data not available | data not available | data not available | data not available | data not available | data not available | 45750
2200042382639 | [5 empty] | 2200042382620 | Nextpower gover farm limited | Truro - gover park, gover hill, mount hawke | Export | Gover Park, Gover Hill, Mount Hawke | Truro | Cornwall | TR4 8BH | United Kingdom | 272054 | 47497 | Indian Queens Sgp | Camborne Bsp | data not available | 33 | National Grid Electricity Distribution (South West) Plc | Solar | Photovoltaic | No | data not available | data not available | 7.75 | data not applicable | data not applicable | data not applicable | data not available | data not available | data not applicable | data not applicable | data not applicable | data not applicable | data not available | data not available | data not applicable | data not available | Connected | 7.75 | 7.3625 | 7.75 | 0.0475 | 0.05 | 41928 | data not applicable | data not applicable | data not applicable | data not applicable | data not applicable | data not applicable | data not applicable | data not available | data not available | data not available | data not available | data not available | data not available | 45750
2200042384200 | [5 empty] | 2200042384194 | Equitix solar (5) limited | Canworthy solar farm, near canworthy water, | Canworthy Solar Farm | Canworthy Water | Launceston | Cornwall | PL15 8LY | United Kingdom | 223198 | 93740 | Alverdiscott Sgp | data not available | data not available | 132 | National Grid Electricity Distribution (South West) Plc | Solar | Photovoltaic | No | data not available | data not available | 32.8 | data not applicable | data not applicable | data not applicable | data not available | data not available | data not applicable | data not applicable | data not applicable | data not applicable | data not available | data not available | data not applicable | data not available | Connected | 32.8 | 31.16 | 32.8 | 0.19 | 0.2 | 41944 | data not applicable | data not applicable | data not applicable | data not applicable | data not applicable | data not applicable | data not applicable | data not available | data not available | data not available | data not available | data not available | data not available | 45750
2200042385462 | [5 empty] | 2200042385453 | Airvolution energy (garlenick) limited | Truro garlenick estate | Export | Garlenick Estate, Grampound | Truro | Cornwall | TR2 4RQ | United Kingdom | 194459 | 52593 | Indian Queens Sgp | Fraddon Bsp | data not available | 33 | National Grid Electricity Distribution (South West) Plc | Wind | Onshore wind turbines | No | data not available | data not available | 4 | data not applicable | data not applicable | data not applicable | data not available | data not available | data not applicable | data not applicable | data not applicable | data not applicable | data not available | data not available | data not applicable | data not available | Connected | 4 | 3.8 | 4 | 0.095 | 0.1 | 41936 | data not applicable | data not applicable | data not applicable | data not applicable | data not applicable | data not applicable | data not applicable | data not available | data not available | data not available | data not available | data not available | data not available | 45750
2200042387502 | [5 empty] | 2200042387497 | Kenwyn solar limited | Four burrows 2, three burrows, truro | Four Burrows Solar Park | Road From Heather Farm To A3075 | Penhallow | Cornwall | TR4 9NG | United Kingdom | 176169 | 49839 | Indian Queens Sgp | Truro Bsp | data not available | 33 | National Grid Electricity Distribution (South West) Plc | Solar | Photovoltaic | No | data not available | data not available | 6.06 | data not applicable | data not applicable | data not applicable | data not available | data not available | data not applicable | data not applicable | data not applicable | data not applicable | data not available | data not available | data not applicable | data not available | Connected | 6.06 | 5.7 | 6 | 0.0475 | 0.05 | 41978 | data not applicable | data not applicable | data not applicable | data not applicable | data not applicable | data not applicable | data not applicable | data not available | data not available | data not available | data not available | data not available | data not available | 45750
2200042392502 | [5 empty] | 2200042392497 | Good energy creathorne farm solar park (003) limited | Hazel solar creathorne farm poundstock | Hazel Pv Array Creathorne Solar Farm | Access To Creathorne Farm, Poundstock | Bude | Cornwall | EX23 0NE | United Kingdom | 221281 | 102438 | Alverdiscott Sgp | Pyworthy Bsp | Stratton | 11 | National Grid Electricity Distribution (South West) Plc | Solar | Photovoltaic | No | data not available | data not available | 1.85 | data not applicable | data not applicable | data not applicable | data not available | data not available | data not applicable | data not applicable | data not applicable | data not applicable | data not available | data not available | data not applicable | data not available | Connected | 1.85 | 1.7575 | 1.85 | 0.0475 | 0.05 | 41851 | data not applicable | data not applicable | data not applicable | data not applicable | data not applicable | data not applicable | data not applicable | data not available | data not available | data not available | data not available | data not available | data not available | 45750
2200042398220 | [5 empty] | 2200042398211 | Redlands solar farm limited | Redlands farm, bridgwater, somerset | Redlands Farm | Taunton Road, Pedwell | Bridgwater | Somerset | TA7 9BG | United Kingdom | 343020 | 135884 | Bridgwater Sgp | Bridgwater Grid Bsp | data not available | 33 | National Grid Electricity Distribution (South West) Plc | Solar | Photovoltaic | No | data not available | data not available | 5.28 | data not applicable | data not applicable | data not applicable | data not available | data not available | data not applicable | data not applicable | data not applicable | data not applicable | data not available | data not available | data not applicable | data not available | Connected | 5.28 | 5.016 | 5.28 | 0.0285 | 0.03 | 41963 | data not applicable | data not applicable | data not applicable | data not applicable | data not applicable | data not applicable | data not applicable | data not available | data not available | data not available | data not available | data not available | data not available | 45750
1100050222376 | [5 empty] | 1100039510364 | Infinis ltd | Bradgate quarry | Export Infinis Greenways Landfill, Bradgate Quarry | Leicester Road | Markfield | Leicestershire | LE67 9RH | United Kingdom | 449902 | 309749 | Enderby 132Kv S Stn | Coalville 33Kv S Stn | Desford 33 11Kv S Stn | 0.4 | National Grid Electricity Distribution (East Midlands) Plc | data not available | data not available | No | data not available | data not available | 2.5 | data not applicable | data not applicable | data not applicable | data not available | data not available | data not applicable | data not applicable | data not applicable | data not applicable | data not available | data not available | data not applicable | data not available | Connected | 2.5 | 2.375 | 2.5 | 0.095 | 0.1 | 36867 | data not applicable | data not applicable | data not applicable | data not applicable | data not applicable | data not applicable | data not applicable | data not available | data not available | data not available | data not available | data not available | data not available | 45750
2200042400891 | [5 empty] | 2200042400882 | Tengore solar limited | Tengore lane, langport | Export | Tengore Lane | Langport | Somerset | TA10 9JL | United Kingdom | 344688 | 127168 | Bridgwater Sgp | Bridgwater Grid Bsp | data not available | 33 | National Grid Electricity Distribution (South West) Plc | Solar | Photovoltaic | No | data not available | data not available | 2.97 | data not applicable | data not applicable | data not applicable | data not available | data not available | data not applicable | data not applicable | data not applicable | data not applicable | data not available | data not available | data not applicable | data not available | Connected | 2.97 | 2.8215 | 2.97 | 0.02375 | 0.025 | 42040 | data not applicable | data not applicable | data not applicable | data not applicable | data not applicable | data not applicable | data not applicable | data not available | data not available | data not available | data not available | data not available | data not available | 45750
2200042407879 | [5 empty] | 2200042407860 | Tope farm solar limited | Totnes near yonder park, blackawton, | Yonder Parks | Sportsmans Arms Ph, Blackawton | Totnes | Devon | TQ9 7DR | United Kingdom | 283048 | 52733 | Abham Sgp | Paignton Bsp | data not available | 33 | National Grid Electricity Distribution (South West) Plc | Solar | Photovoltaic | No | data not available | data not available | 2.97 | data not applicable | data not applicable | data not applicable | data not available | data not available | data not applicable | data not applicable | data not applicable | data not applicable | data not available | data not available | data not applicable | data not available | Connected | 2.97 | 2.8215 | 2.97 | 0.02375 | 0.025 | 41897 | data not applicable | data not applicable | data not applicable | data not applicable | data not applicable | data not applicable | data not applicable | data not available | data not available | data not available | data not available | data not available | data not available | 45750
2200042410339 | [5 empty] | 2200042410310 | Lightsource spv 87 limited | Somerton somerton door solar park | Somerton Door Farm | Somerton Door Drove, Grove Lane | Somerton | Somerset | TA11 6JN | United Kingdom | 347029 | 130021 | Bridgwater Sgp | Bridgwater Grid Bsp | data not available | 33 | National Grid Electricity Distribution (South West) Plc | Solar | Photovoltaic | No | data not available | data not available | 7.35 | data not applicable | data not applicable | data not applicable | data not available | data not available | data not applicable | data not applicable | data not applicable | data not applicable | data not available | data not available | data not applicable | data not available | Connected | 7.35 | 7.0585 | 7.43 | 0.07125 | 0.075 | 41967 | data not applicable | data not applicable | data not applicable | data not applicable | data not applicable | data not applicable | data not applicable | data not available | data not available | data not available | data not available | data not available | data not available | 45750
2200042414867 | [5 empty] | 2200042414858 | Tgc solar carditch drove limited | Congresbury carditch drove | Export | Carditch Drove, Congresbury | Bristol | North Somerset | BS49 5JX | United Kingdom | 342498 | 161522 | Sandford 132Kv Sgp | Churchill Bsp 132Kv | data not available | 33 | National Grid Electricity Distribution (South West) Plc | Solar | Photovoltaic | No | data not available | data not available | 4.32 | data not applicable | data not applicable | data not applicable | data not available | data not available | data not applicable | data not applicable | data not applicable | data not applicable | data not available | data not available | data not applicable | data not available | Connected | 4.32 | 4.104 | 4.32 | 0.02375 | 0.025 | 42356 | data not applicable | data not applicable | data not applicable | data not applicable | data not applicable | data not applicable | data not applicable | data not available | data not available | data not available | data not available | data not available | data not available | 45750
2200042416127 | [5 empty] | 2200042416118 | Aton energy solar uk 1 limited | Taunton poundpool lane solar park, withymead | Withymead | Helland, North Curry | Taunton | Somerset | TA3 6DU | United Kingdom | 332838 | 124731 | Bridgwater Sgp | Bridgwater Grid Bsp | Creech St Michael | 11 | National Grid Electricity Distribution (South West) Plc | Solar | Photovoltaic | No | data not available | data not available | 1 | data not applicable | data not applicable | data not applicable | data not available | data not available | data not applicable | data not applicable | data not applicable | data not applicable | data not available | data not available | data not applicable | data not available | Connected | 1 | 0.95 | 1 | 0.04275 | 0.045 | 41944 | data not applicable | data not applicable | data not applicable | data not applicable | data not applicable | data not applicable | data not applicable | data not available | data not available | data not available | data not available | data not available | data not available | 45750
2200042417803 | [5 empty] | 2200042417798 | Capelands solar farm limited | Barnstaple capelands farm bratton fleming | Capelands | Bratton Fleming | Barnstaple | Devon | EX32 7JN | United Kingdom | 266576 | 138609 | Alverdiscott Sgp | Barnstaple Bsp | data not available | 33 | National Grid Electricity Distribution (South West) Plc | Solar | Photovoltaic | No | data not available | data not available | 7.524 | data not applicable | data not applicable | data not applicable | data not available | data not available | data not applicable | data not applicable | data not applicable | data not applicable | data not available | data not available | data not applicable | data not available | Connected | 7.524 | 7.1478 | 7.524 | 0.0285 | 0.03 | 42025 | data not applicable | data not applicable | data not applicable | data not applicable | data not applicable | data not applicable | data not applicable | data not available | data not available | data not available | data not available | data not available | data not available | 45750
2200042418807 | [5 empty] | 2200042418791 | East youlstone wind farm limited | East youlstone, bude, | East Youlstone Wind Farm | Youlstone | Bude | Cornwall | EX23 9PU | United Kingdom | 227609 | 115653 | Alverdiscott Sgp | Pyworthy Bsp | Stratton | 33 | National Grid Electricity Distribution (South West) Plc | Wind | Onshore wind turbines | No | data not available | data not available | 4 | data not applicable | data not applicable | data not applicable | data not available | data not available | data not applicable | data not applicable | data not applicable | data not applicable | data not available | data not available | data not applicable | data not available | Connected | 4 | 3.8 | 4 | 0.095 | 0.1 | 41974 | data not applicable | data not applicable | data not applicable | data not applicable | data not applicable | data not applicable | data not applicable | data not available | data not available | data not available | data not available | data not available | data not available | 45750
1100770888838 | [5 empty] | 1100770888829 | Infinis ltd | Staveley landfill site, hall lane, stave | Staveley Landfill Site | Hall Lane | Staveley | Derbyshire | S43 3TP | United Kingdom | 442635 | 375433 | Chesterfield 132Kv S Stn | Staveley 33Kv S Stn | Staveley 11Kv S Stn | 11 | National Grid Electricity Distribution (East Midlands) Plc | Biofuel - Landfill gas | Engine (combustion / reciprocating) | No | data not available | data not available | 0.33 | data not applicable | data not applicable | data not applicable | data not available | data not available | data not applicable | data not applicable | data not applicable | data not applicable | data not available | data not available | data not applicable | data not available | Connected | 0.33 | 2.7997 | 2.947 | 0.1425 | 0.15 | 44819 | data not applicable | data not applicable | data not applicable | data not applicable | data not applicable | data not applicable | data not applicable | data not available | data not available | data not available | data not available | data not available | data not available | 45750
2200042427021 | [5 empty] | 2200042427012 | Windlend (cornwall) limited | Pennygillam industrial estate | Export | Pennygillam Way | Launceston | Cornwall | PL15 7ED | United Kingdom | 232120 | 83542 | Alverdiscott Sgp | Pyworthy Bsp | Launceston | 11 | National Grid Electricity Distribution (South West) Plc | Wind | Onshore wind turbines | No | data not available | data not available | 1.26 | data not applicable | data not applicable | data not applicable | data not available | data not available | data not applicable | data not applicable | data not applicable | data not applicable | data not available | data not available | data not applicable | data not available | Connected | 1.26 | 0.475 | 0.5 | 0.0475 | 0.05 | 41974 | data not applicable | data not applicable | data not applicable | data not applicable | data not applicable | data not applicable | data not applicable | data not available | data not available | data not available | data not available | data not available | data not available | 45750
1160000745066 | [5 empty] | 1160000745093 | Infinis ltd | Bletchley landfill power station 2 | Landfill Site | Bletchley Road | Newton longville | Buckinghamshire | MK17 0AD | United Kingdom | 484903 | 231408 | East Claydon 132Kv S Stn | Bletchley 33Kv S Stn | data not available | 0.4 | National Grid Electricity Distribution (East Midlands) Plc | data not available | data not available | No | data not available | data not available | 4.335 | data not applicable | data not applicable | data not applicable | data not available | data not available | data not applicable | data not applicable | data not applicable | data not applicable | data not available | data not available | data not applicable | data not available | Connected | 4.335 | 13.3 | 14 | 0.1425 | 0.15 | 39195 | data not applicable | data not applicable | data not applicable | data not applicable | data not applicable | data not applicable | data not applicable | data not available | data not available | data not available | data not available | data not available | data not available | 45750
2200042432634 | [5 empty] | 2200042432625 | Wilmington community solar limited | Marksbury solar park | Chelwood Road | Marksbury | Bath | Somerset | BA2 9JG | United Kingdom | 365331 | 161660 | Seabank Sgp | Radstock Bsp 132Kv | High Littleton | 33 | National Grid Electricity Distribution (South West) Plc | Solar | Photovoltaic | No | data not available | data not available | 1.995 | data not applicable | data not applicable | data not applicable | data not available | data not available | data not applicable | data not applicable | data not applicable | data not applicable | data not available | data not available | data not applicable | data not available | Connected | 1.995 | 1.8953 | 1.995 | 0.02375 | 0.025 | 42036 | data not applicable | data not applicable | data not applicable | data not applicable | data not applicable | data not applicable | data not applicable | data not available | data not available | data not available | data not available | data not available | data not available | 45750
2200042433442 | [5 empty] | 2200042433451 | Smart systems limited | Yatton arnolds way (smart systems) | Smart Systems Factory | Arnolds Way, Yatton | Bristol | data not available | BS49 4QN | United Kingdom | 341752 | 166241 | Sandford 132Kv Sgp | Churchill Bsp 132Kv | Congresbury | 11 | National Grid Electricity Distribution (South West) Plc | Wind | Onshore wind turbines | No | data not available | data not available | 1 | data not applicable | data not applicable | data not applicable | data not available | data not available | data not applicable | data not applicable | data not applicable | data not applicable | data not available | data not available | data not applicable | data not available | Connected | 1 | 0.95 | 1 | 3.8 | 4 | 42491 | data not applicable | data not applicable | data not applicable | data not applicable | data not applicable | data not applicable | data not applicable | data not available | data not available | data not available | data not available | data not available | data not available | 45750
2200042437368 | [5 empty] | 2200042437359 | Mts francis court solar limited | Exeter, francis court farm | Francis Court Farm | Poltimore | Exeter | Devon | EX4 0BQ | United Kingdom | 296610 | 97960 | Exeter Main Sgp | Sowton Bsp | data not available | 33 | National Grid Electricity Distribution (South West) Plc | Solar | Photovoltaic | No | data not available | data not available | 2.04 | data not applicable | data not applicable | data not applicable | data not available | data not available | data not applicable | data not applicable | data not applicable | data not applicable | data not available | data not available | data not applicable | data not available | Connected | 2.04 | 3.23 | 3.4 | 0.0285 | 0.03 | 42355 | data not applicable | data not applicable | data not applicable | data not applicable | data not applicable | data not applicable | data not applicable | data not available | data not available | data not available | data not available | data not available | data not available | 45750
2200042442386 | [5 empty] | 2200042442395 | Moorhouse community solar limited | Moorhouse solar hvm | Moorhouse | Moorhouse Lane, Hallen | Bristol | North Somerset | BS10 7RU | United Kingdom | 354419 | 179716 | Seabank Sgp | Avonmouth Bsp | Avonmouth | 11 | National Grid Electricity Distribution (South West) Plc | Solar | Photovoltaic | No | data not available | data not available | 1.5 | data not applicable | data not applicable | data not applicable | data not available | data not available | data not applicable | data not applicable | data not applicable | data not applicable | data not available | data not available | data not applicable | data not available | Connected | 1.5 | 1.425 | 1.5 | 0.0285 | 0.03 | 42064 | data not applicable | data not applicable | data not applicable | data not applicable | data not applicable | data not applicable | data not applicable | data not available | data not available | data not available | data not available | data not available | data not available | 45750
2200042443325 | [5 empty] | 2200042443316 | Stanley 2014 limited | Grange farm, northwood, winterbourne, bristol | Grange Farm | Old Gloucester Road, Winterbourne | Bristol | North Somerset | BS36 1RR | United Kingdom | 363842 | 182442 | Iron Acton Sgp | Lockleaze Bsp 132Kv | data not available | 33 | National Grid Electricity Distribution (South West) Plc | Solar | Photovoltaic | No | data not available | data not available | 17.16 | data not applicable | data not applicable | data not applicable | data not available | data not available | data not applicable | data not applicable | data not applicable | data not applicable | data not available | data not available | data not applicable | data not available | Connected | 17.16 | 16.302 | 17.16 | 0.0285 | 0.03 | 41953 | data not applicable | data not applicable | data not applicable | data not applicable | data not applicable | data not applicable | data not applicable | data not available | data not available | data not available | data not available | data not available | data not available | 45750
2200042443361 | [5 empty] | 2200042443352 | Trickey warren solar limited | Trickey warren, churchstanton, taunton | Trickey Warren Farmhouse | Culmhead | Taunton | data not available | TA3 7DY | United Kingdom | 320349 | 114883 | Taunton Sgp | Taunton Main Bsp | data not available | 33 | National Grid Electricity Distribution (South West) Plc | Solar | Photovoltaic | No | data not available | data not available | 3.9 | data not applicable | data not applicable | data not applicable | data not available | data not available | data not applicable | data not applicable | data not applicable | data not applicable | data not available | data not available | data not applicable | data not available | Connected | 3.9 | 3.705 | 3.9 | 0.0475 | 0.05 | 42063 | data not applicable | data not applicable | data not applicable | data not applicable | data not applicable | data not applicable | data not applicable | data not available | data not available | data not available | data not available | data not available | data not available | 45750
2200042446975 | [5 empty] | 2200042446966 | Sune project6 limited | Steer point, brixton, devon | Gentian Hill | Steer Point | Brixton | Devon | PL8 2DQ | United Kingdom | 256300 | 52800 | Abham Sgp | Plympton Bsp | data not available | 33 | National Grid Electricity Distribution (South West) Plc | Solar | Photovoltaic | No | data not available | data not available | 3.91 | data not applicable | data not applicable | data not applicable | data not available | data not available | data not applicable | data not applicable | data not applicable | data not applicable | data not available | data not available | data not applicable | data not available | Connected | 3.91 | 3.7145 | 3.91 | 0.019 | 0.02 | 42356 | data not applicable | data not applicable | data not applicable | data not applicable | data not applicable | data not applicable | data not applicable | data not available | data not available | data not available | data not available | data not available | data not available | 45750
2200042446993 | [5 empty] | 2200042446984 | Mts rydon solar limited | Rydon farm, ogwell, newton abbot | Rydon Farm | Ogwell | Newton abbot | Devon | TQ12 6DB | United Kingdom | 284136 | 68721 | Abham Sgp | Newton Abbot Bsp (Forde Road) | data not available | 33 | National Grid Electricity Distribution (South West) Plc | Solar | Photovoltaic | No | data not available | data not available | 8.25 | data not applicable | data not applicable | data not applicable | data not available | data not available | data not applicable | data not applicable | data not applicable | data not applicable | data not available | data not available | data not applicable | data not available | Connected | 8.25 | 7.8375 | 8.25 | 0.057 | 0.06 | 42064 | data not applicable | data not applicable | data not applicable | data not applicable | data not applicable | data not applicable | data not applicable | data not available | data not available | data not available | data not available | data not available | data not available | 45750
2200042447019 | [5 empty] | 2200042447000 | Heulwen solar limited | Congresbury iwood lane solar park | Iwood Lane | data not available | Congresbury | North Somerset | BS49 5JL | United Kingdom | 345000 | 162350 | Sandford 132Kv Sgp | Churchill Bsp 132Kv | data not available | 33 | National Grid Electricity Distribution (South West) Plc | Solar | Photovoltaic | No | data not available | data not available | 8 | data not applicable | data not applicable | data not applicable | data not available | data not available | data not applicable | data not applicable | data not applicable | data not applicable | data not available | data not available | data not applicable | data not available | Connected | 8 | 7.6 | 8 | 0.02375 | 0.025 | 41991 | data not applicable | data not applicable | data not applicable | data not applicable | data not applicable | data not applicable | data not applicable | data not available | data not available | data not available | data not available | data not available | data not available | 45750
2200042457499 | [5 empty] | 2200042457480 | Ashlawn solar limited | Ashlawn farm, pill road, rooksbridge, | Ash Lawn Farm | Pill Road, Rooksbridge | Axbridge | Somerset | BS26 2TS | United Kingdom | 336764 | 152269 | Sandford 132Kv Sgp | Churchill Bsp 132Kv | Axbridge | 33 | National Grid Electricity Distribution (South West) Plc | Solar | Photovoltaic | No | data not available | data not available | 4.8675 | data not applicable | data not applicable | data not applicable | data not available | data not available | data not applicable | data not applicable | data not applicable | data not applicable | data not available | data not available | data not applicable | data not available | Connected | 4.8675 | 4.731 | 4.98 | 0.0475 | 0.05 | 42090 | data not applicable | data not applicable | data not applicable | data not applicable | data not applicable | data not applicable | data not applicable | data not available | data not available | data not available | data not available | data not available | data not available | 45750
2200042457912 | [5 empty] | 2200042457903 | First solar project limited | Pencoose farm, stithias, cornwall, tr3 7dn | Pencoose Farm | Stithians | Truro | Cornwall | TR3 7DN | United Kingdom | 173903 | 37972 | Indian Queens Sgp | Rame Bsp | data not available | 33 | National Grid Electricity Distribution (South West) Plc | Solar | Photovoltaic | No | data not available | data not available | 7.26 | data not applicable | data not applicable | data not applicable | data not available | data not available | data not applicable | data not applicable | data not applicable | data not applicable | data not available | data not available | data not applicable | data not available | Connected | 7.26 | 6.897 | 7.26 | 0.05225 | 0.055 | 42081 | data not applicable | data not applicable | data not applicable | data not applicable | data not applicable | data not applicable | data not applicable | data not available | data not available | data not available | data not available | data not available | data not available | 45750
2200042457995 | [5 empty] | 2200042457986 | Greenfields (a) limited | Hawkers farm, yeo moor, theale, | Hawkers Farm | Yeo Moor Drive | Theale | Somerset | BS28 4SN | United Kingdom | 346885 | 147575 | Bridgwater Sgp | Street Bsp | Edgarley | 33 | National Grid Electricity Distribution (South West) Plc | Solar | Photovoltaic | No | data not available | data not available | 11.9213 | data not applicable | data not applicable | data not applicable | data not available | data not available | data not applicable | data not applicable | data not applicable | data not applicable | data not available | data not available | data not applicable | data not available | Connected | 11.9213 | 9.9 | 10.421 | 0.38 | 0.4 | 42076 | data not applicable | data not applicable | data not applicable | data not applicable | data not applicable | data not applicable | data not applicable | data not available | data not available | data not available | data not available | data not available | data not available | 45750
2200042459566 | [5 empty] | 2200042459557 | Hurcott solar limited | Hurcott, dillington estate, ilminster, | Dillington Estate | Boxstone Hill, Hurcott | Ilminster | Somerset | TA19 0JS | United Kingdom | 339020 | 116030 | Axminster Sgp | Woodcote Bsp | data not available | 33 | National Grid Electricity Distribution (South West) Plc | Solar | Photovoltaic | No | data not available | data not available | 7.48 | data not applicable | data not applicable | data not applicable | data not available | data not available | data not applicable | data not applicable | data not applicable | data not applicable | data not available | data not available | data not applicable | data not available | Connected | 7.48 | 7.5003 | 7.895 | 0.0285 | 0.03 | 42075 | data not applicable | data not applicable | data not applicable | data not applicable | data not applicable | data not applicable | data not applicable | data not available | data not available | data not available | data not available | data not available | data not available | 45750
2200042461110 | [5 empty] | 2200042461101 | Autumnus energy limited | Treswarrow 5mwp solar farm | Treswarrow Farm | Trelights | Port isaac | Cornwall | PL29 3TN | United Kingdom | 198287 | 78116 | Indian Queens Sgp | St Tudy Bsp | Polzeath | 11 | National Grid Electricity Distribution (South West) Plc | Solar | Photovoltaic | No | data not available | data not available | 4.8 | data not applicable | data not applicable | data not applicable | data not available | data not available | data not applicable | data not applicable | data not applicable | data not applicable | data not available | data not available | data not applicable | data not available | Connected | 4.8 | 4.75 | 5 | 0.01425 | 0.015 | 42080 | data not applicable | data not applicable | data not applicable | data not applicable | data not applicable | data not applicable | data not applicable | data not available | data not available | data not available | data not available | data not available | data not available | 45750
2200042461306 | [5 empty] | 2200042461290 | Garvinack solar farm limited | Truro garvinack farm | Garvinack Farm | Tregavethan | Truro | Cornwall | TR4 9EP | United Kingdom | 177490 | 48145 | Indian Queens Sgp | Truro Bsp | data not available | 33 | National Grid Electricity Distribution (South West) Plc | Solar | Photovoltaic | No | data not available | data not available | 7.1 | data not applicable | data not applicable | data not applicable | data not available | data not available | data not applicable | data not applicable | data not applicable | data not applicable | data not available | data not available | data not applicable | data not available | Connected | 7.1 | 6.745 | 7.1 | 0.1463 | 0.154 | 42083 | data not applicable | data not applicable | data not applicable | data not applicable | data not applicable | data not applicable | data not applicable | data not available | data not available | data not available | data not available | data not available | data not available | 45750
2200042461324, 2200042501429, 2200042755082, 2200043698364, 2200043698903 | [5 empty] | 2200042461315, 2200042501410, 2200042755073, 2200043698337, 2200043698898, 2200043698912 | Power quinn limited | Otterham 132kv | Wind, Otterham Down Farm | Otterham | Camelford | Cornwall | PL32 9SW | United Kingdom | 215412 | 90171 | Indian Queens Sgp | data not available | data not available | 132 | National Grid Electricity Distribution (South West) Plc | Wind | Onshore wind turbines | No | data not available | data not available | 5.1 | Fossil - Oil | Engine (combustion / reciprocating) | No | data not available | data not available | 2 | data not applicable | data not applicable | data not applicable | data not available | data not available | data not applicable | data not available | Connected | 7.1 | 25.6054 | 26.953 | 1.729 | 1.82 | 45434 | data not applicable | data not applicable | data not applicable | data not applicable | data not applicable | data not applicable | data not applicable | data not available | data not available | data not available | data not available | data not available | data not available | 45750
2200042462188 | [5 empty] | 2200042462179 | Tenth solar project limited | Callington newton barton, newton ferrers estate | Newton Barton Farm | data not available | Callington | Cornwall | PL17 7HS | United Kingdom | 234609 | 66019 | Landulph Sgp | Landulph Bsp | data not available | 33 | National Grid Electricity Distribution (South West) Plc | Solar | Photovoltaic | No | data not available | data not available | 16.5 | data not applicable | data not applicable | data not applicable | data not available | data not available | data not applicable | data not applicable | data not applicable | data not applicable | data not available | data not available | data not applicable | data not available | Connected | 16.5 | 15.675 | 16.5 | 0.1235 | 0.13 | 42093 | data not applicable | data not applicable | data not applicable | data not applicable | data not applicable | data not applicable | data not applicable | data not available | data not available | data not available | data not available | data not available | data not available | 45750
2200042465170 | [5 empty] | 2200042465160 | Second generation coombeshead limited | Coombeshead farm, diptford, totnes tq9 7ng | Coombeshead Solar Farm | Combeshead Cross To Murtwell Cross | Diptford | Devon | TQ9 7NG | United Kingdom | 275301 | 55765 | Abham Sgp | Totnes Bsp | data not available | 33 | National Grid Electricity Distribution (South West) Plc | Solar | Photovoltaic | No | data not available | data not available | 7.656 | data not applicable | data not applicable | data not applicable | data not available | data not available | data not applicable | data not applicable | data not applicable | data not applicable | data not available | data not available | data not applicable | data not available | Connected | 7.656 | 7.2732 | 7.656 | 0.019 | 0.02 | 42048 | data not applicable | data not applicable | data not applicable | data not applicable | data not applicable | data not applicable | data not applicable | data not available | data not available | data not available | data not available | data not available | data not available | 45750
2200042465198 | [5 empty] | 2200042465189 | Lightsource spv 31 limited | Walland farm, lenards cottage, lenards road, | Export | Walland Farm, Lenards Road | Bideford | Devon | EX39 5QH | United Kingdom | 235461 | 122098 | Alverdiscott Sgp | East Yelland Bsp | Bideford Main | 33 | National Grid Electricity Distribution (South West) Plc | Solar | Photovoltaic | No | data not available | data not available | 4.29 | data not applicable | data not applicable | data not applicable | data not available | data not available | data not applicable | data not applicable | data not applicable | data not applicable | data not available | data not available | data not applicable | data not available | Connected | 4.29 | 4.0755 | 4.29 | 0.095 | 0.1 | 42037 | data not applicable | data not applicable | data not applicable | data not applicable | data not applicable | data not applicable | data not applicable | data not available | data not available | data not available | data not available | data not available | data not available | 45750
2200042465212 | [5 empty] | 2200042465203 | Dunkeswell g1 solar farm ltd | Honiton flightway solar farm | Export | Dunkeswell Airfield, Dunkeswell | Honiton | Devon | EX14 4QX | United Kingdom | 313739 | 108096 | Exeter Main Sgp | Tiverton Bsp | Dunkeswell 33/11Kv | 11 | National Grid Electricity Distribution (South West) Plc | Solar | Photovoltaic | No | data not available | data not available | 2.8 | data not applicable | data not applicable | data not applicable | data not available | data not available | data not applicable | data not applicable | data not applicable | data not applicable | data not available | data not available | data not applicable | data not available | Connected | 2.8 | 1.9 | 2 | 0.04275 | 0.045 | 42036 | data not applicable | data not applicable | data not applicable | data not applicable | data not applicable | data not applicable | data not applicable | data not available | data not available | data not available | data not available | data not available | data not available | 45750
2200042467600 | [5 empty] | 2200042467594 | Second generation sawmills limited | Ashcombe solar park, near, dawlish | Export | Ashcombe Estate, Colley Lane Cross | Dawlish | Devon | EX7 0QD | United Kingdom | 291690 | 77810 | Abham Sgp | Newton Abbot Bsp (Forde Road) | data not available | 33 | National Grid Electricity Distribution (South West) Plc | Solar | Photovoltaic | No | data not available | data not available | 5.475 | data not applicable | data not applicable | data not applicable | data not available | data not available | data not applicable | data not applicable | data not applicable | data not applicable | data not available | data not available | data not applicable | data not available | Connected | 5.475 | 5.2012 | 5.475 | 0.0855 | 0.09 | 42064 | data not applicable | data not applicable | data not applicable | data not applicable | data not applicable | data not applicable | data not applicable | data not available | data not available | data not available | data not available | data not available | data not available | 45750
2200042469893 | [5 empty] | 2200042469875 | Oge newnham estate solar limited | Newnham farm, newnham estate, plymouth, | Newnham Farm | Newnham Estate | Plymouth | Devon | PL7 5BN | United Kingdom | 256056 | 58704 | Abham Sgp | Plympton Bsp | data not available | 33 | National Grid Electricity Distribution (South West) Plc | Solar | Photovoltaic | No | data not available | data not available | 8.96 | data not applicable | data not applicable | data not applicable | data not available | data not available | data not applicable | data not applicable | data not applicable | data not applicable | data not available | data not available | data not applicable | data not available | Connected | 8.96 | 8.512 | 8.96 | 0.095 | 0.1 | 42090 | data not applicable | data not applicable | data not applicable | data not applicable | data not applicable | data not applicable | data not applicable | data not available | data not available | data not available | data not available | data not available | data not available | 45750
2200042473436 | [5 empty] | 2200042473427 | Freathy solar park limited | Freathy solar park | Export | The Anthony Estate, Freathy | Torpoint | Cornwall | PL11 3AZ | United Kingdom | 239900 | 52866 | Landulph Sgp | St Germans Bsp | Torpoint Antony | 11 | National Grid Electricity Distribution (South West) Plc | Solar | Photovoltaic | No | data not available | data not available | 3.75 | data not applicable | data not applicable | data not applicable | data not available | data not available | data not applicable | data not applicable | data not applicable | data not applicable | data not available | data not available | data not applicable | data not available | Connected | 3.75 | 3.9235 | 4.13 | 0.04275 | 0.045 | 42179 | data not applicable | data not applicable | data not applicable | data not applicable | data not applicable | data not applicable | data not applicable | data not available | data not available | data not available | data not available | data not available | data not available | 45750
2200042473454 | [5 empty] | 2200042473445 | St solarinvest devon 1 limited | Parkview solar, land north of parkfield cottages, | Parkfield Cottages | Parkfield Cross To Neilgate Corner | Ashburton | Devon | TQ13 7ND | United Kingdom | 276306 | 68260 | Abham Sgp | Totnes Bsp | data not available | 33 | National Grid Electricity Distribution (South West) Plc | Solar | Photovoltaic | No | data not available | data not available | 5.066 | data not applicable | data not applicable | data not applicable | data not available | data not available | data not applicable | data not applicable | data not applicable | data not applicable | data not available | data not available | data not applicable | data not available | Connected | 5.066 | 4.8127 | 5.066 | 0.0475 | 0.05 | 42094 | data not applicable | data not applicable | data not applicable | data not applicable | data not applicable | data not applicable | data not applicable | data not available | data not available | data not available | data not available | data not available | data not available | 45750
2200042473472 | [5 empty] | 2200042473463 | Roskrow solar limited | Roskrow, penryn, cornwall | Export | Roskrow | Penryn | Cornwall | TR10 9AT | United Kingdom | 176700 | 34900 | Indian Queens Sgp | Rame Bsp | data not available | 33 | National Grid Electricity Distribution (South West) Plc | Solar | Photovoltaic | No | data not available | data not available | 5.7184 | data not applicable | data not applicable | data not applicable | data not available | data not available | data not applicable | data not applicable | data not applicable | data not applicable | data not available | data not available | data not applicable | data not available | Connected | 5.7184 | 8.4246 | 8.868 | 0.057 | 0.06 | 42090 | data not applicable | data not applicable | data not applicable | data not applicable | data not applicable | data not applicable | data not applicable | data not available | data not available | data not available | data not available | data not available | data not available | 45750
2200042474981 | [5 empty] | 2200042474972 | Hillsmoor farm solar farm ltd | Hillsmoor solar farm, hatherleigh | Hills Moortown | Holsworthy Road, Hatherleigh | Okehampton | Devon | EX20 3LE | United Kingdom | 253169 | 103609 | Alverdiscott Sgp | Pyworthy Bsp | Hatherleigh | 11 | National Grid Electricity Distribution (South West) Plc | Solar | Photovoltaic | No | data not available | data not available | 1 | data not applicable | data not applicable | data not applicable | data not available | data not available | data not applicable | data not applicable | data not applicable | data not applicable | data not available | data not available | data not applicable | data not available | Connected | 1 | 0.95 | 1 | 0.0475 | 0.05 | 42093 | data not applicable | data not applicable | data not applicable | data not applicable | data not applicable | data not applicable | data not applicable | data not available | data not available | data not available | data not available | data not available | data not available | 45750
2200042475178 | [5 empty] | 2200042475169 | New banwell solar limited | Towerhead farm, banwell, | Towerbrook Farm | Towerhead | Banwell | North Somerset | BS29 6PQ | United Kingdom | 340751 | 159458 | Sandford 132Kv Sgp | Churchill Bsp 132Kv | data not available | 33 | National Grid Electricity Distribution (South West) Plc | Solar | Photovoltaic | No | data not available | data not available | 6.5 | data not applicable | data not applicable | data not applicable | data not available | data not available | data not applicable | data not applicable | data not applicable | data not applicable | data not available | data not available | data not applicable | data not available | Connected | 6.5 | 6.175 | 6.5 | 0.0475 | 0.05 | 42079 | data not applicable | data not applicable | data not applicable | data not applicable | data not applicable | data not applicable | data not applicable | data not available | data not available | data not available | data not available | data not available | data not available | 45750
2200042475201 | [5 empty] | 2200042475196 | Bowerhouse solar limited | Hewish rookery farm | Rookery Farm | Nye, Hewish | Weston-super-mare | North Somerset | BS24 6TL | United Kingdom | 341031 | 161493 | Sandford 132Kv Sgp | Churchill Bsp 132Kv | data not available | 33 | National Grid Electricity Distribution (South West) Plc | Solar | Photovoltaic | No | data not available | data not available | 6.749 | data not applicable | data not applicable | data not applicable | data not available | data not available | data not applicable | data not applicable | data not applicable | data not applicable | data not available | data not available | data not applicable | data not available | Connected | 6.749 | 6.4116 | 6.749 | 0.0475 | 0.05 | 42090 | data not applicable | data not applicable | data not applicable | data not applicable | data not applicable | data not applicable | data not applicable | data not available | data not available | data not available | data not available | data not available | data not available | 45750
2200042475424 | [5 empty] | 2200042475415 | Lightsource spv 97 limited | Bystock farm, exmouth | Bystock Farm | Higher Marley Road | Exmouth | Devon | EX8 5QG | United Kingdom | 301895 | 83653 | Exeter Main Sgp | Exmouth Bsp | data not available | 33 | National Grid Electricity Distribution (South West) Plc | Solar | Photovoltaic | No | data not available | data not available | 3.52 | data not applicable | data not applicable | data not applicable | data not available | data not available | data not applicable | data not applicable | data not applicable | data not applicable | data not available | data not available | data not applicable | data not available | Connected | 3.52 | 3.344 | 3.52 | 0.3325 | 0.35 | 42086 | data not applicable | data not applicable | data not applicable | data not applicable | data not applicable | data not applicable | data not applicable | data not available | data not available | data not available | data not available | data not available | data not available | 45750
2200042475735 | [5 empty] | 2200042475726 | Aee renewables uk 16 limited | Nethermill solar farm, willand | Nether Mill Farm | Halberton Road, Willand | Cullompton | Devon | EX15 2QQ | United Kingdom | 301249 | 112110 | Exeter Main Sgp | Tiverton Bsp | Tiverton Junction | 11 | National Grid Electricity Distribution (South West) Plc | Solar | Photovoltaic | No | data not available | data not available | 4 | data not applicable | data not applicable | data not applicable | data not available | data not available | data not applicable | data not applicable | data not applicable | data not applicable | data not available | data not available | data not applicable | data not available | Connected | 4 | 3.8 | 4 | 0.0475 | 0.05 | 42083 | data not applicable | data not applicable | data not applicable | data not applicable | data not applicable | data not applicable | data not applicable | data not available | data not available | data not available | data not available | data not available | data not available | 45750
2200042475832 | [5 empty] | 2200042475823 | Sune burthy farm solar limited | Burthy farm, summercourt, newquay | Burthy Farm | Summercourt | Newquay | Cornwall | TR8 5BN | United Kingdom | 191055 | 55501 | Indian Queens Sgp | Fraddon Bsp | data not available | 33 | National Grid Electricity Distribution (South West) Plc | Solar | Photovoltaic | No | data not available | data not available | 10.03 | data not applicable | data not applicable | data not applicable | data not available | data not available | data not applicable | data not applicable | data not applicable | data not applicable | data not available | data not available | data not applicable | data not available | Connected | 10.03 | 9.5 | 10 | 0.0285 | 0.03 | 42083 | data not applicable | data not applicable | data not applicable | data not applicable | data not applicable | data not applicable | data not applicable | data not available | data not available | data not available | data not available | data not available | data not available | 45750
2200042477110 | [5 empty] | 2200042477101 | Margate pv limited | Margate pv | Higher Margate | Cooksland Road | Bodmin | Cornwall | PL31 1HF | United Kingdom | 208723 | 66791 | Indian Queens Sgp | St Tudy Bsp | Callywith | 11 | National Grid Electricity Distribution (South West) Plc | Solar | Photovoltaic | No | data not available | data not available | 3 | data not applicable | data not applicable | data not applicable | data not available | data not available | data not applicable | data not applicable | data not applicable | data not applicable | data not available | data not available | data not applicable | data not available | Connected | 3 | 2.85 | 3 | 0.04275 | 0.045 | 42278 | data not applicable | data not applicable | data not applicable | data not applicable | data not applicable | data not applicable | data not applicable | data not available | data not available | data not available | data not available | data not available | data not available | 45750
2200042479395 | [5 empty] | 2200042479386 | Trethosa solar limited | Trethosa solar farm | Trethosa Farm | Trethosa, St Stephen | St austell | Cornwall | PL26 7QH | United Kingdom | 194174 | 54487 | Indian Queens Sgp | Fraddon Bsp | Drinnick | 11 | National Grid Electricity Distribution (South West) Plc | Solar | Photovoltaic | No | data not available | data not available | 3.588 | data not applicable | data not applicable | data not applicable | data not available | data not available | data not applicable | data not applicable | data not applicable | data not applicable | data not available | data not available | data not applicable | data not available | Connected | 3.588 | 3.4086 | 3.588 | 0.04275 | 0.045 | 42276 | data not applicable | data not applicable | data not applicable | data not applicable | data not applicable | data not applicable | data not applicable | data not available | data not available | data not available | data not available | data not available | data not available | 45750
2200042480656 | [5 empty] | 2200042480610 | Wilton solar farm limited | Wilton solar farm, trerulefoot, saltash | Wilton Farm | Trerulefoot | Saltash | Cornwall | PL12 5BX | United Kingdom | 231503 | 58825 | Landulph Sgp | St Germans Bsp | data not available | 33 | National Grid Electricity Distribution (South West) Plc | Solar | Photovoltaic | No | data not available | data not available | 7.48 | data not applicable | data not applicable | data not applicable | data not available | data not available | data not applicable | data not applicable | data not applicable | data not applicable | data not available | data not available | data not applicable | data not available | Connected | 7.48 | 7.106 | 7.48 | 0.076 | 0.08 | 42147 | data not applicable | data not applicable | data not applicable | data not applicable | data not applicable | data not applicable | data not applicable | data not available | data not available | data not available | data not available | data not available | data not available | 45750
2200042481924 | [5 empty] | 2200042481915 | Pv growth ltd | Taunton racecourse pv site | Export | Taunton Racecourse Pv, Orchard Portman | Taunton | Somerset | TA3 7BL | United Kingdom | 323792 | 121874 | Taunton Sgp | Taunton Main Bsp | Trull | 11 | National Grid Electricity Distribution (South West) Plc | Solar | Photovoltaic | No | data not available | data not available | 1.485 | data not applicable | data not applicable | data not applicable | data not available | data not available | data not applicable | data not applicable | data not applicable | data not applicable | data not available | data not available | data not applicable | data not available | Connected | 1.485 | 1.425 | 1.5 | 0.0475 | 0.05 | 42075 | data not applicable | data not applicable | data not applicable | data not applicable | data not applicable | data not applicable | data not applicable | data not available | data not available | data not available | data not available | data not available | data not available | 45750
2200042484855 | [5 empty] | 2200042484846 | Fim solar generation i llp | Higher bye farm, watchet | Higher Bye Farm | data not available | Watchet | Somerset | TA23 0JT | United Kingdom | 305173 | 142009 | Taunton Sgp | Bowhays Cross Bsp | data not available | 33 | National Grid Electricity Distribution (South West) Plc | Solar | Photovoltaic | No | data not available | data not available | 5.82 | data not applicable | data not applicable | data not applicable | data not available | data not available | data not applicable | data not applicable | data not applicable | data not applicable | data not available | data not available | data not applicable | data not available | Connected | 5.82 | 5.529 | 5.82 | 0.0475 | 0.05 | 42081 | data not applicable | data not applicable | data not applicable | data not applicable | data not applicable | data not applicable | data not applicable | data not available | data not available | data not available | data not available | data not available | data not available | 45750
2200042484882 | [5 empty] | 2200042484873 | Coombe solar limited | Woodmanton solar farm, coombe farm, exe view road, exmouth | Coombe Farm | Exe View Road, Lympstone | Exmouth | Devon | EX8 5AZ | United Kingdom | 300875 | 85091 | Exeter Main Sgp | Exmouth Bsp | data not available | 33 | National Grid Electricity Distribution (South West) Plc | Solar | Photovoltaic | No | data not available | data not available | 5.95 | data not applicable | data not applicable | data not applicable | data not available | data not available | data not applicable | data not applicable | data not applicable | data not applicable | data not available | data not available | data not applicable | data not available | Connected | 5.95 | 5.6525 | 5.95 | 0.0475 | 0.05 | 42086 | data not applicable | data not applicable | data not applicable | data not applicable | data not applicable | data not applicable | data not applicable | data not available | data not available | data not available | data not available | data not available | data not available | 45750
1170000406880 | [5 empty] | 1100039253759 | Infinis ltd | Bletchley landfill site | Shanks & Mcewan Nlongville;942990, Bletchley Landfill Site | Newton Road, Bletchley | Milton keynes | Buckinghamshire | MK3 5JU | United Kingdom | 485117 | 231992 | East Claydon 132Kv S Stn | Bletchley 33Kv S Stn | Newton Road 33 11Kv S Stn | 11 | National Grid Electricity Distribution (East Midlands) Plc | Biofuel - Landfill gas | Gas turbine (OCGT) | No | data not available | data not available | 2.113 | data not applicable | data not applicable | data not applicable | data not available | data not available | data not applicable | data not applicable | data not applicable | data not applicable | data not available | data not available | data not applicable | data not available | Connected | 2.113 | 2.0235 | 2.13 | 0.285 | 0.3 | 41948 | data not applicable | data not applicable | data not applicable | data not applicable | data not applicable | data not applicable | data not applicable | data not available | data not available | data not available | data not available | data not available | data not available | 45750
2200042486036 | [5 empty] | 2200042486027 | Grove farm solar farm limited | Tolland grove farm solar farm | Grove Farm | Tolland | Taunton | Somerset | TA4 3RN | United Kingdom | 311765 | 131455 | Taunton Sgp | Taunton Main Bsp | Lydeard St Lawrence Primary | 11 | National Grid Electricity Distribution (South West) Plc | Solar | Photovoltaic | No | data not available | data not available | 3.232 | data not applicable | data not applicable | data not applicable | data not available | data not available | data not applicable | data not applicable | data not applicable | data not applicable | data not available | data not available | data not applicable | data not available | Connected | 3.232 | 3.0685 | 3.23 | 0.0475 | 0.05 | 42088 | data not applicable | data not applicable | data not applicable | data not applicable | data not applicable | data not applicable | data not applicable | data not available | data not available | data not available | data not available | data not available | data not available | 45750
2200042495670, 2200042540678, 2200042540710, 2200042598144, 2200042733869 | [5 empty] | 2200042420870, 2200042495680, 2200042540687, 2200042540696, 2200042598135, 2200042733850 | Lightsource spv 110 limited | Northmoor, whitstone, nr holsworthy, | Northmoor | Whitstone | Holsworthy | Devon | EX22 6TD | United Kingdom | 227177 | 97478 | Alverdiscott Sgp | data not available | data not available | 132 | National Grid Electricity Distribution (South West) Plc | Solar | Photovoltaic | No | data not available | data not available | 12.77 | Wind | Onshore wind turbines | No | data not available | data not available | 1 | data not applicable | data not applicable | data not applicable | data not available | data not available | data not applicable | data not available | Connected | 13.77 | 13.3513 | 14.054 | 0.19 | 0.2 | 42705 | data not applicable | data not applicable | data not applicable | data not applicable | data not applicable | data not applicable | data not applicable | data not available | data not available | data not available | data not available | data not available | data not available | 45750
2200042503471 | [5 empty] | 2200032013407 | Amcor flexibles uk limited | Bristol amcor flexibles winterbourne | Amcor Flexibles | Winterbourne Road, Bradley Stoke | Bristol | data not available | BS34 6PT | United Kingdom | 363562 | 180524 | Iron Acton Sgp | Lockleaze Bsp 132Kv | Winterbourne | 11 | National Grid Electricity Distribution (South West) Plc | Solar | Photovoltaic | No | data not available | data not available | 1.57 | data not applicable | data not applicable | data not applicable | data not available | data not available | data not applicable | data not applicable | data not applicable | data not applicable | data not available | data not available | data not applicable | data not available | Connected | 1.57 | 0.095 | 0.1 | 3.42 | 3.6 | 42346 | data not applicable | data not applicable | data not applicable | data not applicable | data not applicable | data not applicable | data not applicable | data not available | data not available | data not available | data not available | data not available | data not available | 45750
2200042511659 | [5 empty] | 2200042511630 | Second generation yardwall limited | Mark yardwall manor farm solar park | Yardwall Manor Farm | Yardwall Road, Mark | Highbridge | Somerset | TA9 4QE | United Kingdom | 336332 | 146921 | Bridgwater Sgp | Bridgwater Grid Bsp | Watchfield | 11 | National Grid Electricity Distribution (South West) Plc | Solar | Photovoltaic | No | data not available | data not available | 2.8 | data not applicable | data not applicable | data not applicable | data not available | data not available | data not applicable | data not applicable | data not applicable | data not applicable | data not available | data not available | data not applicable | data not available | Connected | 2.8 | 2.375 | 2.5 | 0.04275 | 0.045 | 42152 | data not applicable | data not applicable | data not applicable | data not applicable | data not applicable | data not applicable | data not applicable | data not available | data not available | data not available | data not available | data not available | data not available | 45750
2100040485940 | [5 empty] | 2100040485950 | Infinis ltd | Pwllfawatkin landfill site | Pwllfawatkin Landfill Site | Rhy Dy Fro, Pontardawe | Swansea | West Glamorgan | SA8 4XR | United Kingdom | 269970 | 208565 | Swansea North Grid | Ystradgynlais Grid | data not available | data not available | National Grid Electricity Distribution (South Wales) Plc | data not available | data not available | No | data not available | data not available | 5.152 | data not applicable | data not applicable | data not applicable | data not available | data not available | data not applicable | data not applicable | data not applicable | data not applicable | data not available | data not available | data not applicable | data not available | Connected | 5.152 | 4.18 | 4.4 | 0.19 | 0.2 | 38596 | data not applicable | data not applicable | data not applicable | data not applicable | data not applicable | data not applicable | data not applicable | data not available | data not available | data not available | data not available | data not available | data not available | 45750
2200042527064 | [5 empty] | 2200042527082 | Sunsave 19 (wambrook) limited | Wambrook solar farm | Wambrook Farm | Wambrook | Chard | Somerset | TA20 3DF | United Kingdom | 329226 | 108509 | Axminster Sgp | Woodcote Bsp | Chard | 11 | National Grid Electricity Distribution (South West) Plc | Solar | Photovoltaic | No | data not available | data not available | 4.08 | data not applicable | data not applicable | data not applicable | data not available | data not available | data not applicable | data not applicable | data not applicable | data not applicable | data not available | data not available | data not applicable | data not available | Connected | 4.08 | 3.876 | 4.08 | 0.0285 | 0.03 | 42156 | data not applicable | data not applicable | data not applicable | data not applicable | data not applicable | data not applicable | data not applicable | data not available | data not available | data not available | data not available | data not available | data not available | 45750
2200042533420 | [5 empty] | 2200042533411 | Denzell downs limited | Denzell downs wind farm near st columb | Denzell Downs Wind Farm | St Mawgan | Newquay | Cornwall | TR8 4RJ | United Kingdom | 189740 | 67188 | Indian Queens Sgp | Fraddon Bsp | St Columb Major | 33 | National Grid Electricity Distribution (South West) Plc | Wind | Onshore wind turbines | No | data not available | data not available | 10 | data not applicable | data not applicable | data not applicable | data not available | data not available | data not applicable | data not applicable | data not applicable | data not applicable | data not available | data not available | data not applicable | data not available | Connected | 10 | 9.9997 | 10.526 | 0.1425 | 0.15 | 42248 | data not applicable | data not applicable | data not applicable | data not applicable | data not applicable | data not applicable | data not applicable | data not available | data not available | data not available | data not available | data not available | data not available | 45750
2200042534080 | [5 empty] | 2200042534070 | Cornwall energy recovery limited | Cornwall energy recovery centre, rostowrack farm, st dennis, cornwall, | Export | St Dennis | St austell | Cornwall | PL26 8DY | United Kingdom | 194518 | 57082 | Indian Queens Sgp | data not available | data not available | 132 | National Grid Electricity Distribution (South West) Plc | Waste | Steam turbine (thermal power plant) | No | data not available | data not available | 26.735 | data not applicable | data not applicable | No | data not available | data not available | 1.6 | data not applicable | data not applicable | data not applicable | data not available | data not available | data not applicable | data not available | Connected | 28.335 | 24.0996 | 25.368 | 5.51 | 5.8 | 42461 | data not applicable | data not applicable | data not applicable | data not applicable | data not applicable | data not applicable | data not applicable | data not available | data not available | data not available | data not available | data not available | data not available | 45750
1023490095739 | [6 empty] | INFINIS LTD | GREENWAY WASTE MANAGEMENT - HANSON AVELEY LANDFILL SITE |  |  | SOUTH OCKENDON | Essex | RM15 4HL | England | 555060 | 180740 | Warley | Purfleet Grid 33kV | Rainham Primary 11kV | 11 | Eastern Power Networks (EPN) | Biofuel - Landfill gas | Engine (combustion / reciprocating) |  |  |  | 6 | [12 empty] | No | Connected | 6 | 6 | 6.316 |  |  | 1999-08-23 | [13 empty] | 2024-11-14 | -0.20252 | 51.8813 | 51.881295740926, -0.202515871649482 | EPN-S0000000H7147 | Fossil fuel
2200042537470 | [5 empty] | 2200042537461 | Clean earth ground mount pv ltd | Narrow lane solar | Lrd Southwest Ltd | Narrow Lane, Penhale | Summercourt | Cornwall | TR8 5EE | United Kingdom | 189872 | 57172 | Indian Queens Sgp | Fraddon Bsp | Fraddon | 11 | National Grid Electricity Distribution (South West) Plc | Solar | Photovoltaic | No | data not available | data not available | 1.6 | data not applicable | data not applicable | data not applicable | data not available | data not available | data not applicable | data not applicable | data not applicable | data not applicable | data not available | data not available | data not applicable | data not available | Connected | 1.6 | 1.425 | 1.5 | 0.04275 | 0.045 | 42262 | data not applicable | data not applicable | data not applicable | data not applicable | data not applicable | data not applicable | data not applicable | data not available | data not available | data not available | data not available | data not available | data not available | 45750
2200042538749 | [5 empty] | 2200042538720 | West london energy recovery limited | Severnside energy recovery centre | Severnside Energy Recovery Centre | Severn Road, Avonmouth | Hallen | North Somerset | BS10 7SP | United Kingdom | 353736 | 182699 | Seabank Sgp | data not available | data not available | 132 | National Grid Electricity Distribution (South West) Plc | Waste | Steam turbine (thermal power plant) | No | data not available | data not available | 48.019 | data not applicable | data not applicable | No | data not available | data not available | 2 | data not applicable | data not applicable | data not applicable | data not available | data not available | data not applicable | data not available | Connected | 50.019 | 38 | 40 | 3.705 | 3.9 | 42430 | data not applicable | data not applicable | data not applicable | data not applicable | data not applicable | data not applicable | data not applicable | data not available | data not available | data not available | data not available | data not available | data not available | 45750
2200042543001 | [5 empty] | 2200042542995 | Mendennick solar limited | Torpoint mendennick | Mendennick Farm | Mendennick | Torpoint | Cornwall | PL11 3AX | United Kingdom | 240830 | 53053 | Landulph Sgp | St Germans Bsp | Torpoint Antony | 11 | National Grid Electricity Distribution (South West) Plc | Solar | Photovoltaic | No | data not available | data not available | 2 | data not applicable | data not applicable | data not applicable | data not available | data not available | data not applicable | data not applicable | data not applicable | data not applicable | data not available | data not available | data not applicable | data not available | Connected | 2 | 2.204 | 2.32 | 0.04275 | 0.045 | 42294 | data not applicable | data not applicable | data not applicable | data not applicable | data not applicable | data not applicable | data not applicable | data not available | data not available | data not available | data not available | data not available | data not available | 45750
2200042552646 | [5 empty] | 2200042552600 | Batsworthy cross wind farm limited | Batsworthy cross, knowstone, south molton | Batsworthy Cross Wind Farm | Knowstone | South molton | North Devon | EX36 4RZ | United Kingdom | 281373 | 121467 | Alverdiscott Sgp | Barnstaple Bsp | data not available | 33 | National Grid Electricity Distribution (South West) Plc | Wind | Onshore wind turbines | No | data not available | data not available | 18.45 | data not applicable | data not applicable | data not applicable | data not available | data not available | data not applicable | data not applicable | data not applicable | data not applicable | data not available | data not available | data not applicable | data not available | Connected | 18.45 | 18.2998 | 19.263 | 0.285 | 0.3 | 42419 | data not applicable | data not applicable | data not applicable | data not applicable | data not applicable | data not applicable | data not applicable | data not available | data not available | data not available | data not available | data not available | data not available | 45750
1023545864976 | [6 empty] | INFINIS LTD | AVELEY LANDFILL SITE - PHS 2 |  |  | SOUTH OCKENDON | Essex | RM15 4HL | England | 555060 | 180740 | Warley | Purfleet Grid 33kV | Purfleet Primary 11kV T3 & T4 | 11 | Eastern Power Networks (EPN) | Biofuel - Landfill gas | Engine (combustion / reciprocating) |  |  |  | 2.1 | [12 empty] | No | Connected | 2.1 | 2.1 | 2.211 |  |  | 2006-07-26 | [13 empty] | 2024-11-14 | -0.17551 | 52.5595 | 52.5594677203567, -0.175511201428117 | EPN-S0000000H6005 | Wind
2200042563230, 2200042710611 | [5 empty] | 2200042563211, 2200042710602 | Sigma solar limited | Crewkerne solar farm crewkerne | Crewkerne Farm, Lower Severalls Farm | Lower Severalls Farm | Crewkerne | Somerset | TA18 7NX | United Kingdom | 346033 | 110937 | Axminster Sgp | Woodcote Bsp | data not available | 33 | National Grid Electricity Distribution (South West) Plc | Solar | Photovoltaic | No | data not available | data not available | 4.08 | data not applicable | data not applicable | data not applicable | data not available | data not available | data not applicable | data not applicable | data not applicable | data not applicable | data not available | data not available | data not applicable | data not available | Connected | 4.08 | 15.8194 | 16.652 | 0.095 | 0.1 | 42346 | data not applicable | data not applicable | data not applicable | data not applicable | data not applicable | data not applicable | data not applicable | data not available | data not available | data not available | data not available | data not available | data not available | 45750
2200042569161 | [5 empty] | 2200042569134 | Capital stage tonedale llp | Wellington tonedale farm | Tonedale Farm | Linden Hill | Wellington | Somerset | TA21 0DW | United Kingdom | 312258 | 120808 | Taunton Sgp | Taunton Main Bsp | Wellington Primary | 33 | National Grid Electricity Distribution (South West) Plc | Solar | Photovoltaic | No | data not available | data not available | 4 | data not applicable | data not applicable | data not applicable | data not available | data not available | data not applicable | data not applicable | data not applicable | data not applicable | data not available | data not available | data not applicable | data not available | Connected | 4 | 4.3624 | 4.592 | 0.475 | 0.5 | 42341 | data not applicable | data not applicable | data not applicable | data not applicable | data not applicable | data not applicable | data not applicable | data not available | data not available | data not available | data not available | data not available | data not available | 45750
2200042574231 | [5 empty] | 2200042574222 | Chelwood solar limited | Chelwood 33kv solar farm | Church Farm | Chelwood | Bristol | East Somerset | BS39 4NW | United Kingdom | 363591 | 161850 | Seabank Sgp | Radstock Bsp 132Kv | High Littleton | 33 | National Grid Electricity Distribution (South West) Plc | Solar | Photovoltaic | No | data not available | data not available | 3.872 | data not applicable | data not applicable | data not applicable | data not available | data not available | data not applicable | data not applicable | data not applicable | data not applicable | data not available | data not available | data not applicable | data not available | Connected | 3.872 | 3.6784 | 3.872 | 0.04275 | 0.045 | 42348 | data not applicable | data not applicable | data not applicable | data not applicable | data not applicable | data not applicable | data not applicable | data not available | data not available | data not available | data not available | data not available | data not available | 45750
2200042582455 | [5 empty] | 2200042582446 | Lightsource spv 135 limited | Wellington red hill farm | Red Hill Farm | White Ball | Wellington | Somerset | TA21 0LX | United Kingdom | 308856 | 118017 | Taunton Sgp | Taunton Main Bsp | Wellington Primary | 33 | National Grid Electricity Distribution (South West) Plc | Solar | Photovoltaic | No | data not available | data not available | 4.77 | data not applicable | data not applicable | data not applicable | data not available | data not available | data not applicable | data not applicable | data not applicable | data not applicable | data not available | data not available | data not applicable | data not available | Connected | 4.77 | 3.7496 | 3.947 | 0.0475 | 0.05 | 42347 | data not applicable | data not applicable | data not applicable | data not applicable | data not applicable | data not applicable | data not applicable | data not available | data not available | data not available | data not available | data not available | data not available | 45750
2200042591636, 2200042678720 | [5 empty] | 2200042591627, 2200042678710 | Csi wick road solar pv limited | Wick road solar farm | Solar Farm | Bristol Road, Hewish | Weston-super-mare | North Somerset | BS24 6RD | United Kingdom | 339099 | 163235 | Sandford 132Kv Sgp | Churchill Bsp 132Kv | Westwick | 11 | National Grid Electricity Distribution (South West) Plc | Solar | Photovoltaic | No | data not available | data not available | 7.4 | data not applicable | data not applicable | data not applicable | data not available | data not available | data not applicable | data not applicable | data not applicable | data not applicable | data not available | data not available | data not applicable | data not available | Connected | 7.4 | 14.06 | 14.8 | 0.19 | 0.2 | 42355 | data not applicable | data not applicable | data not applicable | data not applicable | data not applicable | data not applicable | data not applicable | data not available | data not available | data not available | data not available | data not available | data not available | 45750
2200042591803 | [5 empty] | 2200042591798 | Renewables (sw) limited | Glastonbury copley wood pv site | Higher Hill Farm | Butleigh Hill, Butleigh | Glastonbury | Somerset | BA6 8TW | United Kingdom | 351750 | 132112 | Bridgwater Sgp | Street Bsp | Millfield | 11 | National Grid Electricity Distribution (South West) Plc | Solar | Photovoltaic | No | data not available | data not available | 1.14 | data not applicable | data not applicable | data not applicable | data not available | data not available | data not applicable | data not applicable | data not applicable | data not applicable | data not available | data not available | data not applicable | data not available | Connected | 1.14 | 0.94905 | 0.999 | 0.3325 | 0.35 | 42349 | data not applicable | data not applicable | data not applicable | data not applicable | data not applicable | data not applicable | data not applicable | data not available | data not available | data not available | data not available | data not available | data not available | 45750
2200042592435 | [5 empty] | 2200042592444 | Estrans developments (severn beach) limited | Western approach solar park | Export | Western Approach, Severn Road, Avonmouth | Bristol | North Somerset | BS35 4NL | United Kingdom | 354570 | 184545 | Iron Acton Sgp | Seabank Bsp | Western Approach | 11 | National Grid Electricity Distribution (South West) Plc | Solar | Photovoltaic | No | data not available | data not available | 3.5 | data not applicable | data not applicable | data not applicable | data not available | data not available | data not applicable | data not applicable | data not applicable | data not applicable | data not available | data not available | data not applicable | data not available | Connected | 3.5 | 3.325 | 3.5 | 0.0285 | 0.03 | 42430 | data not applicable | data not applicable | data not applicable | data not applicable | data not applicable | data not applicable | data not applicable | data not available | data not available | data not available | data not available | data not available | data not available | 45750
2200042592922 | [5 empty] | 2200042592913 | West carclaze spv limited | West carclaze mica dam, west carclaze | Export | Mica Dam, West Carclaze | St austell | Cornwall | PL25 5RY | United Kingdom | 201703 | 55436 | Indian Queens Sgp | St Austell Bsp | data not available | 33 | National Grid Electricity Distribution (South West) Plc | Solar | Photovoltaic | No | data not available | data not available | 6.88 | data not applicable | data not applicable | data not applicable | data not available | data not available | data not applicable | data not applicable | data not applicable | data not applicable | data not available | data not available | data not applicable | data not available | Connected | 6.88 | 6.669 | 7.02 | 0.0285 | 0.03 | 43412 | data not applicable | data not applicable | data not applicable | data not applicable | data not applicable | data not applicable | data not applicable | data not available | data not available | data not available | data not available | data not available | data not available | 45750
2200042594869 | [5 empty] | 2200042594691 | Bristol city council | Bristol severn road solar park, avonmouth | Export | Severn Road, Avonmouth | Bristol | North Somerset | BS11 0YL | United Kingdom | 353294 | 181801 | Seabank Sgp | Avonmouth Bsp | Avonmouth | 11 | National Grid Electricity Distribution (South West) Plc | Solar | Photovoltaic | No | data not available | data not available | 1.44 | data not applicable | data not applicable | data not applicable | data not available | data not available | data not applicable | data not applicable | data not applicable | data not applicable | data not available | data not available | data not applicable | data not available | Connected | 1.44 | 1.368 | 1.44 | 0.019 | 0.02 | 42359 | data not applicable | data not applicable | data not applicable | data not applicable | data not applicable | data not applicable | data not applicable | data not available | data not available | data not available | data not available | data not available | data not available | 45750
2200042595320 | [5 empty] | 2200042595310 | Amp gm011 limited | Kellygreen solar park | Kellygreen Farm | St Kew Highway | Bodmin | Cornwall | PL30 3DT | United Kingdom | 204593 | 75822 | Indian Queens Sgp | St Tudy Bsp | St Tudy | 11 | National Grid Electricity Distribution (South West) Plc | Solar | Photovoltaic | No | data not available | data not available | 4.08 | data not applicable | data not applicable | data not applicable | data not available | data not available | data not applicable | data not applicable | data not applicable | data not applicable | data not available | data not available | data not applicable | data not available | Connected | 4.08 | 3.6176 | 3.808 | 0.0665 | 0.07 | 42444 | data not applicable | data not applicable | data not applicable | data not applicable | data not applicable | data not applicable | data not applicable | data not available | data not available | data not available | data not available | data not available | data not available | 45750
2200042598650 | [5 empty] | 2200042598678 | Exeter city council | Exeter - livestock market matford park rd - hv connection | Matford Livestock Centre | Matford Park Road, Matford Business Park | Exeter | Devon | EX2 8FD | United Kingdom | 292564 | 89707 | Exeter Main Sgp | Exeter City Bsp | Marsh Barton | 11 | National Grid Electricity Distribution (South West) Plc | Solar | Photovoltaic | No | data not available | data not available | 1.5 | data not applicable | data not applicable | data not applicable | data not available | data not available | data not applicable | data not applicable | data not applicable | data not applicable | data not available | data not available | data not applicable | data not available | Connected | 1.5 | 1.425 | 1.5 | 0.285 | 0.3 | 42356 | data not applicable | data not applicable | data not applicable | data not applicable | data not applicable | data not applicable | data not applicable | data not available | data not available | data not available | data not available | data not available | data not available | 45750
2200042599608 | [5 empty] | 2200042599592 | Rs collacott limited | Collacott solar newton tracey | Collacott Farm | Newton Tracey | Barnstaple | Devon | EX31 3QF | United Kingdom | 251083 | 130333 | Alverdiscott Sgp | East Yelland Bsp | Fremington | 11 | National Grid Electricity Distribution (South West) Plc | Solar | Photovoltaic | No | data not available | data not available | 4.2 | data not applicable | data not applicable | data not applicable | data not available | data not available | data not applicable | data not applicable | data not applicable | data not applicable | data not available | data not available | data not applicable | data not available | Connected | 4.2 | 3.99 | 4.2 | 0.0475 | 0.05 | 42445 | data not applicable | data not applicable | data not applicable | data not applicable | data not applicable | data not applicable | data not applicable | data not available | data not available | data not available | data not available | data not available | data not available | 45750
2200042601355 | [5 empty] | 2200042601346 | Parklands solar limited | Bristol oakham solar park, oakham farm, over lane, almondsbury, | Oakham Farm | Over Lane, Almondsbury | Bristol | North Somerset | BS32 4BS | United Kingdom | 359972 | 183315 | Iron Acton Sgp | Bradley Stoke Bsp | data not available | 33 | National Grid Electricity Distribution (South West) Plc | Solar | Photovoltaic | No | data not available | data not available | 3.8775 | data not applicable | data not applicable | data not applicable | data not available | data not available | data not applicable | data not applicable | data not applicable | data not applicable | data not available | data not available | data not applicable | data not available | Connected | 3.8775 | 3.6841 | 3.878 | 0.0475 | 0.05 | 42417 | data not applicable | data not applicable | data not applicable | data not applicable | data not applicable | data not applicable | data not applicable | data not available | data not available | data not available | data not available | data not available | data not available | 45750
2200042602298 | [5 empty] | 2200042602289 | Den brook energy limited | Den brook wind farm, crook burnell farm, north tawton | Den Brook Wind Farm | Road Past Crooke Burnell, Okehampton | North tawton | Devon | EX20 2BJ | United Kingdom | 268964 | 100205 | Alverdiscott Sgp | North Tawton Bsp | data not available | 33 | National Grid Electricity Distribution (South West) Plc | Wind | Onshore wind turbines | No | data not available | data not available | 18 | data not applicable | data not applicable | data not applicable | data not available | data not available | data not applicable | data not applicable | data not applicable | data not applicable | data not available | data not available | data not applicable | data not available | Connected | 18 | 17.955 | 18.9 | 0.17575 | 0.185 | 42607 | data not applicable | data not applicable | data not applicable | data not applicable | data not applicable | data not applicable | data not applicable | data not available | data not available | data not available | data not available | data not available | data not available | 45750
2200042603246 | [5 empty] | 2200042603237 | Carnemough solar project limited | Carnemough farm, little hewas, grampound road, truro | Carnemough Farm | Grampound Road | Truro | Cornwall | TR2 4EL | United Kingdom | 192004 | 51969 | Indian Queens Sgp | Fraddon Bsp | data not available | 33 | National Grid Electricity Distribution (South West) Plc | Solar | Photovoltaic | No | data not available | data not available | 10.098 | data not applicable | data not applicable | data not applicable | data not available | data not available | data not applicable | data not applicable | data not applicable | data not applicable | data not available | data not available | data not applicable | data not available | Connected | 10.098 | 9.5 | 10 | 0.057 | 0.06 | 42452 | data not applicable | data not applicable | data not applicable | data not applicable | data not applicable | data not applicable | data not applicable | data not available | data not available | data not available | data not available | data not available | data not available | 45750
2200042606770 | [5 empty] | 2200042606761 | Spf brent broad farm limited | Wick lane solar farm burnham on sea | Export | Wick Lane, Brent Knoll | Highbridge | Somerset | TA9 4BU | United Kingdom | 332861 | 152609 | Bridgwater Sgp | Bridgwater Grid Bsp | Burnham | 11 | National Grid Electricity Distribution (South West) Plc | Solar | Photovoltaic | No | data not available | data not available | 2.916 | data not applicable | data not applicable | data not applicable | data not available | data not available | data not applicable | data not applicable | data not applicable | data not applicable | data not available | data not available | data not applicable | data not available | Connected | 2.916 | 2.85 | 3 | 0.04275 | 0.045 | 42821 | data not applicable | data not applicable | data not applicable | data not applicable | data not applicable | data not applicable | data not applicable | data not available | data not available | data not available | data not available | data not available | data not available | 45750
2200042614131 | [5 empty] | 2200042614122 | Ashwater solar limited | West venn farm, ashwater solar park | Export | West Venn Farm, Ashwater | Holsworthy | Devon | EX21 5DG | United Kingdom | 205756 | 68191 | Alverdiscott Sgp | Pyworthy Bsp | data not available | 33 | National Grid Electricity Distribution (South West) Plc | Solar | Photovoltaic | No | data not available | data not available | 4.16 | Wind | Onshore wind turbines | No | data not available | data not available | 0.8 | data not applicable | data not applicable | data not applicable | data not available | data not available | data not applicable | data not available | Connected | 4.96 | 4.427 | 4.66 | 0.057 | 0.06 | 42800 | data not applicable | data not applicable | data not applicable | data not applicable | data not applicable | data not applicable | data not applicable | data not available | data not available | data not available | data not available | data not available | data not available | 45750
2200042619539 | [5 empty] | 2200042619520 | Ernesettle community solar limited | Ernesettle | Ernesettle Lane | Ernesettle | Plymouth | Devon | PL5 2EY | United Kingdom | 244502 | 59891 | Landulph Sgp | Ernesettle Bsp | Ernesettle B & S | 11 | National Grid Electricity Distribution (South West) Plc | Solar | Photovoltaic | No | data not available | data not available | 3.18 | data not applicable | data not applicable | data not applicable | data not available | data not available | data not applicable | data not applicable | data not applicable | data not applicable | data not available | data not available | data not applicable | data not available | Connected | 3.18 | 3.325 | 3.5 | 0.095 | 0.1 | 42461 | data not applicable | data not applicable | data not applicable | data not applicable | data not applicable | data not applicable | data not applicable | data not available | data not available | data not available | data not available | data not available | data not available | 45750
2200042620171 | [5 empty] | 2200042620162 | Nextsolar grhb limited | Great houndbeare farm, oak road, aylesbeare ehv connection | Great Houndbeare Farm | Oak Road, Aylesbeare | Exeter | Devon | EX5 2DB | United Kingdom | 304770 | 93478 | Exeter Main Sgp | Exeter Main Bsp | Ottery St Mary | 33 | National Grid Electricity Distribution (South West) Plc | Solar | Photovoltaic | No | data not available | data not available | 4.08 | data not applicable | data not applicable | data not applicable | data not available | data not available | data not applicable | data not applicable | data not applicable | data not applicable | data not available | data not available | data not applicable | data not available | Connected | 4.08 | 3.9548 | 4.163 | 0.095 | 0.1 | 42825 | data not applicable | data not applicable | data not applicable | data not applicable | data not applicable | data not applicable | data not applicable | data not available | data not available | data not available | data not available | data not available | data not available | 45750
2200042620214 | [5 empty] | 2200042620205 | Wse huntspill level limited | Withy drove, east huntspill, somerset | Withy Farm | East Huntspill | Highbridge | Somerset | TA9 3PL | United Kingdom | 333296 | 143600 | Bridgwater Sgp | Bridgwater Grid Bsp | data not available | 33 | National Grid Electricity Distribution (South West) Plc | Solar | Photovoltaic | No | data not available | data not available | 4.08 | data not applicable | data not applicable | data not applicable | data not available | data not available | data not applicable | data not applicable | data not applicable | data not applicable | data not available | data not available | data not applicable | data not available | Connected | 4.08 | 4.08 | 4.2947 | 0.095 | 0.1 | 42633 | data not applicable | data not applicable | data not applicable | data not applicable | data not applicable | data not applicable | data not applicable | data not available | data not available | data not available | data not available | data not available | data not available | 45750
2200042620260 | [5 empty] | 2200042620250 | Elm solar energy limited | Taunton monty's farm pv | Solar Panel Farm, Montys Farm | Montys Lane, Norton Fitzwarren | Taunton | Somerset | TA4 1AA | United Kingdom | 317994 | 126677 | Taunton Sgp | Taunton Main Bsp | data not available | 33 | National Grid Electricity Distribution (South West) Plc | Solar | Photovoltaic | No | data not available | data not available | 4 | data not applicable | data not applicable | data not applicable | data not available | data not available | data not applicable | data not applicable | data not applicable | data not applicable | data not available | data not available | data not applicable | data not available | Connected | 4 | 4.4403 | 4.674 | 0.0114 | 0.012 | 42454 | data not applicable | data not applicable | data not applicable | data not applicable | data not applicable | data not applicable | data not applicable | data not available | data not available | data not available | data not available | data not available | data not available | 45750
2200042620288 | [5 empty] | 2200042620279 | Bristol city council | Lawrence weston road solar park, lawrence weston road | Export | Lawrence Weston Road, Avonmouth | Bristol | data not available | BS11 0ST | United Kingdom | 353834 | 178819 | Seabank Sgp | Avonmouth Bsp | data not available | 33 | National Grid Electricity Distribution (South West) Plc | Solar | Photovoltaic | No | data not available | data not available | 3.33 | data not applicable | data not applicable | data not applicable | data not available | data not available | data not applicable | data not applicable | data not applicable | data not applicable | data not available | data not available | data not applicable | data not available | Connected | 3.33 | 3.4893 | 3.673 | 0.2375 | 0.25 | 42541 | data not applicable | data not applicable | data not applicable | data not applicable | data not applicable | data not applicable | data not applicable | data not available | data not available | data not available | data not available | data not available | data not available | 45750
2200042622044 | [5 empty] | 2200042622035 | Tref no 1 limited | Dunsland cross, brandis court, holsworthy | Export | Dunsland Cross, Brandis Corner | Holsworthy | Devon | EX22 7YH | United Kingdom | 241107 | 103567 | Alverdiscott Sgp | Pyworthy Bsp | data not available | 33 | National Grid Electricity Distribution (South West) Plc | Wind | Onshore wind turbines | No | data not available | data not available | 6.15 | data not applicable | data not applicable | data not applicable | data not available | data not available | data not applicable | data not applicable | data not applicable | data not applicable | data not available | data not available | data not applicable | data not available | Connected | 6.15 | 6.1503 | 6.474 | 0.114 | 0.12 | 42795 | data not applicable | data not applicable | data not applicable | data not applicable | data not applicable | data not applicable | data not applicable | data not available | data not available | data not available | data not available | data not available | data not available | 45750
2200042626953 | [5 empty] | 2200042626944 | Amp gm016 limited | Saltash trerule farm pv | Trerule Farm | Trerulefoot | Saltash | Devon | PL12 5BL | United Kingdom | 232988 | 58746 | Landulph Sgp | St Germans Bsp | data not available | 33 | National Grid Electricity Distribution (South West) Plc | Solar | Photovoltaic | No | data not available | data not available | 3.78 | data not applicable | data not applicable | data not applicable | data not available | data not available | data not applicable | data not applicable | data not applicable | data not applicable | data not available | data not available | data not applicable | data not available | Connected | 3.78 | 3.3516 | 3.528 | 0.0475 | 0.05 | 42459 | data not applicable | data not applicable | data not applicable | data not applicable | data not applicable | data not applicable | data not applicable | data not available | data not available | data not available | data not available | data not available | data not available | 45750
2200042627159 | [5 empty] | 2200042627140 | Bee nancrossa limited | Penryn nancrossa farm pv | Solar Pv Farm, Nancrossa Farm | Rame Cross | Penryn | Cornwall | TR10 9EA | United Kingdom | 172777 | 33861 | Indian Queens Sgp | Rame Bsp | data not available | 33 | National Grid Electricity Distribution (South West) Plc | Solar | Photovoltaic | No | data not available | data not available | 4.9467 | data not applicable | data not applicable | data not applicable | data not available | data not available | data not applicable | data not applicable | data not applicable | data not applicable | data not available | data not available | data not applicable | data not available | Connected | 4.9467 | 4.75 | 5 | 0.019 | 0.02 | 42459 | data not applicable | data not applicable | data not applicable | data not applicable | data not applicable | data not applicable | data not applicable | data not available | data not available | data not available | data not available | data not available | data not available | 45750
2200042630329 | [5 empty] | 2200042630310 | Elm solar farms limited | Chard chaffcombe lane | Chaffcombe Lane | Hornsbury | Chard | Somerset | TA20 1RR | United Kingdom | 333562 | 109994 | Axminster Sgp | Woodcote Bsp | Chard | 11 | National Grid Electricity Distribution (South West) Plc | Solar | Photovoltaic | No | data not available | data not available | 2.52 | data not applicable | data not applicable | data not applicable | data not available | data not available | data not applicable | data not applicable | data not applicable | data not applicable | data not available | data not available | data not applicable | data not available | Connected | 2.52 | 2.85 | 3 | 0.04275 | 0.045 | 42447 | data not applicable | data not applicable | data not applicable | data not applicable | data not applicable | data not applicable | data not applicable | data not available | data not available | data not available | data not available | data not available | data not available | 45750
2200042637894 | [5 empty] | 2200042637885 | Verdant community energy cic | Wick farm west, brean road, lympsham bs24 0hd | Wick Farm West | Brean Road, Lympsham | Weston super mare | Somerset | BS24 0HD | United Kingdom | 331665 | 154676 | Sandford 132Kv Sgp | Weston Bsp 132Kv | Bournville | 33 | National Grid Electricity Distribution (South West) Plc | Solar | Photovoltaic | No | data not available | data not available | 3.54 | data not applicable | data not applicable | data not applicable | data not available | data not available | data not applicable | data not applicable | data not applicable | data not applicable | data not available | data not available | data not applicable | data not available | Connected | 3.54 | 3.363 | 3.54 | 0.0475 | 0.05 | 42543 | data not applicable | data not applicable | data not applicable | data not applicable | data not applicable | data not applicable | data not applicable | data not available | data not available | data not available | data not available | data not available | data not available | 45750
2200042679608 | [5 empty] | 2200042679592 | Attune energy limited | Tamerton bridge stor generator, ernesettle lane, ernesettle, plymouth, | Former Toshiba Factory Site | Ernesettle Lane, Ernesettle | Plymouth | Devon | PL5 2SA | United Kingdom | 244721 | 60192 | Landulph Sgp | Ernesettle Bsp | data not available | 33 | National Grid Electricity Distribution (South West) Plc | Stored Energy (all stored energy irrespective of the original energy source) | Storage - Electrochemical (Batteries) | No | data not available | data not available | 19.2 | data not applicable | data not applicable | data not applicable | data not available | data not available | data not applicable | data not applicable | data not applicable | data not applicable | data not available | data not available | data not applicable | data not available | Connected | 19.2 | 19.9994 | 21.052 | 0.19 | 0.2 | 42614 | data not applicable | data not applicable | data not applicable | data not applicable | data not applicable | data not applicable | data not applicable | data not available | data not available | data not available | data not available | data not available | data not available | 45750
2200042682424 | [5 empty] | 2200042682406 | Good energy development (no 23) limited | Newton downs farm newton downs, newton ferrers | Newton Downs Solar Farm | Road From Wrescombe To Butts Park | Newton ferrers | Devon | PL8 1JA | United Kingdom | 255416 | 49687 | Abham Sgp | Plympton Bsp | Newton Ferrers | 33 | National Grid Electricity Distribution (South West) Plc | Solar | Photovoltaic | No | data not available | data not available | 4 | data not applicable | data not applicable | data not applicable | data not available | data not available | data not applicable | data not applicable | data not applicable | data not applicable | data not available | data not available | data not applicable | data not available | Connected | 4 | 3.8779 | 4.082 | 0.2185 | 0.23 | 42723 | data not applicable | data not applicable | data not applicable | data not applicable | data not applicable | data not applicable | data not applicable | data not available | data not available | data not available | data not available | data not available | data not available | 45750
2200042722617 | [5 empty] | 2200042722608 | Bodwen solar project limited | Bodwen solar farm, bugle, st austell | Bodwen Farm | Bodwen, Bugle | St austell | Cornwall | PL26 8RP | United Kingdom | 203192 | 60526 | Indian Queens Sgp | St Austell Bsp | data not available | 33 | National Grid Electricity Distribution (South West) Plc | Solar | Photovoltaic | No | data not available | data not available | 4.614 | data not applicable | data not applicable | data not applicable | data not available | data not available | data not applicable | data not applicable | data not applicable | data not applicable | data not available | data not available | data not applicable | data not available | Connected | 4.614 | 4.6132 | 4.856 | 0.0285 | 0.03 | 42795 | data not applicable | data not applicable | data not applicable | data not applicable | data not applicable | data not applicable | data not applicable | data not available | data not available | data not available | data not available | data not available | data not available | 45750
2200042729783 | [5 empty] | 2200042729774 | Lightsource spv 172 limited | Crediton sharland farm pv solar park, morchard bishop | Sharland Farm | Morchard Bishop | Crediton | Devon | EX17 6SJ | United Kingdom | 275280 | 105572 | Exeter Main Sgp | Exeter City Bsp | Folly Bridge | 33 | National Grid Electricity Distribution (South West) Plc | Solar | Photovoltaic | No | data not available | data not available | 2.19 | data not applicable | data not applicable | data not applicable | data not available | data not available | data not applicable | data not applicable | data not applicable | data not applicable | data not available | data not available | data not applicable | data not available | Connected | 2.19 | 2.1233 | 2.235 | 0.0475 | 0.05 | 42797 | data not applicable | data not applicable | data not applicable | data not applicable | data not applicable | data not applicable | data not applicable | data not available | data not available | data not available | data not available | data not available | data not available | 45750
2200042733479 | [5 empty] | 2200042733460 | R j c energy limited | Stoneshill farm, near cullompton, devonstoneshill farm, near cullompton, devon | Stoneshill, Five Bridges | Willand, Cullompton | Exeter | Devon | EX15 1QP | United Kingdom | 302693 | 109891 | Exeter Main Sgp | Tiverton Bsp | data not available | 33 | National Grid Electricity Distribution (South West) Plc | Solar | Photovoltaic | No | data not available | data not available | 4 | data not applicable | data not applicable | data not applicable | data not available | data not available | data not applicable | data not applicable | data not applicable | data not applicable | data not available | data not available | data not applicable | data not available | Connected | 4 | 3.8 | 4 | 0.0475 | 0.05 | 42811 | data not applicable | data not applicable | data not applicable | data not applicable | data not applicable | data not applicable | data not applicable | data not available | data not available | data not available | data not available | data not available | data not available | 45750
2200042738714 | [5 empty] | 2200042738705 | Nextenergy solar holdings vi limited | Axe view farm, wadbrook, axminster, | Axe View | Wadbrook | Axminster | Devon | EX13 7AS | United Kingdom | 332531 | 101790 | Axminster Sgp | Woodcote Bsp | data not available | 33 | National Grid Electricity Distribution (South West) Plc | Solar | Photovoltaic | No | data not available | data not available | 4.04 | data not applicable | data not applicable | data not applicable | data not available | data not available | data not applicable | data not applicable | data not applicable | data not applicable | data not available | data not available | data not applicable | data not available | Connected | 4.04 | 3.838 | 4.04 | 0.0475 | 0.05 | 42825 | data not applicable | data not applicable | data not applicable | data not applicable | data not applicable | data not applicable | data not applicable | data not available | data not available | data not available | data not available | data not available | data not available | 45750
2200042742507 | [5 empty] | 2200042742491 | Place barton farm solar park limited | Totnes, place barton farm solar park, moreleigh | Place Barton Farm | Moreleigh | Totnes | Devon | TQ9 7JN | United Kingdom | 275878 | 52542 | Abham Sgp | Totnes Bsp | data not available | 33 | National Grid Electricity Distribution (South West) Plc | Solar | Photovoltaic | No | data not available | data not available | 3.96 | data not applicable | data not applicable | data not applicable | data not available | data not available | data not applicable | data not applicable | data not applicable | data not applicable | data not available | data not available | data not applicable | data not available | Connected | 3.96 | 3.8769 | 4.081 | 0.04275 | 0.045 | 42824 | data not applicable | data not applicable | data not applicable | data not applicable | data not applicable | data not applicable | data not applicable | data not available | data not available | data not available | data not available | data not available | data not available | 45750
2200042742525 | [5 empty] | 2200042742516 | Old stone farm solar park limited | Totnes old stone farm solar park, blackawton | Oldstone Farm | Blackawton | Totnes | Devon | TQ9 7DG | United Kingdom | 281687 | 51849 | Abham Sgp | Paignton Bsp | data not available | 33 | National Grid Electricity Distribution (South West) Plc | Solar | Photovoltaic | No | data not available | data not available | 3.92 | data not applicable | data not applicable | data not applicable | data not available | data not available | data not applicable | data not applicable | data not applicable | data not applicable | data not available | data not available | data not applicable | data not available | Connected | 3.92 | 3.8 | 4 | 0.04275 | 0.045 | 42823 | data not applicable | data not applicable | data not applicable | data not applicable | data not applicable | data not applicable | data not applicable | data not available | data not available | data not available | data not available | data not available | data not available | 45750
2200042784491 | [5 empty] | 2200042784482 | Hc ess2 limited | Lockleaze 33kv battery storage, land at romney avenue, | Lockleaze Battery Storage | Land At Romney Avenue, Lockleaze | Bristol | North Somerset | BS7 9XT | United Kingdom | 360419 | 176383 | Iron Acton Sgp | Lockleaze Bsp 132Kv | data not available | 33 | National Grid Electricity Distribution (South West) Plc | Stored Energy (all stored energy irrespective of the original energy source) | Storage - Electrochemical (Batteries) | No | data not available | data not available | 15.4 | data not applicable | data not applicable | data not applicable | data not available | data not available | data not applicable | data not applicable | data not applicable | data not applicable | data not available | data not available | data not applicable | data not available | Connected | 15.4 | 14.9995 | 15.789 | 14.25 | 15 | 42930 | data not applicable | data not applicable | data not applicable | data not applicable | data not applicable | data not applicable | data not applicable | data not available | data not available | data not available | data not available | data not available | data not available | 45750
2200042787386 | [5 empty] | 2200042787377 | Alveston wind park limited | Old green 132kv generation station, alveston | Old Gloucester Road | Earthcott Green | Bristol | North Somerset | BS35 3TD | United Kingdom | 365113 | 185227 | Iron Acton Sgp | data not available | data not available | 132 | National Grid Electricity Distribution (South West) Plc | Wind | Onshore wind turbines | No | data not available | data not available | 6.9 | data not applicable | data not applicable | data not applicable | data not available | data not available | data not applicable | data not applicable | data not applicable | data not applicable | data not available | data not available | data not applicable | data not available | Connected | 6.9 | 6.555 | 6.9 | 9.614 | 10.12 | 43053 | data not applicable | data not applicable | data not applicable | data not applicable | data not applicable | data not applicable | data not applicable | data not available | data not available | data not available | data not available | data not available | data not available | 45750
2200042852343 | [5 empty] | 2200042852334 | Glen lyn generations ltd | Glen lyn generations lynmouth | Export | Glen Lyn Gorge | Lynmouth | Devon | EX35 6ER | United Kingdom | 272367 | 149277 | Alverdiscott Sgp | Barnstaple Bsp | Lynton | 11 | National Grid Electricity Distribution (South West) Plc | Water (flowing water or head of water) | Hydro - Run of river | No | data not available | data not available | 0.7 | data not applicable | data not applicable | No | data not available | data not available | 0.6 | data not applicable | data not applicable | data not applicable | data not available | data not available | data not applicable | data not available | Connected | 1.3 | 1.33 | 1.4 | 0.0475 | 0.05 | 43191 | data not applicable | data not applicable | data not applicable | data not applicable | data not applicable | data not applicable | data not applicable | data not available | data not available | data not available | data not available | data not available | data not available | 45750
2200042910010 | [5 empty] | 2200042910020 | Philip dennis foodservice (holmsleigh) limited | Phillip dennis foodservice roundswell battery storage | Export | Brannam Crescent, Roundswell Business Park | Barnstaple | Devon | EX31 3TD | United Kingdom | 253862 | 131560 | Alverdiscott Sgp | Barnstaple Bsp | Roundswell | 11 | National Grid Electricity Distribution (South West) Plc | Stored Energy (all stored energy irrespective of the original energy source) | Storage - Electrochemical (Batteries) | No | data not available | data not available | 3.75 | data not applicable | data not applicable | data not applicable | data not available | data not available | data not applicable | data not applicable | data not applicable | data not applicable | data not available | data not available | data not applicable | data not available | Connected | 3.75 | 3.7496 | 3.947 | 3.705 | 3.9 | 43250 | data not applicable | data not applicable | data not applicable | data not applicable | data not applicable | data not applicable | data not applicable | data not available | data not available | data not available | data not available | data not available | data not available | 45750
10300004967319 | [6 empty] | Infinis Ltd | Milton Landfill Gas Generation A | Butt Lane |  | Milton | Cambs | CB24 6DQ | 0 | 546610 | 263308 | Burwell | Arbury Grid 33kV | Milton Rd Primary 11kV |  | Eastern Power Networks | Biofuel landfill gas | Steam-gas turbine (CCGT) |  |  |  | 2.13 | [12 empty] | No | Connected | 2.13 | 2.13 | 2.242 |  |  | 2006-11-28 | [14 empty] | -0.32763 | 51.709 | 51.7090124332812, -0.327634902417945 | EPN-S0000000H8080 | Fossil fuel
Data not available | [6 empty] | Infinis Ltd | Welland Road AKA Dogsthorpe Landfill | Welland Road |  | Peterborough | Cambs | PE1 3TD | England | 520403 | 302100 | Walpole | - | Peterborough East Grid 11kV | 33 | Eastern Power Networks (EPN) | Fossil - Gas | Steam-gas turbine (CCGT) |  |  |  | 5 | [12 empty] | No | Connected | 5 | 5 | 5.263 | 0.15 | 0.158 | 2018-06-01 | [13 empty] | 2021-09-14 | 0.096992 | 52.4205 | 52.4204861059624, 0.0969918918185654 | EPN-S0000000D6065 | Fossil fuel
2200042911992 | [5 empty] | 2200042911983 | Viridor avonmouth waste services limited | Bristol - severn road chittening | Viridor Energy To Waste | Severn Road, Chittening | Bristol | North Somerset | BS11 0YU | United Kingdom | 353500 | 182150 | Iron Acton Sgp | Seabank Bsp | data not available | 33 | National Grid Electricity Distribution (South West) Plc | Waste | Steam turbine (thermal power plant) | No | data not available | data not available | 44.363 | data not applicable | data not applicable | data not applicable | data not available | data not available | data not applicable | data not applicable | data not applicable | data not applicable | data not available | data not available | data not applicable | data not available | Connected | 44.363 | 37.2163 | 39.175 | 16.72 | 17.6 | 43709 | data not applicable | data not applicable | data not applicable | data not applicable | data not applicable | data not applicable | data not applicable | data not available | data not available | data not available | data not available | data not available | data not available | 45750
2200042965260 | [5 empty] | 2200042965279 | Ssdc opium power limited | Fideoak mill bess, bishops hull, taunton | Export | Fideoak Mill Stor, Bishops Hull | Taunton | Somerset | TA4 1AF | United Kingdom | 319260 | 124890 | Taunton Sgp | Taunton Main Bsp | data not available | 33 | National Grid Electricity Distribution (South West) Plc | Stored Energy (all stored energy irrespective of the original energy source) | Storage - Electrochemical (Batteries) | No | data not available | data not available | 27.72 | data not applicable | data not applicable | data not applicable | data not available | data not available | data not applicable | data not applicable | data not applicable | data not applicable | data not available | data not available | data not applicable | data not available | Connected | 27.72 | 29.9991 | 31.578 | 28.5 | 30 | 43914 | data not applicable | data not applicable | data not applicable | data not applicable | data not applicable | data not applicable | data not applicable | data not available | data not available | data not available | data not available | data not available | data not available | 45750
1023479976426 | [6 empty] | Infinis Ltd | Milton Landfill Gas Generation B | Butt Lane |  | Milton | Cambs | CB24 6DQ | England | 546610 | 263308 | Burwell | Arbury Grid 33kV | Arbury Grid 11kV | 11 | Eastern Power Networks (EPN) | Biofuel landfill gas | Steam-gas turbine (CCGT) |  |  |  | 2.12 | [12 empty] | No | Connected | 2.12 | 2.12 | 2.232 |  |  | 2006-11-28 | [13 empty] | 2021-09-14 | 0.11953 | 51.9383 | 51.9383409515825, 0.119531887774305 |  | Solar PV
1700000000000 | [5 empty] | 1700000000000 | INNOGY RENEWABLES UK LIMITED | GENERATING STATION | BLACKROCK HYDRO | DATA NOT AVAILABLE | DINGWALL | ROSS-SHIRE | IV16 9XW | SCOTLAND | 256926 | 867221 | ALNESS | DATA NOT APPLICABLE | ALNESS GRID | 33 | SCOTTISH HYDRO ELECTRIC POWER DISTRIBUTION PLC | HYDRO (TO BE CONFIRMED) | HYDRO - OTHER | NO | DATA NOT AVAILABLE | DATA NOT AVAILABLE | 3.8 | DATA NOT AVAILABLE | DATA NOT AVAILABLE | DATA NOT AVAILABLE | DATA NOT AVAILABLE | DATA NOT AVAILABLE | DATA NOT AVAILABLE | DATA NOT AVAILABLE | DATA NOT AVAILABLE | DATA NOT AVAILABLE | DATA NOT AVAILABLE | DATA NOT AVAILABLE | DATA NOT AVAILABLE | NO | CONNECTED | 3.8 | 3.8 | 4 | DATA NOT AVAILABLE | DATA NOT AVAILABLE | DATA NOT AVAILABLE | DATA NOT AVAILABLE | DATA NOT AVAILABLE | DATA NOT AVAILABLE | DATA NOT AVAILABLE | DATA NOT AVAILABLE | DATA NOT AVAILABLE | DATA NOT AVAILABLE | N | DATA NOT AVAILABLE | DATA NOT AVAILABLE | DATA NOT AVAILABLE | DATA NOT AVAILABLE | DATA NOT AVAILABLE | 44245
2200042996825 | [5 empty] | 2200042996816 | Accolade wines limited | Bristol accolade wines kings weston lane | Main Accolade Wines | Accolade Park, Kings Weston Lane, Avonmouth | Bristol | data not available | BS11 9FG | United Kingdom | 352408 | 179781 | Seabank Sgp | Avonmouth Bsp | Kingsweston | 11 | National Grid Electricity Distribution (South West) Plc | Wind | Onshore wind turbines | No | data not available | data not available | 2.5 | data not applicable | data not applicable | data not applicable | data not available | data not available | data not applicable | data not applicable | data not applicable | data not applicable | data not available | data not available | data not applicable | data not available | Connected | 2.5 | 2.5004 | 2.632 | 1.71 | 1.8 | 43586 | data not applicable | data not applicable | data not applicable | data not applicable | data not applicable | data not applicable | data not applicable | data not available | data not available | data not available | data not available | data not available | data not available | 45750
2200042996843 | [5 empty] | 2200042996834 | C e avonmouth turbine limited | Bristol clean earth wind turbine kings weston lane | Accolade Wines | Accolade Park, Kings Weston Lane, Avonmouth | Bristol | North Somerset | BS11 9FG | United Kingdom | 352404 | 179782 | Seabank Sgp | Avonmouth Bsp | Kingsweston | 11 | National Grid Electricity Distribution (South West) Plc | Wind | Onshore wind turbines | No | data not available | data not available | 2.5 | data not applicable | data not applicable | data not applicable | data not available | data not available | data not applicable | data not applicable | data not applicable | data not applicable | data not available | data not available | data not applicable | data not available | Connected | 2.5 | 2.5004 | 2.632 | 0.0703 | 0.074 | 43586 | data not applicable | data not applicable | data not applicable | data not applicable | data not applicable | data not applicable | data not applicable | data not available | data not available | data not available | data not available | data not available | data not available | 45750
1700000000000 | [5 empty] | 1700000000000 | INNOGY RENEWABLES UK LIMITED | GRUDIE HYDRO | DATA NOT AVAILABLE | DATA NOT AVAILABLE | ACHNASHEEN | ROSS-SHIRE | IV22 2PD | SCOTLAND | 202455 | 862971 | GRUDIE BRIDGE | DATA NOT APPLICABLE | GRUDIE BRIDGE | 33 | SCOTTISH HYDRO ELECTRIC POWER DISTRIBUTION PLC | HYDRO (TO BE CONFIRMED) | HYDRO POWER SYSTEM | NO | DATA NOT AVAILABLE | DATA NOT AVAILABLE | 1.9 | DATA NOT AVAILABLE | DATA NOT AVAILABLE | DATA NOT AVAILABLE | DATA NOT AVAILABLE | DATA NOT AVAILABLE | DATA NOT AVAILABLE | DATA NOT AVAILABLE | DATA NOT AVAILABLE | DATA NOT AVAILABLE | DATA NOT AVAILABLE | DATA NOT AVAILABLE | DATA NOT AVAILABLE | NO | CONNECTED | 1.9 | 1.9 | 2 | 0.019 | 0.02 | 42816 | DATA NOT AVAILABLE | DATA NOT AVAILABLE | DATA NOT AVAILABLE | DATA NOT AVAILABLE | DATA NOT AVAILABLE | DATA NOT AVAILABLE | DATA NOT AVAILABLE | N | DATA NOT AVAILABLE | DATA NOT AVAILABLE | DATA NOT AVAILABLE | DATA NOT AVAILABLE | DATA NOT AVAILABLE | 44245
DATA NOT AVAILABLE | [5 empty] | 1600000138951 | INNOVIA FILMS LTD | STATION ROAD |  |  | WIGTON | CUMBRIA | CA7 9BG | ENGLAND | 325149 | 548624 | HARKER ENWL SGTS 1 2 3A 4 / HUTTON GSP GROUP | CARLISLE | WIGTON | 11 | ELECTRICITY NORTH WEST LIMITED | FOSSIL - GAS | ENGINE (COMBUSTION / RECIPROCATING) | YES | 0 | 0 | 5.25 | FOSSIL - OIL | ENGINE (COMBUSTION / RECIPROCATING) |  | 0 | 0 | 4.9875 |  |  |  | 0 | 0 | 0 | NO | CONNECTED | 10.2375 | 0 | 0 | 11.4 | 12 | 2014-04-01 |  |  |  | 0 | 0 |  |  | NO | NO |  |  |  |  | 2021-12-06 | 54.82683791997225, -3.1666275290290344
1300037983843 | [5 empty] | data not available | INofiNois ENoergy Services Ltd | Maw GreeNo 2 | Landfill Site | Maw Green Road | Crewe | Cheshire | CW1 5NG | England | 371859 | 357236 | CELLARHEAD | COPPENHALL GT1 / CREWE GT1 / CREWE GT2A / CREWE GT4A / RADWAY GREEN GT1 / RADWAY GREEN GT2 / WHITCHURCH GT2 | MAW GREEN GEN | 33 | SP Manweb plc | Biofuel - Landfill gas | Engine (combustion / reciprocating) | No | 0 | 0 | 3.2 | data not applicable | data not applicable | No | 0 | 0 | 0 | data not applicable | data not applicable | No | 0 | 0 | 0 | data not available | Connected | 3.2 | 3.2 | 3.3684 | data not applicable | data not applicable | 37347 | data not applicable | data not applicable | data not applicable | data not applicable | data not applicable | data not available | data not applicable | N | N | data not available | N | data not available | data not available | 44146 | data not available | 534
2200043154018 | [5 empty] | 2200043154027 | Bridgwater resource recycling limited | Bridgwater showground road | Hopkins Concrete Land Adjacent | Showground Road, Bridgewater | Ta6 6aj | data not available | TA6 6AJ | United Kingdom | 330994 | 134988 | Bridgwater Sgp | Bridgwater Grid Bsp | Colley Lane | 11 | National Grid Electricity Distribution (South West) Plc | Waste | Steam turbine (thermal power plant) | No | data not available | data not available | 10 | data not applicable | data not applicable | data not applicable | data not available | data not available | data not applicable | data not applicable | data not applicable | data not applicable | data not available | data not available | data not applicable | data not available | Connected | 10 | 7.3625 | 7.75 | 1.805 | 1.9 | 44470 | data not applicable | data not applicable | data not applicable | data not applicable | data not applicable | data not applicable | data not applicable | data not available | data not available | data not available | data not available | data not available | data not available | 45750
2200043161743 | [5 empty] | 2200043161734 | Cornwall council | Ventonteague wind turbine, zelah, truro | Ventonteague Wind Turbine | Zelah | Truro | Cornwall | TR4 9JF | United Kingdom | 118312 | 5334 | Indian Queens Sgp | Truro Bsp | Truro Shortlanesend | 33 | National Grid Electricity Distribution (South West) Plc | Wind | Onshore wind turbines | No | data not available | data not available | 2.35 | data not applicable | data not applicable | data not applicable | data not available | data not available | data not applicable | data not applicable | data not applicable | data not applicable | data not available | data not available | data not applicable | data not available | Connected | 2.35 | 2.2999 | 2.421 | 0.0228 | 0.024 | 44053 | data not applicable | data not applicable | data not applicable | data not applicable | data not applicable | data not applicable | data not applicable | data not available | data not available | data not available | data not available | data not available | data not available | 45750
2200043210940 | [5 empty] | 2200043210930 | Wse west holcombe limited | Quartley farm, bowdens lane, shillingford, tiverton, devon ex19 9bu | West Holcombe, Quartley Farm | Bowdens Lane, Shillingford | Tiverton | Devon | EX16 9BU | United Kingdom | 298483 | 125268 | Exeter Main Sgp | Tiverton Bsp | data not available | 33 | National Grid Electricity Distribution (South West) Plc | Solar | Photovoltaic | No | data not available | data not available | 5.425 | data not applicable | data not applicable | data not applicable | data not available | data not available | data not applicable | data not applicable | data not applicable | data not applicable | data not available | data not available | data not applicable | data not available | Connected | 5.425 | 5.2592 | 5.536 | 0.1881 | 0.198 | 44606 | data not applicable | data not applicable | data not applicable | data not applicable | data not applicable | data not applicable | data not applicable | data not available | data not available | data not available | data not available | data not available | data not available | 45750
2200043245190 | [5 empty] | 2200043245180 | Voltalia uk limited | Hallen industrial park severn road avonmouth bristol | Hallen 33Kv Battery, Severn Road Battery Storage 2 | Land At Severn Road | Avonmouth | data not available | BS10 7SE | United Kingdom | 354364 | 108117 | Iron Acton Sgp | Seabank Bsp | data not available | 33 | National Grid Electricity Distribution (South West) Plc | Stored Energy (all stored energy irrespective of the original energy source) | Storage - Electrochemical (Batteries) | No | data not available | data not available | 32 | data not applicable | data not applicable | data not applicable | data not available | data not available | data not applicable | data not applicable | data not applicable | data not applicable | data not available | data not available | data not applicable | data not available | Connected | 32 | 29.3997 | 30.947 | 27.93 | 29.4 | 44504 | data not applicable | data not applicable | data not applicable | data not applicable | data not applicable | data not applicable | data not applicable | data not available | data not available | data not available | data not available | data not available | data not available | 45750
2200043318731 | [5 empty] | 2200030366949 | Pattemores transport (crewkerne) ltd | Crewkerne misterton mosterton road boundary stables | Boundary Stables | Mosterton Road, Misterton | Crewkerne | Somerset | TA18 8NT | United Kingdom | 346009 | 107163 | Axminster Sgp | Woodcote Bsp | Crewkerne | 11 | National Grid Electricity Distribution (South West) Plc | Solar | Photovoltaic | No | data not available | data not available | 1.845 | data not applicable | data not applicable | data not applicable | data not available | data not available | data not applicable | data not applicable | data not applicable | data not applicable | data not available | data not available | data not applicable | data not available | Connected | 1.845 | 1.5817 | 1.665 | 1.14 | 1.2 | 44462 | data not applicable | data not applicable | data not applicable | data not applicable | data not applicable | data not applicable | data not applicable | data not available | data not available | data not available | data not available | data not available | data not available | 45750
2200043332940 | [5 empty] | 2200043332959 | Two post solar limited | Two post cross pv spreyton devon | Solar Storage Project | Two Post Cross | Spreyton | Devon | EX17 5AZ | United Kingdom | 267760 | 95610 | Alverdiscott Sgp | North Tawton Bsp | data not available | 33 | National Grid Electricity Distribution (South West) Plc | Solar | Photovoltaic | No | data not available | data not available | 9 | data not applicable | data not applicable | data not applicable | data not available | data not available | data not applicable | data not applicable | data not applicable | data not applicable | data not available | data not available | data not applicable | data not available | Connected | 9 | 7.7549 | 8.163 | 0.095 | 0.1 | 44510 | data not applicable | data not applicable | data not applicable | data not applicable | data not applicable | data not applicable | data not applicable | data not available | data not available | data not available | data not available | data not available | data not available | 45750
2200043334167 | [5 empty] | 2200043334176 | Bowerhouse ii solar limited | Land to south of havage drove, hewish, weston super mare | Bowerhouse Ii | Land To S Of Havage Drove, Hewish | Weston super mare | data not available | BS24 6UA | United Kingdom | 334068 | 116174 | Sandford 132Kv Sgp | Churchill Bsp 132Kv | data not available | 33 | National Grid Electricity Distribution (South West) Plc | Solar | Photovoltaic | No | data not available | data not available | 15.6 | data not applicable | data not applicable | data not applicable | data not available | data not available | data not applicable | data not applicable | data not applicable | data not applicable | data not available | data not available | data not applicable | data not available | Connected | 15.6 | 14.5407 | 15.306 | 0.19 | 0.2 | 44589 | data not applicable | data not applicable | data not applicable | data not applicable | data not applicable | data not applicable | data not applicable | data not available | data not available | data not available | data not available | data not available | data not available | 45750
1300050931602 | [5 empty] | data not available | INofiNois ENoergy Services Ltd | Arpley Landfill | Arpley Landfill Site | Gatesworth Ind Estate | Warrington | Cheshire | WA4 6YZ | England | 357300 | 386300 | CARRINGTON / FIDDLERS FERRY | SANKEY BRIDGES GT3 / WARRINGTON GT5 | data not available | 33 | SP Manweb plc | Biofuel - Landfill gas | Engine (combustion / reciprocating) | No | 0 | 0 | 18 | data not applicable | data not applicable | No | 0 | 0 | 0 | data not applicable | data not applicable | No | 0 | 0 | 0 | data not available | Connected | 18 | 18 | 18.9474 | data not applicable | data not applicable | 37347 | data not applicable | data not applicable | data not applicable | data not applicable | data not applicable | data not available | data not applicable | N | N | data not available | N | data not available | data not available | 44088 | data not available | 85
1300052598756 | [5 empty] | data not available | INofiNois ENoergy Services Ltd | Maw GreeNo 1 | Maw Green Landfill Site | Maw Green Road | Crewe | Cheshire | CW1 5NG | England | 371859 | 357236 | CELLARHEAD | COPPENHALL GT1 / CREWE GT1 / CREWE GT2A / CREWE GT4A / RADWAY GREEN GT1 / RADWAY GREEN GT2 / WHITCHURCH GT2 | MAW GREEN GEN | 33 | SP Manweb plc | Biofuel - Landfill gas | Engine (combustion / reciprocating) | No | 0 | 0 | 1.7 | data not applicable | data not applicable | No | 0 | 0 | 0 | data not applicable | data not applicable | No | 0 | 0 | 0 | data not available | Connected | 1.7 | 1.7 | 1.7895 | data not applicable | data not applicable | 37347 | data not applicable | data not applicable | data not applicable | data not applicable | data not applicable | data not available | data not applicable | N | N | data not available | N | data not available | data not available | 44146 | data not available | 533
2200043373830 | [5 empty] | 2200043484689 | Ambition community energy cic | Ambition community energy wind turbine | Ambition Community Energy Wind Turbine | Severn Road, Avonmouth | Bristol | data not available | BS11 0YL | United Kingdom | 353356 | 182328 | Seabank Sgp | Avonmouth Bsp | Kingsweston | 11 | National Grid Electricity Distribution (South West) Plc | Wind | Onshore wind turbines | No | data not available | data not available | 4.2 | data not applicable | data not applicable | data not applicable | data not available | data not available | data not applicable | data not applicable | data not applicable | data not applicable | data not available | data not available | data not applicable | data not available | Connected | 4.2 | 4.1999 | 4.421 | 0.1482 | 0.156 | 44957 | data not applicable | data not applicable | data not applicable | data not applicable | data not applicable | data not applicable | data not applicable | data not available | data not available | data not available | data not available | data not available | data not available | 45750
1460002074810 | [5 empty] | 1425982100009, 1429976500008 | International convention centre & national indoor arena | Broad street | International Convention Centre, 8 | Centenary Square | Birmingham | West Midlands | B1 2EA | United Kingdom | 406156 | 286775 | Bustleholm 132Kv S Stn | Ladywood 132 11Kv S Stn | Ladywood 132/11Kv | data not available | National Grid Electricity Distribution (West Midlands) Plc | data not available | data not available | No | data not available | data not available | 1.6 | data not applicable | data not applicable | data not applicable | data not available | data not available | data not applicable | data not applicable | data not applicable | data not applicable | data not available | data not available | data not applicable | data not available | Connected | 1.6 | 1.52 | 1.6 | 8.987 | 9.46 | 39366 | data not applicable | data not applicable | data not applicable | data not applicable | data not applicable | data not applicable | data not applicable | data not available | data not available | data not available | data not available | data not available | data not available | 45750
2200043406820 | [5 empty] | 2200030149063 | Princess yachts ltd | Coypool road | Princess Yachts International Limited | Coypool Road, Plympton | Plymouth | Devon | PL7 4NW | United Kingdom | 251981 | 57224 | Abham Sgp | Plymouth Bsp | Longbridge | 11 | National Grid Electricity Distribution (South West) Plc | Solar | Photovoltaic | No | data not available | data not available | 1.62 | data not applicable | data not applicable | data not applicable | data not available | data not available | data not applicable | data not applicable | data not applicable | data not applicable | data not available | data not available | data not applicable | data not available | Connected | 1.62 | 1.7309 | 1.822 | 2.09 | 2.2 | 44687 | data not applicable | data not applicable | data not applicable | data not applicable | data not applicable | data not applicable | data not applicable | data not available | data not available | data not available | data not available | data not available | data not available | 45750
1700000000000 | [5 empty] | 1700000000000 | INVER HYDRO LIMITED | INVER HYDRO | INVER ESTATE | DATA NOT AVAILABLE | ISLE OF JURA | ARGYLL AND BUTE | PA60 7XX | SCOTLAND | 149041 | 664013 | PORT ANN | DATA NOT APPLICABLE | LOCHGILPHEAD | 11 | SCOTTISH HYDRO ELECTRIC POWER DISTRIBUTION PLC | HYDRO (TO BE CONFIRMED) | HYDRO POWER SYSTEM | NO | DATA NOT AVAILABLE | DATA NOT AVAILABLE | 2 | DATA NOT AVAILABLE | DATA NOT AVAILABLE | DATA NOT AVAILABLE | DATA NOT AVAILABLE | DATA NOT AVAILABLE | DATA NOT AVAILABLE | DATA NOT AVAILABLE | DATA NOT AVAILABLE | DATA NOT AVAILABLE | DATA NOT AVAILABLE | DATA NOT AVAILABLE | DATA NOT AVAILABLE | YES | CONNECTED | 2 | 2 | 2.1 | DATA NOT AVAILABLE | DATA NOT AVAILABLE | 43784 | DATA NOT AVAILABLE | DATA NOT AVAILABLE | DATA NOT AVAILABLE | DATA NOT AVAILABLE | DATA NOT AVAILABLE | DATA NOT AVAILABLE | DATA NOT AVAILABLE | Y | DATA NOT AVAILABLE | DATA NOT AVAILABLE | DATA NOT AVAILABLE | DATA NOT AVAILABLE | DATA NOT AVAILABLE | 44160
2200043412150 | [5 empty] | 2200043435636 | Exeter city council | Exton road generation facility | Generation Facility, Oakwood House | Exton Road | Exeter | data not available | EX2 8NR | United Kingdom | 292096 | 91223 | Exeter Main Sgp | Exeter City Bsp | Haven Road | 11 | National Grid Electricity Distribution (South West) Plc | Stored Energy (all stored energy irrespective of the original energy source) | Storage - Electrochemical (Batteries) | No | data not available | data not available | 1 | Solar | Photovoltaic | No | data not available | data not available | 0.99 | data not applicable | data not applicable | data not applicable | data not available | data not available | data not applicable | data not available | Connected | 1.99 | 0.95 | 1 | 0.95 | 1 | 44835 | data not applicable | data not applicable | data not applicable | data not applicable | data not applicable | data not applicable | data not applicable | data not available | data not available | data not available | data not available | data not available | data not available | 45750
2200043437119 | [5 empty] | 2200043437137 | Feeder grid storage limited | Bristol feeder road feeder grid storage limited | Feeder Road 33Kv Battery | Feeder Road, Avonbank | Bristol | Somerset | BS2 0TH | United Kingdom | 360785 | 172366 | Iron Acton Sgp | Feeder Road 132Kv | data not available | 33 | National Grid Electricity Distribution (South West) Plc | Stored Energy (all stored energy irrespective of the original energy source) | Storage - Electrochemical (Batteries) | No | data not available | data not available | 24.145 | data not applicable | data not applicable | data not applicable | data not available | data not available | data not applicable | data not applicable | data not applicable | data not applicable | data not available | data not available | data not applicable | data not available | Connected | 24.145 | 20.0004 | 21.053 | 19 | 20 | 44967 | data not applicable | data not applicable | data not applicable | data not applicable | data not applicable | data not applicable | data not applicable | data not available | data not available | data not available | data not available | data not available | data not available | 45750
1700000000000 | [5 empty] | 1700000000000 | INVERBROOM HYDRO LTD | LOCH A BHRAOIN HYDRO 2 | DATA NOT AVAILABLE | DATA NOT AVAILABLE | GARVE | HIGHLAND | IV23 2RX | SCOTLAND | 219480 | 879413 | GRUDIE BRIDGE | DATA NOT APPLICABLE | GRUDIE BRIDGE | 33 | SCOTTISH HYDRO ELECTRIC POWER DISTRIBUTION PLC | HYDRO (TO BE CONFIRMED) | HYDRO POWER SYSTEM | NO | DATA NOT AVAILABLE | DATA NOT AVAILABLE | 1.9 | DATA NOT AVAILABLE | DATA NOT AVAILABLE | DATA NOT AVAILABLE | DATA NOT AVAILABLE | DATA NOT AVAILABLE | DATA NOT AVAILABLE | DATA NOT AVAILABLE | DATA NOT AVAILABLE | DATA NOT AVAILABLE | DATA NOT AVAILABLE | DATA NOT AVAILABLE | DATA NOT AVAILABLE | NO | CONNECTED | 1.9 | 1.9 | 2 | 0.01 | 0.01 | 44091 | DATA NOT AVAILABLE | DATA NOT AVAILABLE | DATA NOT AVAILABLE | DATA NOT AVAILABLE | DATA NOT AVAILABLE | DATA NOT AVAILABLE | DATA NOT AVAILABLE | N | DATA NOT AVAILABLE | DATA NOT AVAILABLE | DATA NOT AVAILABLE | DATA NOT AVAILABLE | DATA NOT AVAILABLE | 44225
2200043470710 | [5 empty] | 2200043470729 | Infinis solar limited | Lower litchardon 132kv solar park | Litchardon Solar Energy Park | Road From Lovacott Cross To Litchardon C | Newton tracey | data not available | EX31 3QE | United Kingdom | 251282 | 129544 | Alverdiscott Sgp | data not available | data not available | 132 | National Grid Electricity Distribution (South West) Plc | Solar | Photovoltaic | No | data not available | data not available | 57.6 | data not applicable | data not applicable | data not applicable | data not available | data not available | data not applicable | data not applicable | data not applicable | data not applicable | data not available | data not available | data not applicable | data not available | Connected | 57.6 | 47.5 | 50 | 0.475 | 0.5 | 45047 | data not applicable | data not applicable | data not applicable | data not applicable | data not applicable | data not applicable | data not applicable | data not available | data not available | data not available | data not available | data not available | data not available | 45750
2200043480693 | [5 empty] | 2200042861871 | Amazon uk services ltd | Amazon hvm central ave western approach bristol | Solar Array At Unit 4, Central Park | Central Avenue | Severn beach | data not available | BS35 4DJ | United Kingdom | 355620 | 182731 | Iron Acton Sgp | Seabank Bsp | Western Approach | 11 | National Grid Electricity Distribution (South West) Plc | Solar | Photovoltaic | No | data not available | data not available | 1.43 | data not applicable | data not applicable | data not applicable | data not available | data not available | data not applicable | data not applicable | data not applicable | data not applicable | data not available | data not available | data not applicable | data not available | Connected | 1.43 | 0.47405 | 0.499 | 4.75 | 5 | 45323 | data not applicable | data not applicable | data not applicable | data not applicable | data not applicable | data not applicable | data not applicable | data not available | data not available | data not available | data not available | data not available | data not available | 45750
2200043481395 | [5 empty] | 2200043034256 | Surf bristol limited | Bristol the wave e-house supply | The Wave Bristol | Main Road, Easter Compton | Bristol | data not available | BS35 5RE | United Kingdom | 358191 | 182858 | Iron Acton Sgp | Bradley Stoke Bsp | Almondsbury | 11 | National Grid Electricity Distribution (South West) Plc | Solar | Photovoltaic | No | data not available | data not available | 2.52 | Stored Energy (all stored energy irrespective of the original energy source) | Storage - Electrochemical (Batteries) | No | data not available | data not available | 0.36 | data not applicable | data not applicable | data not applicable | data not available | data not available | data not applicable | data not available | Connected | 2.88 | 3.0372 | 3.197 | 2.375 | 2.5 | 45540 | data not applicable | data not applicable | data not applicable | data not applicable | data not applicable | data not applicable | data not applicable | data not available | data not available | data not available | data not available | data not available | data not available | 45750
1700000000000 | [5 empty] | 1700000000000 | INVERVAR HYDRO DEVELOPMENT LIMITED | GLENLYON | INVERVAR HYDRO | DATA NOT AVAILABLE | ABERFELDY | PERTHSHIRE | PH15 2PP | SCOTLAND | 258171 | 747124 | KILLIN | DATA NOT APPLICABLE | KILLIN GRID | 33 | SCOTTISH HYDRO ELECTRIC POWER DISTRIBUTION PLC | HYDRO (TO BE CONFIRMED) | HYDRO POWER SYSTEM | NO | DATA NOT AVAILABLE | DATA NOT AVAILABLE | 1.2 | DATA NOT AVAILABLE | DATA NOT AVAILABLE | DATA NOT AVAILABLE | DATA NOT AVAILABLE | DATA NOT AVAILABLE | DATA NOT AVAILABLE | DATA NOT AVAILABLE | DATA NOT AVAILABLE | DATA NOT AVAILABLE | DATA NOT AVAILABLE | DATA NOT AVAILABLE | DATA NOT AVAILABLE | NO | CONNECTED | 1.2 | 1.2 | 1.263 | DATA NOT AVAILABLE | DATA NOT AVAILABLE | 42305 | DATA NOT AVAILABLE | DATA NOT AVAILABLE | DATA NOT AVAILABLE | DATA NOT AVAILABLE | DATA NOT AVAILABLE | DATA NOT AVAILABLE | DATA NOT AVAILABLE | N | DATA NOT AVAILABLE | DATA NOT AVAILABLE | DATA NOT AVAILABLE | DATA NOT AVAILABLE | DATA NOT AVAILABLE | 44084
1640000671770 | [5 empty] | 1640000671751 | IRWELL POWER LIMITED | BURY STOR 1 | CHAMBERWELL STREET | PEEL INDUSTRIAL ESTATE | BURY | GREATER MANCHESTER | BL9 0LU | ENGLAND | 380284 | 411561 | KEARSLEY 132 GSP | BURY | - | 33 | ELECTRICITY NORTH WEST LIMITED | FOSSIL - GAS | ENGINE (COMBUSTION / RECIPROCATING) | NO | 0 | 0 | 16 |  |  |  | 0 | 0 | 0 |  |  |  | 0 | 0 | 0 | NO | CONNECTED | 16 | 15.2 | 16 | 0.3325 | 0.35 | 2018-03-01 |  |  |  | 0 | 0 |  |  | NO | YES |  |  |  |  | 2021-12-06 | 53.60024066970233, -2.299397615893773
DATA NOT AVAILABLE | [5 empty] | 1640000047004 | J D SPORTS FASHION PLC | KINGSWAY BUSINESS PARK | MICHAEL FARADAY AVENUE |  | ROCHDALE | GREATER MANCHESTER | OL16 4FW | ENGLAND | 391542 | 412476 | ROCHDALE SGTS 2 3 4 | BELFIELD | KINGSWAY | 11 | ELECTRICITY NORTH WEST LIMITED | BIOMASS | STEAM TURBINE (THERMAL POWER PLANT) | YES | 0 | 0 | 1.5 |  |  |  | 0 | 0 | 0 |  |  |  | 0 | 0 | 0 | NO | CONNECTED | 1.5 | 0 | 0 | 2.28 | 2.4 | 2012-05-01 |  |  |  | 0 | 0 |  |  | NO | NO |  |  |  |  | 2021-12-06 | 53.60876995548888, -2.129306151755007
1170000558626 | [5 empty] | 1100039666559 | J sainsbury plc | Tamworth, distribution centre relay park | Sainsbury Supermarkets Limited Export | Kinsall Green, Wilnecote | Tamworth | Staffordshire | B77 5PB | United Kingdom | 424033 | 301220 | Lea Marston 132Kv S Stn | Tamworth 33Kv S Stn | Tamworth Grid 11Kv S Stn | 11 | National Grid Electricity Distribution (East Midlands) Plc | Fossil - Other | Engine (combustion / reciprocating) | No | data not available | data not available | 1.35 | Solar | Photovoltaic | No | data not available | data not available | 1 | data not applicable | data not applicable | data not applicable | data not available | data not available | data not applicable | data not available | Connected | 2.35 | 2.2325 | 2.35 | 0.6365 | 0.67 | 42380 | data not applicable | data not applicable | data not applicable | data not applicable | data not applicable | data not applicable | data not applicable | data not available | data not available | data not available | data not available | data not available | data not available | 45750
2394000127624 | [5 empty] | Data Not Available | Jacksons Bakery | Jacksons Bakery | Jacksons Bakery | Derringham Street | Hull | North Yorkshire | HU3 1EW | England | 508094 | 429550 | Creyke Beck | Hull South | Clarendon Street | 11 | Northern Powergrid (Yorkshire) plc | Fossil - Gas | Steam turbine (thermal power plant) | Yes | Data Not Applicable | Data Not Applicable | 1.2 | Data Not Available | Data Not Available | Data Not Available | Data Not Available | Data Not Available | Data Not Available | Data Not Available | Data Not Available | Data Not Available | Data Not Available | Data Not Available | Data Not Available | No | Connected | 1.2 | 1.2 | 1.263 | Data Not Available | Data Not Available | Data Not Available | Data Not Applicable | Data Not Applicable | 1.263 | Data Not Applicable | Data Not Applicable | Data Not Available | Data Not Available | Data Not Available | Data Not Available | Data Not Available | Data Not Available | Data Not Available | Data Not Available | 2017-03-08 | 53.751117275929985, -0.36218061172416716 |  |  | Kingston upon Hull, City of
2200043539664 | [5 empty] | 2200043539655 | Aller langport solar park limited | Church path 33kv solar park | Church Path 33Kv Solar Park Aller Court Farm | Oxleaze Drove | Aller | Somerset | TA10 0QR | United Kingdom | 339160 | 129010 | Bridgwater Sgp | Bridgwater Grid Bsp | North Street Langport | 33 | National Grid Electricity Distribution (South West) Plc | Solar | Photovoltaic | No | data not available | data not available | 13.748 | data not applicable | data not applicable | data not applicable | data not available | data not available | data not applicable | data not applicable | data not applicable | data not applicable | data not available | data not available | data not applicable | data not available | Connected | 13.748 | 9.6948 | 10.205 | 0.1425 | 0.15 | 45184 | data not applicable | data not applicable | data not applicable | data not applicable | data not applicable | data not applicable | data not applicable | data not available | data not available | data not available | data not available | data not available | data not available | 45750
2200043563045 | [5 empty] | 2200043563036 | Brooke energy (engineering) limited | Hill barton business park efw | Stuart Partners Limited, , Hill Barton Business Park | Sidmouth Road, Clyst St Mary | Exeter | Devon | EX5 1DR | United Kingdom | 300458 | 91251 | Exeter Main Sgp | Sowton Bsp | Hill Barton Primary | 11 | National Grid Electricity Distribution (South West) Plc | Waste | Steam turbine (thermal power plant) | No | data not available | data not available | 2.61 | data not applicable | data not applicable | data not applicable | data not available | data not available | data not applicable | data not applicable | data not applicable | data not applicable | data not available | data not available | data not applicable | data not available | Connected | 2.61 | 2.6096 | 2.747 | 1.71 | 1.8 | 45383 | data not applicable | data not applicable | data not applicable | data not applicable | data not applicable | data not applicable | data not applicable | data not available | data not available | data not available | data not available | data not available | data not available | 45750
2200043613004 | [5 empty] | 2200043612998 | Regener8 roborough limited | Roborough | New 45Mw Solar Park | Belliver Way | Plymouth | Devon | PL6 7DB | United Kingdom | 249833 | 62303.55 | Landulph Sgp | Ernesettle Bsp | Southway | 11 | National Grid Electricity Distribution (South West) Plc | Solar | Photovoltaic | No | data not available | data not available | 4.5 | data not applicable | data not applicable | data not applicable | data not available | data not available | data not applicable | data not applicable | data not applicable | data not applicable | data not available | data not available | data not applicable | data not available | Connected | 4.5 | 4.275 | 4.5 | 0.19 | 0.2 | 45078 | data not applicable | data not applicable | data not applicable | data not applicable | data not applicable | data not applicable | data not applicable | data not available | data not available | data not available | data not available | data not available | data not available | 45750
1580001118970 | [5 empty] | Data Not Available | James Cook Hospital | James Cook Hospital | James Cook University Hospital | Marton Road | Middlesbrough | North Yorkshire | TS4 3BW | England | 450786 | 517741 | Lackenby | Lackenby | Prissick | 11 | Northern Powergrid (Northeast) plc | Fossil - Oil | Engine (combustion / reciprocating) | No | Data Not Applicable | Data Not Applicable | 6 | Data Not Available | Data Not Available | Data Not Available | Data Not Available | Data Not Available | Data Not Available | Data Not Available | Data Not Available | Data Not Available | Data Not Available | Data Not Available | Data Not Available | No | Connected | 6 | 1 | 1.053 | Data Not Available | Data Not Available | Data Not Available | Data Not Applicable | Data Not Applicable | 6.316 | Data Not Applicable | Data Not Applicable | Data Not Available | Data Not Available | Data Not Available | Data Not Available | Data Not Available | Data Not Available | Data Not Available | Data Not Available | 2022-07-18 | 54.552376017149335, -1.2163240748416966 |  |  | Middlesbrough
1620001170986 | [5 empty] | 1620000068749 | JAMES CROPPER PLC | BURNESIDE MILL |  | BURNESIDE | KENDAL | CUMBRIA | LA9 6PZ | ENGLAND | 366523 | 399162 | HARKER ENWL SGTS 1 2 3A 4 / HUTTON GSP GROUP | KENDAL (PARKSIDE RD) | MINTSFEET | 11 | ELECTRICITY NORTH WEST LIMITED | FOSSIL - GAS | ENGINE (COMBUSTION / RECIPROCATING) | NO | 0 | 0 | 7 |  |  |  | 0 | 0 | 0 |  |  |  | 0 | 0 | 0 | NO | CONNECTED | 7 | 6.65 | 7 | 10.925 | 11.5 | 1987-08-01 |  |  |  | 0 | 0 |  |  | NO | NO |  |  |  |  | 2021-12-06 | 53.488097299229985, -2.5059987659598817
2200043663900 | [5 empty] | 2200043663886 | Beavor grange solar limited | Axminster stammery hill sector lane | Beavor Grange Farm Solar Farm | Sector Lane, Stammery Hill | Axminster | Devon | EX13 5SE | United Kingdom | 332757 | 98184 | Axminster Sgp | Woodcote Bsp | Axminster | 33 | National Grid Electricity Distribution (South West) Plc | Solar | Photovoltaic | No | data not available | data not available | 14.4 | data not applicable | data not applicable | data not applicable | data not available | data not available | data not applicable | data not applicable | data not applicable | data not applicable | data not available | data not available | data not applicable | data not available | Connected | 14.4 | 14.4001 | 15.158 | 0.0475 | 0.05 | 45240 | data not applicable | data not applicable | data not applicable | data not applicable | data not applicable | data not applicable | data not applicable | data not available | data not available | data not available | data not available | data not available | data not available | 45750
2200043668537 | [5 empty] | 2200043668528 | Horsey levels renewable energy limited | Horsey level 33kv solar park | Horsey Level 33Kv Solar Park | Horsey Lane | Bridgwater | data not available | TA7 8QJ | United Kingdom | 331699 | 103980 | Bridgwater Sgp | Bridgwater Grid Bsp | data not available | 33 | National Grid Electricity Distribution (South West) Plc | Solar | Photovoltaic | No | data not available | data not available | 20.2752 | data not applicable | data not applicable | data not applicable | data not available | data not available | data not applicable | data not applicable | data not applicable | data not applicable | data not available | data not available | data not applicable | data not available | Connected | 20.2752 | 19.3876 | 20.408 | 0.285 | 0.3 | 45383 | data not applicable | data not applicable | data not applicable | data not applicable | data not applicable | data not applicable | data not applicable | data not available | data not available | data not available | data not available | data not available | data not available | 45750
2200043745698 | [5 empty] | 2200043745689 | Spring dev 01 limited | Niro solar farm | Niro Solar Farm | Rockbeare Hill, Rockbeare | Exeter | data not available | EX5 2EZ | United Kingdom | 330514 | 93890 | Exeter Main Sgp | Sowton Bsp | data not available | 33 | National Grid Electricity Distribution (South West) Plc | Solar | Photovoltaic | No | data not available | data not available | 10.62 | data not applicable | data not applicable | data not applicable | data not available | data not available | data not applicable | data not applicable | data not applicable | data not applicable | data not available | data not available | data not applicable | data not available | Connected | 10.62 | 9.6938 | 10.204 | 0.2185 | 0.23 | 45444 | data not applicable | data not applicable | data not applicable | data not applicable | data not applicable | data not applicable | data not applicable | data not available | data not available | data not available | data not available | data not available | data not available | 45750
2200043752560 | [5 empty] | 2200031658594 | Yeo valley properties limited | Bridgwater cannington creamery | Cannington Dairy | Cannington | Bridgwater | Somerset | TA5 2ND | United Kingdom | 324870 | 138919 | Bridgwater Sgp | Bridgwater Grid Bsp | Nether Stowey | 11 | National Grid Electricity Distribution (South West) Plc | Solar | Photovoltaic | No | data not available | data not available | 7.5 | data not applicable | data not applicable | data not applicable | data not available | data not available | data not applicable | data not applicable | data not applicable | data not applicable | data not available | data not available | data not applicable | data not available | Connected | 7.5 | 0.475 | 0.5 | 0.95 | 1 | 45627 | data not applicable | data not applicable | data not applicable | data not applicable | data not applicable | data not applicable | data not applicable | data not available | data not available | data not available | data not available | data not available | data not available | 45750
2200043754540 | [5 empty] | 2200043754530 | Aldustria (launceston) ltd | Launceston battery stotage | Battery Storage | Link Road | Launceston | Cornwall | PL15 9HP | United Kingdom | 232854 | 83334 | Alverdiscott Sgp | Pyworthy Bsp | Launceston | 11 | National Grid Electricity Distribution (South West) Plc | Stored Energy (all stored energy irrespective of the original energy source) | Storage - Electrochemical (Batteries) | No | data not available | data not available | 3 | data not applicable | data not applicable | data not applicable | data not available | data not available | data not applicable | data not applicable | data not applicable | data not applicable | data not available | data not available | data not applicable | data not available | Connected | 3 | 3.0001 | 3.158 | 2.85 | 3 | 45352 | data not applicable | data not applicable | data not applicable | data not applicable | data not applicable | data not applicable | data not applicable | data not available | data not available | data not available | data not available | data not available | data not available | 45750
2200043772159 | [5 empty] | 2200030354517 | Kingsmoor packaging limited | Somerton unit 6 cary court | Unit 6 | Cary Court, Bancombe Road | Somerton | Somerset | TA11 6SB | United Kingdom | 347672 | 129175 | Bridgwater Sgp | Bridgwater Grid Bsp | Somerton | 0.4 | National Grid Electricity Distribution (South West) Plc | Solar | Photovoltaic | No | data not available | data not available | 2.55 | data not applicable | data not applicable | data not applicable | data not available | data not available | data not applicable | data not applicable | data not applicable | data not applicable | data not available | data not available | data not applicable | data not available | Connected | 2.55 | 0.23655 | 0.249 | 0.54625 | 0.575 | 45399 | data not applicable | data not applicable | data not applicable | data not applicable | data not applicable | data not applicable | data not applicable | data not available | data not available | data not available | data not available | data not available | data not available | 45750
2200043795397 | [5 empty] | 2200043795388 | Marksbury energy centre limited | Huntstrete 33kv solar park | Huntstrete 33Kv Solar Park, New Generator | Marsbury Plain | Marksbury | data not available | BA2 0EG | United Kingdom | 365990 | 106120 | Seabank Sgp | Radstock Bsp 132Kv | data not available | 33 | National Grid Electricity Distribution (South West) Plc | Solar | Photovoltaic | No | data not available | data not available | 16.896 | data not applicable | data not applicable | data not applicable | data not available | data not available | data not applicable | data not applicable | data not applicable | data not applicable | data not available | data not available | data not applicable | data not available | Connected | 16.896 | 14.5408 | 15.3061 | 0.1425 | 0.15 | 45602 | data not applicable | data not applicable | data not applicable | data not applicable | data not applicable | data not applicable | data not applicable | data not available | data not available | data not available | data not available | data not available | data not available | 45750
2200043806765 | [5 empty] | 2200043806756 | Simple energy spv 100 limited | Markham brook solar farm | Markham Brook Solar Park Markham Brook Solar Park Land At Portbury | Martcombe Road, Portbury | Bristol | data not available | BS20 7TR | United Kingdom | 353053 | 174053 | Seabank Sgp | Portishead New Bsp | Easton-In-Gordano | 11 | National Grid Electricity Distribution (South West) Plc | Solar | Photovoltaic | No | data not available | data not available | 5.485 | data not applicable | data not applicable | data not applicable | data not available | data not available | data not applicable | data not applicable | data not applicable | data not applicable | data not available | data not available | data not applicable | data not available | Connected | 5.485 | 4.807 | 5.06 | 0.095 | 0.1 | 45644 | data not applicable | data not applicable | data not applicable | data not applicable | data not applicable | data not applicable | data not applicable | data not available | data not available | data not available | data not available | data not available | data not available | 45750
2200043841306 | [5 empty] | 2200043841290 | Jbm solar projects 2 ltd | Langford 132kv solar bess | Langford Solar Farm | Land North-East Side Of 2 Langford Green, Langford | Cullompton | data not available | EX15 1RG | United Kingdom | 303060 | 102936 | Exeter Main Sgp | data not available | data not available | 132 | National Grid Electricity Distribution (South West) Plc | Solar | Photovoltaic | No | data not available | data not available | 41.705 | data not applicable | data not applicable | data not applicable | data not available | data not available | data not applicable | data not applicable | data not applicable | data not applicable | data not available | data not available | data not applicable | data not available | Connected | 41.705 | 34.9828 | 36.824 | 33.25 | 35 | 45717 | data not applicable | data not applicable | data not applicable | data not applicable | data not applicable | data not applicable | data not applicable | data not available | data not available | data not available | data not available | data not available | data not available | 45750
2200043897577 | [5 empty] | 2200043897559 | Ps renewables limited | Wells park solar farm | Wells Park Farm | Little Toms | Cullompton | data not available | EX15 1LR | United Kingdom | 300408 | 108049 | Exeter Main Sgp | Tiverton Bsp | Cullompton | 11 | National Grid Electricity Distribution (South West) Plc | Solar | Photovoltaic | No | data not available | data not available | 6.448 | data not applicable | data not applicable | data not applicable | data not available | data not available | data not applicable | data not applicable | data not applicable | data not applicable | data not available | data not available | data not applicable | data not available | Connected | 6.448 | 5.8159 | 6.122 | 0.095 | 0.1 | 45809 | data not applicable | data not applicable | data not applicable | data not applicable | data not applicable | data not applicable | data not applicable | data not available | data not available | data not available | data not available | data not available | data not available | 45750
data not applicable | [5 empty] | data not applicable | Green energy storage 140 limited | 178, cox's brook bess | Tewkesbury Road | data not available | Twigworth | data not available | GL2 9PG | United Kingdom | 384356 | 221908 | Port Ham 132Kv S Stn | data not available | data not available | 33 | National Grid Electricity Distribution (West Midlands) Plc | Advanced Fuel (produced via gasification or pyrolysis of biofuel or waste) | Engine (combustion / reciprocating) | No | data not available | data not available | 20 | data not applicable | data not applicable | data not applicable | data not available | data not available | data not applicable | data not applicable | data not applicable | data not applicable | data not available | data not available | data not applicable | data not available | Accepted to connect | data not applicable | data not applicable | data not applicable | data not applicable | data not applicable | data not applicable | 20 | 20 | 21.0526 | 20 | 21.0526 | 44728 | 2025-10-14 00:00:00 | data not available | data not available | data not available | data not available | data not available | data not available | 45750
data not applicable | [5 empty] | data not applicable | Olympus power ltd | Queensway campus, , denso manufacturing uk limited | data not available | data not available | Telford | Shropshire | TF1 7FS | United Kingdom | 368039 | 313119 | Ironbridge 132Kv S Stn | Ironbridge 400/132Kv | Hortonwood 132 11Kv S Stn | 11 | National Grid Electricity Distribution (West Midlands) Plc | Advanced Fuel (produced via gasification or pyrolysis of biofuel or waste) | Engine (combustion / reciprocating) | Yes | data not available | data not available | 2.001 | Solar | Photovoltaic | No | data not available | data not available | 0.49 | data not applicable | data not applicable | data not applicable | data not available | data not available | data not applicable | data not available | Accepted to connect | data not applicable | data not applicable | data not applicable | data not applicable | data not applicable | data not applicable | 2.491 | 0.49 | 0.51579 | 6 | 6.3158 | 45419 | 2025-04-22 00:00:00 | data not available | data not available | data not available | data not available | data not available | data not available | 45750
data not applicable | [5 empty] | data not applicable | push energy (decoy) ltd | Decoy farm, , organic recycling ltd | Spalding Road | data not available | Peterborough | data not available | PE6 0LX | United Kingdom | 526269 | 312848 | Walpole 132Kv S Stn | Spalding Clay Lake 33Kv S Stn | data not available | 33 | National Grid Electricity Distribution (East Midlands) Plc | Biofuel - Biogas from anaerobic digestion (excluding landfill & sewage) | Engine (combustion / reciprocating) | data not applicable | data not available | data not available | 18 | data not applicable | data not applicable | data not applicable | data not available | data not available | data not applicable | data not applicable | data not applicable | data not applicable | data not available | data not available | data not applicable | data not available | Accepted to connect | data not applicable | data not applicable | data not applicable | data not applicable | data not applicable | data not applicable | 18 | 18 | 18.9474 | data not available | 0 | 41492 | 2026-12-02 00:00:00 | data not available | data not available | data not available | data not available | data not available | data not available | 45750
data not applicable | [5 empty] | data not applicable | vale green energy ltd | Rotherdale farm | Long Lane | Tilesford | , | data not available | WR10 2LA | United Kingdom | 395658 | 249776 | Feckenham 66 11Kv S Stn | data not available | data not available | 66 | National Grid Electricity Distribution (West Midlands) Plc | Biofuel - Biogas from anaerobic digestion (excluding landfill & sewage) | Gas turbine (OCGT) | Yes | data not available | data not available | 3.046 | data not applicable | data not applicable | data not applicable | data not available | data not available | data not applicable | data not applicable | data not applicable | data not applicable | data not available | data not available | data not applicable | data not available | Accepted to connect | data not applicable | data not applicable | data not applicable | data not applicable | data not applicable | data not applicable | 3.046 | 22.5 | 23.6842 | data not available | 0 | 44620 | 2025-12-30 00:00:00 | data not available | data not available | data not available | data not available | data not available | data not available | 45750
data not applicable | [5 empty] | data not applicable | Enviroparks hirwaun ltd | Enviroparks | Fifth Avenue | Hirwaun | Aberdare | data not available | CF44 9YN | United Kingdom | 329844 | 214407 | Swansea North Grid | Hirwaun Grid | Hirwaun Primary | 33 | National Grid Electricity Distribution (South Wales) Plc | Biofuel - Landfill gas | Gas turbine (OCGT) | Yes | data not available | data not available | 15 | data not applicable | data not applicable | data not applicable | data not available | data not available | data not applicable | data not applicable | data not applicable | data not applicable | data not available | data not available | data not applicable | data not available | Accepted to connect | data not applicable | data not applicable | data not applicable | data not applicable | data not applicable | data not applicable | 15 | 15 | 15.7895 | 2 | 2.1053 | 40865 | 2025-09-30 00:00:00 | data not available | data not available | data not available | data not available | data not available | data not available | 45750
data not applicable | [5 empty] | data not applicable | centrica distributed generation ltd | Pencoed, diesel/biodiesel engine, import | Felindre Road | data not available | Pencoed | data not available | CF35 5HU | United Kingdom | data not available | data not available | Upper Boat | Upper Boat Bsp | data not available | 132 | National Grid Electricity Distribution (South Wales) Plc | Biofuel - Landfill gas | Gas turbine (OCGT) | data not applicable | data not available | data not available | 40 | data not applicable | data not applicable | data not applicable | data not available | data not available | data not applicable | data not applicable | data not applicable | data not applicable | data not available | data not available | data not applicable | data not available | Accepted to connect | data not applicable | data not applicable | data not applicable | data not applicable | data not applicable | data not applicable | 40 | 40 | 42.1053 | 0.1 | 0.10526 | 42564 | 2025-09-15 00:00:00 | data not available | data not available | data not available | data not available | data not available | data not available | 45750
data not applicable | [5 empty] | data not applicable | Wessex water | Avonmouth waste water treatment works | data not available | data not available | Bristol | data not available | BS11 0YS | United Kingdom | 353185 | 179241 | Seabank Sgp | Avonmouth Bsp | Avonmouth | 11 | National Grid Electricity Distribution (South West) Plc | Biofuel - Landfill gas | Gas turbine (OCGT) | data not applicable | data not available | data not available | 4 | data not applicable | data not applicable | data not applicable | data not available | data not available | data not applicable | data not applicable | data not applicable | data not applicable | data not available | data not available | data not applicable | data not available | Accepted to connect | data not applicable | data not applicable | data not applicable | data not applicable | data not applicable | data not applicable | 4 | 0 | 0 | 12 | 12.6316 | 44552 | 2025-06-27 00:00:00 | data not available | data not available | data not available | data not available | data not available | data not available | 45750
data not applicable | [5 empty] | data not applicable | cenin renewables ltd | Cenin t2, , import mpan site 4 parc stormy 33kv tx | Parc Stormy | data not available | Bridgend | data not available | CF33 4RS | United Kingdom | data not available | data not available | Pyle Grid | Pyle Bsp | data not available | 33 | National Grid Electricity Distribution (South Wales) Plc | Biofuel - Other | Engine (combustion / reciprocating) | No | data not available | data not available | 3 | Solar | Photovoltaic | No | data not available | data not available | 0.28 | data not applicable | data not applicable | data not applicable | data not available | data not available | data not applicable | data not available | Accepted to connect | data not applicable | data not applicable | data not applicable | data not applicable | data not applicable | data not applicable | 3.28 | 0 | 0 | data not available | 0 | 45005 | 2025-08-18 00:00:00 | data not available | data not available | data not available | data not available | data not available | data not available | 45750
data not applicable | [5 empty] | data not applicable | --REDACTED-- | --REDACTED-- | --REDACTED-- | --REDACTED-- | Kinver | West Midlands | DY7 6 | United Kingdom | --REDACTED-- | --REDACTED-- | data not available | data not available | data not available | 0.4 | National Grid Electricity Distribution (West Midlands) Plc | Biofuel - Sewage gas | Engine (combustion / reciprocating) | Yes | data not available | data not available | 2.352 | Solar | Photovoltaic | No | data not available | data not available | 0.18 | data not applicable | data not applicable | data not applicable | data not available | data not available | data not applicable | data not available | Accepted to connect | data not applicable | data not applicable | data not applicable | data not applicable | data not applicable | data not applicable | 2.532 | 1.901 | 2.0011 | 2.5 | 2.6316 | 45582 | 2025-09-15 00:00:00 | data not available | data not available | data not available | data not available | data not available | data not available | 45750
data not applicable | [5 empty] | data not applicable | Severn trent water limited | Severn trent water limited | Megaloughton Lane | Spondon | Derby | data not available | DE21 7BR | United Kingdom | 439134 | 334864 | Willington 132Kv S Stn | Spondon B 33Kv S Stn | Spondon 11Kv S Stn | 11 | National Grid Electricity Distribution (East Midlands) Plc | Biofuel - Sewage gas | Gas turbine (OCGT) | Yes | data not available | data not available | 2.03 | data not applicable | data not applicable | data not applicable | data not available | data not available | data not applicable | data not applicable | data not applicable | data not applicable | data not available | data not available | data not applicable | data not available | Accepted to connect | data not applicable | data not applicable | data not applicable | data not applicable | data not applicable | data not applicable | 2.03 | 0.499 | 0.52526 | 2.7 | 2.8421 | 45355 | 2026-02-02 00:00:00 | data not available | data not available | data not available | data not available | data not available | data not available | 45750
data not applicable | [5 empty] | data not applicable | Harlaxton engineering services | Boston 2 biomass power station | Riverside Industrial Estate | data not available | Boston | data not available | PE21 7RQ | United Kingdom | 533798 | 342052 | Walpole 132Kv S Stn | data not available | data not available | 132 | National Grid Electricity Distribution (East Midlands) Plc | Biomass | Steam turbine (thermal power plant) | data not applicable | data not available | data not available | 20 | data not applicable | data not applicable | data not applicable | data not available | data not available | data not applicable | data not applicable | data not applicable | data not applicable | data not available | data not available | data not applicable | data not available | Accepted to connect | data not applicable | data not applicable | data not applicable | data not applicable | data not applicable | data not applicable | 20 | 80 | 84.2105 | 5.062 | 5.3284 | 42635 | 2026-01-06 00:00:00 | data not available | data not available | data not available | data not available | data not available | data not available | 45750
data not applicable | [5 empty] | data not applicable | Mercia power response (hatton) limited | Hoon hay farm | Marston Lane | Hatton | Derbyshire | data not available | DE65 5EA | United Kingdom | 421910 | 329722 | Drakelow 132Kv | Burton 33Kv | Hatton 33 11Kv S Stn | 11 | National Grid Electricity Distribution (East Midlands) Plc | Biomass | Steam turbine (thermal power plant) | data not applicable | data not available | data not available | 6.3 | data not applicable | data not applicable | data not applicable | data not available | data not available | data not applicable | data not applicable | data not applicable | data not applicable | data not available | data not available | data not applicable | data not available | Accepted to connect | data not applicable | data not applicable | data not applicable | data not applicable | data not applicable | data not applicable | 6.3 | 6 | 6.3158 | 0.5 | 0.52632 | 43297 | 2025-06-14 00:00:00 | data not available | data not available | data not available | data not available | data not available | data not available | 45750
data not applicable | [5 empty] | data not applicable | Vattenfall networks ltd | Blackbridge farm | Cranford Road | data not available | Burton latimer | data not available | NN15 5TB | United Kingdom | 491049 | 276061 | Grendon 132Kv S Stn | Kettering 33Kv S Stn | data not available | 11 | National Grid Electricity Distribution (East Midlands) Plc | Biomass | Steam turbine (thermal power plant) | No | data not available | data not available | 10 | data not applicable | data not applicable | data not applicable | data not available | data not available | data not applicable | data not applicable | data not applicable | data not applicable | data not available | data not available | data not applicable | data not available | Accepted to connect | data not applicable | data not applicable | data not applicable | data not applicable | data not applicable | data not applicable | 10 | 10 | 10.5263 | 1.5 | 1.579 | 45677 | 2025-09-01 00:00:00 | data not available | data not available | data not available | data not available | data not available | data not available | 45750
data not applicable | [5 empty] | data not applicable | wh2022 limited | Land at southbrook farm | Sudbrook Road | Caldicot | Gwent | data not available | NP26 5SR | United Kingdom | 350569 | 187756 | Uskmouth | Sudbrook | data not available | 33 | National Grid Electricity Distribution (South Wales) Plc | Biomass | Steam turbine (thermal power plant) | No | data not available | data not available | 20 | data not applicable | data not applicable | data not applicable | data not available | data not available | data not applicable | data not applicable | data not applicable | data not applicable | data not available | data not available | data not applicable | data not available | Accepted to connect | data not applicable | data not applicable | data not applicable | data not applicable | data not applicable | data not applicable | 20 | 20 | 21.0526 | 0.01 | 0.01053 | 45645 | 2025-09-29 00:00:00 | data not available | data not available | data not available | data not available | data not available | data not available | 45750
data not applicable | [5 empty] | data not applicable | Immersa limited | Sanigar farm | Sanigar Lane | data not available | Berkeley | data not available | GL13 9NH | United Kingdom | 367057 | 201112 | Iron Acton 132Kv S Stn | data not available | data not available | 132 | National Grid Electricity Distribution (West Midlands) Plc | data not available | data not available | data not applicable | data not available | data not available | 49.99 | data not applicable | data not applicable | data not applicable | data not available | data not available | data not applicable | data not applicable | data not applicable | data not applicable | data not available | data not available | data not applicable | data not available | Accepted to connect | data not applicable | data not applicable | data not applicable | data not applicable | data not applicable | data not applicable | 49.99 | 50 | 52.6316 | 0.001 | 0.00105 | 43978 | 2025-09-02 00:00:00 | data not available | data not available | data not available | data not available | data not available | data not available | 45750
data not applicable | [5 empty] | data not applicable | solar century holdings limited | Maendy farm | Peterston Super Ely | data not available | Cardiff | data not available | CF5 6NE | United Kingdom | 307486 | 177681 | Upper Boat | data not available | data not available | 132 | National Grid Electricity Distribution (South Wales) Plc | data not available | data not available | data not applicable | data not available | data not available | 60 | Solar | Photovoltaic | data not applicable | data not available | data not available | 60 | data not applicable | data not applicable | data not applicable | data not available | data not available | data not applicable | data not available | Accepted to connect | data not applicable | data not applicable | data not applicable | data not applicable | data not applicable | data not applicable | 120 | 60 | 63.1579 | 60 | 63.1579 | 44180 | 2026-07-20 00:00:00 | data not available | data not available | data not available | data not available | data not available | data not available | 45750
data not applicable | [5 empty] | data not applicable | Kitland solar farm limited | Proposed solar scheme | Stock Lane | Langford | Bristol | data not available | B40 5EU | United Kingdom | data not available | data not available | Sandford 132Kv Sgp | data not available | data not available | 132 | National Grid Electricity Distribution (South West) Plc | data not available | data not available | data not applicable | data not available | data not available | 60 | Solar | Photovoltaic | data not applicable | data not available | data not available | 60 | data not applicable | data not applicable | data not applicable | data not available | data not available | data not applicable | data not available | Accepted to connect | data not applicable | data not applicable | data not applicable | data not applicable | data not applicable | data not applicable | 120 | 60 | 63.1579 | 60 | 63.1579 | 44167 | 2026-05-06 00:00:00 | data not available | data not available | data not available | data not available | data not available | data not available | 45750
data not applicable | [5 empty] | data not applicable | Renewable connections | Old hall farm solar & storage | Old Hall Farm | Ragdale | Melton mowbray | Leicestershire | LE14 3PP | United Kingdom | 465441 | 320259 | Ratcliffe On Soar 132Kv S Stn | Willoughby 33Kv S Stn | data not available | 33 | National Grid Electricity Distribution (East Midlands) Plc | data not available | data not available | data not applicable | data not available | data not available | 18 | Solar | Photovoltaic | data not applicable | data not available | data not available | 18 | data not applicable | data not applicable | data not applicable | data not available | data not available | data not applicable | data not available | Accepted to connect | data not applicable | data not applicable | data not applicable | data not applicable | data not applicable | data not applicable | 36 | 18 | 18.9474 | 2 | 2.1053 | 44257 | 2028-11-03 00:00:00 | data not available | data not available | data not available | data not available | data not available | data not available | 45750
data not applicable | [5 empty] | data not applicable | Jbm solar projects 28 limited | Evershill lane, eden meadows | Morton Cp | North East Derbyshire | Derbyshire | data not available | DE55 6HA | United Kingdom | 440587 | 361398 | Chesterfield 132Kv S Stn | data not available | data not available | 132 | National Grid Electricity Distribution (East Midlands) Plc | data not available | data not available | data not applicable | data not available | data not available | 49.9 | data not applicable | data not applicable | data not applicable | data not available | data not available | data not applicable | data not applicable | data not applicable | data not applicable | data not available | data not available | data not applicable | data not available | Accepted to connect | data not applicable | data not applicable | data not applicable | data not applicable | data not applicable | data not applicable | 49.9 | 49.9 | 52.5263 | 49.9 | 52.5263 | 44225 | 2026-05-13 00:00:00 | data not available | data not available | data not available | data not available | data not available | data not available | 45750
data not applicable | [5 empty] | data not applicable | rwe renewables uk solar and storage lim | Brinsea solar | Drove Way | Winscombe And Sandford, Nye, | North somerset | data not available | BS24 6TL | United Kingdom | 341238 | 161543 | Sandford 132Kv Sgp | Churchill Bsp 132Kv | data not available | 132 | National Grid Electricity Distribution (South West) Plc | data not available | data not available | data not applicable | data not available | data not available | 49.9 | data not applicable | data not applicable | data not applicable | data not available | data not available | data not applicable | data not applicable | data not applicable | data not applicable | data not available | data not available | data not applicable | data not available | Accepted to connect | data not applicable | data not applicable | data not applicable | data not applicable | data not applicable | data not applicable | 49.9 | 49.9 | 52.5263 | 49.9 | 52.5263 | 44306 | 2025-08-07 00:00:00 | data not available | data not available | data not available | data not available | data not available | data not available | 45750
data not applicable | [5 empty] | data not applicable | eeb63 limited | Deptford farm ess | High Bickington | data not available | Umberleigh | Devon | EX37 9BP | United Kingdom | 260269 | 118746 | Alverdiscott Sgp | data not available | data not available | 132 | National Grid Electricity Distribution (South West) Plc | data not available | data not available | data not applicable | data not available | data not available | 30 | Solar | Photovoltaic | data not applicable | data not available | data not available | 30 | data not applicable | data not applicable | data not applicable | data not available | data not available | data not applicable | data not available | Accepted to connect | data not applicable | data not applicable | data not applicable | data not applicable | data not applicable | data not applicable | 60 | 30 | 31.5789 | 30 | 31.5789 | 44348 | 2026-04-02 00:00:00 | data not available | data not available | data not available | data not available | data not available | data not available | 45750
data not applicable | [5 empty] | data not applicable | rwe renewables uk solar and storage ltd | J026a | Bishton Road | Newport | Gwent | Wales | NP18 | United Kingdom | data not available | data not available | Uskmouth | data not available | data not available | 132 | National Grid Electricity Distribution (South Wales) Plc | data not available | data not available | data not applicable | data not available | data not available | 100 | Solar | Photovoltaic | data not applicable | data not available | data not available | 100 | data not applicable | data not applicable | data not applicable | data not available | data not available | data not applicable | data not available | Accepted to connect | data not applicable | data not applicable | data not applicable | data not applicable | data not applicable | data not applicable | 200 | 100 | 105.2632 | 100 | 105.2632 | 44354 | 2026-03-23 00:00:00 | data not available | data not available | data not available | data not available | data not available | data not available | 45750
data not applicable | [5 empty] | data not applicable | enif bess limited | - | Whatton Estate | data not available | Long whatton | Loughborough | data not available | United Kingdom | data not available | data not available | Ratcliffe On Soar 132Kv S Stn | data not available | data not available | 132 | National Grid Electricity Distribution (East Midlands) Plc | data not available | data not available | data not applicable | data not available | data not available | 60 | Solar | Photovoltaic | data not applicable | data not available | data not available | 60 | data not applicable | data not applicable | data not applicable | data not available | data not available | data not applicable | data not available | Accepted to connect | data not applicable | data not applicable | data not applicable | data not applicable | data not applicable | data not applicable | 120 | 60 | 63.1579 | 60 | 63.1579 | 44410 | 2025-10-29 00:00:00 | data not available | data not available | data not available | data not available | data not available | data not available | 45750
data not applicable | [5 empty] | data not applicable | low carbon solar park 38 limited | Grantham solar farm | Barkston Heath | data not available | Grantham | Lincolnshire | NG32 2DF | United Kingdom | 495190 | 339780 | Bicker Fen 132Kv S Stn | Grantham 33Kv S Stn | data not available | 33 | National Grid Electricity Distribution (East Midlands) Plc | data not available | data not available | data not applicable | data not available | data not available | 25 | Solar | Photovoltaic | data not applicable | data not available | data not available | 25 | data not applicable | data not applicable | data not applicable | data not available | data not available | data not applicable | data not available | Accepted to connect | data not applicable | data not applicable | data not applicable | data not applicable | data not applicable | data not applicable | 50 | 25 | 26.3158 | 25 | 26.3158 | 44490 | 2025-08-06 00:00:00 | data not available | data not available | data not available | data not available | data not available | data not available | 45750
data not applicable | [5 empty] | data not applicable | Pulse clean energy spv rubin limited | Land on east side | Meaford Road | data not available | Barlaston | Staffs | ST15 0UU | United Kingdom | 388618 | 337371 | Cellarhead 132Kv | Meaford C 132Kv S Stn | data not available | 33 | National Grid Electricity Distribution (West Midlands) Plc | data not available | data not available | data not applicable | data not available | data not available | 40 | data not applicable | data not applicable | data not applicable | data not available | data not available | data not applicable | data not applicable | data not applicable | data not applicable | data not available | data not available | data not applicable | data not available | Accepted to connect | data not applicable | data not applicable | data not applicable | data not applicable | data not applicable | data not applicable | 40 | 40 | 42.1053 | 40 | 42.1053 | 44419 | 2025-09-30 00:00:00 | data not available | data not available | data not available | data not available | data not available | data not available | 45750
data not applicable | [5 empty] | data not applicable | Intelligent alternatives | Wyld meadow farm, , import mpan | data not available | Monkton Wyld | Bridport | Dorset | DT6 6DD | United Kingdom | data not available | data not available | Axminster Sgp | Woodcote Bsp | data not available | 33 | National Grid Electricity Distribution (South West) Plc | data not available | data not available | data not applicable | data not available | data not available | 4.9 | Solar | Photovoltaic | data not applicable | data not available | data not available | 4.9 | data not applicable | data not applicable | data not applicable | data not available | data not available | data not applicable | data not available | Accepted to connect | data not applicable | data not applicable | data not applicable | data not applicable | data not applicable | data not applicable | 9.8 | 9.8 | 10.3158 | 4.9 | 5.1579 | 44533 | 2026-04-28 00:00:00 | data not available | data not available | data not available | data not available | data not available | data not available | 45750
data not applicable | [5 empty] | data not applicable | moto hospitality ltd | Service area, moto hospitality ltd | M42, J10 | data not available | Tamworth | data not available | B77 5PS | United Kingdom | 424379 | 301268 | Lea Marston 132Kv S Stn | Tamworth 33Kv S Stn | data not available | 33 | National Grid Electricity Distribution (East Midlands) Plc | data not available | data not available | data not applicable | data not available | data not available | 8 | Stored Energy (all stored energy irrespective of the original energy source) | Storage - Electrochemical (Batteries) | data not applicable | data not available | data not available | 8 | data not applicable | data not applicable | data not applicable | data not available | data not available | data not applicable | data not available | Accepted to connect | data not applicable | data not applicable | data not applicable | data not applicable | data not applicable | data not applicable | 16 | 8 | 8.421 | 8 | 8.421 | 44473 | 2026-03-03 00:00:00 | data not available | data not available | data not available | data not available | data not available | data not available | 45750
data not applicable | [5 empty] | data not applicable | moto hospitality limited (paul lipton) | Service area - j14/15 | Stafford Northbound | data not available | Stone | data not available | ST15 0EU | United Kingdom | 388740 | 331836 | Cellarhead 132Kv | Meaford C 132Kv S Stn | Meaford C 132/33/11Kv | 11 | National Grid Electricity Distribution (West Midlands) Plc | data not available | data not available | data not applicable | data not available | data not available | 4 | Solar | Photovoltaic | No | data not available | data not available | 2 | data not applicable | data not applicable | data not applicable | data not available | data not available | data not applicable | data not available | Accepted to connect | data not applicable | data not applicable | data not applicable | data not applicable | data not applicable | data not applicable | 6 | 6 | 6.3158 | 8 | 8.421 | 44532 | 2025-08-27 00:00:00 | data not available | data not available | data not available | data not available | data not available | data not available | 45750
data not applicable | [5 empty] | data not applicable | moto hospitality limited | Moto hospitality ltd, service area | M5 Motorway, J3/4 | data not available | Birmingham | data not available | B32 4AR | United Kingdom | 398902 | 281302 | Kitwell 132Kv S Stn | Bartley Green 132/11Kv | Bartley Green 132 11Kv Substn | 11 | National Grid Electricity Distribution (West Midlands) Plc | data not available | data not available | data not applicable | data not available | data not available | 4 | data not applicable | data not applicable | data not applicable | data not available | data not available | data not applicable | data not applicable | data not applicable | data not applicable | data not available | data not available | data not applicable | data not available | Accepted to connect | data not applicable | data not applicable | data not applicable | data not applicable | data not applicable | data not applicable | 4 | 4 | 4.2105 | 4 | 4.2105 | 44447 | 2025-08-11 00:00:00 | data not available | data not available | data not available | data not available | data not available | data not available | 45750
data not applicable | [5 empty] | data not applicable | Stoneworthy energy storage limited | Hoppaworthy energy park | Hoppatown Farm | data not available | Holsworthy | data not available | EX22 6SP | United Kingdom | 231201 | 102748 | Alverdiscott Sgp | data not available | data not available | 132 | National Grid Electricity Distribution (South West) Plc | data not available | data not available | data not applicable | data not available | data not available | 50.4 | Solar | Photovoltaic | data not applicable | data not available | data not available | 50.4 | data not applicable | data not applicable | data not applicable | data not available | data not available | data not applicable | data not available | Accepted to connect | data not applicable | data not applicable | data not applicable | data not applicable | data not applicable | data not applicable | 100.8 | 49.9 | 52.5263 | 49.9 | 52.5263 | 44497 | 2026-02-16 00:00:00 | data not available | data not available | data not available | data not available | data not available | data not available | 45750
data not applicable | [5 empty] | data not applicable | Renesola hercules energy 5 limited | Taunton solar park | Ess Taunton | data not available | Taunton | data not available | TA4 1EP | United Kingdom | 317679 | 122923 | Taunton Sgp | Taunton Main Bsp | data not available | 132 | National Grid Electricity Distribution (South West) Plc | data not available | data not available | data not applicable | data not available | data not available | 40 | data not applicable | data not applicable | data not applicable | data not available | data not available | data not applicable | data not applicable | data not applicable | data not applicable | data not available | data not available | data not applicable | data not available | Accepted to connect | data not applicable | data not applicable | data not applicable | data not applicable | data not applicable | data not applicable | 40 | 40 | 42.1053 | 40 | 42.1053 | 44501 | 2025-10-06 00:00:00 | data not available | data not available | data not available | data not available | data not available | data not available | 45750
data not applicable | [5 empty] | data not applicable | Exagen development limited | Ohl tower connection | data not available | data not available | Solihull | data not available | CV8 1PT | United Kingdom | 425869 | 274525 | Berkswell 132Kv S Stn | data not available | data not available | 132 | National Grid Electricity Distribution (East Midlands) Plc | data not available | data not available | data not applicable | data not available | data not available | 75 | Solar | Photovoltaic | data not applicable | data not available | data not available | 75 | data not applicable | data not applicable | data not applicable | data not available | data not available | data not applicable | data not available | Accepted to connect | data not applicable | data not applicable | data not applicable | data not applicable | data not applicable | data not applicable | 150 | 75 | 78.9474 | 50 | 52.6316 | 44488 | 2026-03-06 00:00:00 | data not available | data not available | data not available | data not available | data not available | data not available | 45750
data not applicable | [5 empty] | data not applicable | Aspley battery storage limited | Aspley enterprises limited | - | data not available | Staffordshire | data not available | ST21 6FB | United Kingdom | 381570 | 333180 | Cellarhead 132Kv | data not available | data not available | 33 | National Grid Electricity Distribution (West Midlands) Plc | data not available | data not available | data not applicable | data not available | data not available | 10 | data not applicable | data not applicable | data not applicable | data not available | data not available | data not applicable | data not applicable | data not applicable | data not applicable | data not available | data not available | data not applicable | data not available | Accepted to connect | data not applicable | data not applicable | data not applicable | data not applicable | data not applicable | data not applicable | 10 | 10 | 10.5263 | 10 | 10.5263 | 44519 | 2025-08-21 00:00:00 | data not available | data not available | data not available | data not available | data not available | data not available | 45750
data not applicable | [5 empty] | data not applicable | stanton under bardon solar limited | Stanton under bardon solar & storage | Stanton Lane | data not available | Ibstock | North West Leicestershire | LE67 1FF | United Kingdom | 444649 | 310324 | Enderby 132Kv S Stn | Coalville 33Kv S Stn | data not available | 33 | National Grid Electricity Distribution (East Midlands) Plc | data not available | data not available | data not applicable | data not available | data not available | 30 | Solar | Photovoltaic | data not applicable | data not available | data not available | 30 | data not applicable | data not applicable | data not applicable | data not available | data not available | data not applicable | data not available | Accepted to connect | data not applicable | data not applicable | data not applicable | data not applicable | data not applicable | data not applicable | 60 | 30 | 31.5789 | 30 | 31.5789 | 44536 | 2026-01-21 00:00:00 | data not available | data not available | data not available | data not available | data not available | data not available | 45750
data not applicable | [5 empty] | data not applicable | Ase holdings uk ltd | - | Tregair Farm | St Newlyn East | Newquay | data not available | TR8 5JL | United Kingdom | 182230 | 59158.75 | Indian Queens Sgp | Fraddon Bsp | Newquay Trevemper | 11 | National Grid Electricity Distribution (South West) Plc | data not available | data not available | data not applicable | data not available | data not available | 1.2 | Solar | Photovoltaic | data not applicable | data not available | data not available | 1.2 | data not applicable | data not applicable | data not applicable | data not available | data not available | data not applicable | data not available | Accepted to connect | data not applicable | data not applicable | data not applicable | data not applicable | data not applicable | data not applicable | 2.4 | 1.2 | 1.2632 | data not available | 0 | 44455 | 2025-08-06 00:00:00 | data not available | data not available | data not available | data not available | data not available | data not available | 45750
data not applicable | [5 empty] | data not applicable | elgin energy esco limited | College farm | Braceby And Sapperton | data not available | South kesteven | Lincolnshire | NG34 0EG | United Kingdom | 502884 | 336171 | Bicker Fen 132Kv S Stn | data not available | data not available | 132 | National Grid Electricity Distribution (East Midlands) Plc | data not available | data not available | data not applicable | data not available | data not available | 129 | Solar | Photovoltaic | data not applicable | data not available | data not available | 129 | data not applicable | data not applicable | data not applicable | data not available | data not available | data not applicable | data not available | Accepted to connect | data not applicable | data not applicable | data not applicable | data not applicable | data not applicable | data not applicable | 258 | 129 | 135.7895 | 129 | 135.7895 | 44655 | 2026-03-19 00:00:00 | data not available | data not available | data not available | data not available | data not available | data not available | 45750
data not applicable | [5 empty] | data not applicable | Power generation (midlands)ltd | The forge, lye forge | Stourport Road | data not available | Kidderminster | data not available | DY11 7QE | United Kingdom | 381984 | 273714 | Bishops Wood 132Kv S Stn | Stourport 132 66 33Kv S Stn | Stourport 132/66/33/11Kv | 11 | National Grid Electricity Distribution (West Midlands) Plc | Fossil - Gas | Engine (combustion / reciprocating) | Yes | data not available | data not available | 5.5 | data not applicable | data not applicable | data not applicable | data not available | data not available | data not applicable | data not applicable | data not applicable | data not applicable | data not available | data not available | data not applicable | data not available | Accepted to connect | data not applicable | data not applicable | data not applicable | data not applicable | data not applicable | data not applicable | 5.5 | 5.5 | 5.7895 | 0.5 | 0.52632 | 43517 | 2026-03-30 00:00:00 | data not available | data not available | data not available | data not available | data not available | data not available | 45750
data not applicable | [5 empty] | data not applicable | avonmouth project co limited | Severn road | Almondsbury | data not available | Bristol | data not available | BS11 | United Kingdom | 351651 | 178490 | Seabank Sgp | Portishead New Bsp | data not available | 132 | National Grid Electricity Distribution (South West) Plc | Fossil - Gas | Engine (combustion / reciprocating) | data not applicable | data not available | data not available | 15 | data not applicable | data not applicable | data not applicable | data not available | data not available | data not applicable | data not applicable | data not applicable | data not applicable | data not available | data not available | data not applicable | data not available | Accepted to connect | data not applicable | data not applicable | data not applicable | data not applicable | data not applicable | data not applicable | 15 | 15 | 15.7895 | 0.5 | 0.52632 | 43816 | 2026-03-06 00:00:00 | data not available | data not available | data not available | data not available | data not available | data not available | 45750
data not applicable | [5 empty] | data not applicable | mercia power response (high view road) | Land off | High View Road | South Normanton | Alfreton | data not available | DE55 2FH | United Kingdom | 445467 | 357591 | Chesterfield 132Kv S Stn | Alfreton 33Kv S Stn | Blackwell 33 11Kv S Stn | 11 | National Grid Electricity Distribution (East Midlands) Plc | Fossil - Gas | Engine (combustion / reciprocating) | data not applicable | data not available | data not available | 3 | data not applicable | data not applicable | data not applicable | data not available | data not available | data not applicable | data not applicable | data not applicable | data not applicable | data not available | data not available | data not applicable | data not available | Accepted to connect | data not applicable | data not applicable | data not applicable | data not applicable | data not applicable | data not applicable | 3 | 3 | 3.1579 | 0.15 | 0.15789 | 43993 | 2025-07-30 00:00:00 | data not available | data not available | data not available | data not available | data not available | data not available | 45750
data not applicable | [5 empty] | data not applicable | Mwat ltd | Moss farm ppg site | Fleckney Road | Kibworth Beauchamp | Leicester | data not available | LE8 0HJ | United Kingdom | 466385 | 293719 | Grendon 132Kv S Stn | Kibworth 33Kv S Stn | Kibworth 11Kv S Stn | 11 | National Grid Electricity Distribution (East Midlands) Plc | Fossil - Gas | Engine (combustion / reciprocating) | data not applicable | data not available | data not available | 7.6 | data not applicable | data not applicable | data not applicable | data not available | data not available | data not applicable | data not applicable | data not applicable | data not applicable | data not available | data not available | data not applicable | data not available | Accepted to connect | data not applicable | data not applicable | data not applicable | data not applicable | data not applicable | data not applicable | 7.6 | 7.6 | 8 | data not available | 0 | 44242 | 2025-07-16 00:00:00 | data not available | data not available | data not available | data not available | data not available | data not available | 45750
data not applicable | [5 empty] | data not applicable | Powertree (sidings road) limited | - | Sidings Road | data not available | Kirkby in ashfield | Nottinghamshire | NG17 7JZ | United Kingdom | 451119 | 357117 | Chesterfield 132Kv S Stn | Annesley 33Kv S Stn | Sutton Junction 33 11Kv S Stn | 11 | National Grid Electricity Distribution (East Midlands) Plc | Fossil - Gas | Engine (combustion / reciprocating) | Yes | data not available | data not available | 3.2 | data not applicable | data not applicable | data not applicable | data not available | data not available | data not applicable | data not applicable | data not applicable | data not applicable | data not available | data not available | data not applicable | data not available | Accepted to connect | data not applicable | data not applicable | data not applicable | data not applicable | data not applicable | data not applicable | 3.2 | 3.2 | 3.3684 | 0.1 | 0.10526 | 44084 | 2025-10-22 00:00:00 | data not available | data not available | data not available | data not available | data not available | data not available | 45750
data not applicable | [5 empty] | data not applicable | Emsc uk ltd trading as powerstar | Ilmor engineering ltd | Quarry Road | data not available | Brixorth | Northampton | NN6 9UB | United Kingdom | 474728 | 269850 | Grendon 132Kv S Stn | Northampton West 33Kv S Stn | Chapel Brampton 33 11Kv S Stn | 11 | National Grid Electricity Distribution (East Midlands) Plc | Fossil - Gas | Engine (combustion / reciprocating) | Yes | data not available | data not available | 1.3 | data not applicable | data not applicable | data not applicable | data not available | data not available | data not applicable | data not applicable | data not applicable | data not applicable | data not available | data not available | data not applicable | data not available | Accepted to connect | data not applicable | data not applicable | data not applicable | data not applicable | data not applicable | data not applicable | 1.3 | 1.3 | 1.3684 | 1.3 | 1.3684 | 44419 | 2025-12-01 00:00:00 | data not available | data not available | data not available | data not available | data not available | data not available | 45750
data not applicable | [5 empty] | data not applicable | gfi timet limited | - | Titanium Road | data not available | Swansea | data not available | SA5 4SF | United Kingdom | 260401 | 195384 | Swansea North Grid | Swansea North Bsp | data not available | 33 | National Grid Electricity Distribution (South Wales) Plc | Fossil - Gas | Engine (combustion / reciprocating) | data not applicable | data not available | data not available | 20 | data not applicable | data not applicable | data not applicable | data not available | data not available | data not applicable | data not applicable | data not applicable | data not applicable | data not available | data not available | data not applicable | data not available | Accepted to connect | data not applicable | data not applicable | data not applicable | data not applicable | data not applicable | data not applicable | 20 | 20 | 21.0526 | 0.5 | 0.52632 | 44517 | 2026-10-30 00:00:00 | data not available | data not available | data not available | data not available | data not available | data not available | 45750
data not applicable | [5 empty] | data not applicable | Reliance energy limited | Plot 3,, knypersley power | Forge Way | data not available | Knypersley, | Stoke-On-Trent | ST8 7DN | United Kingdom | 389000 | 349874 | Cellarhead 132Kv | Whitfield 132 33Kv S Stn | Knypersley 33 11Kv S Stn | 11 | National Grid Electricity Distribution (West Midlands) Plc | Fossil - Gas | Engine (combustion / reciprocating) | Yes | data not available | data not available | 7.012 | data not applicable | data not applicable | data not applicable | data not available | data not available | data not applicable | data not applicable | data not applicable | data not applicable | data not available | data not available | data not applicable | data not available | Accepted to connect | data not applicable | data not applicable | data not applicable | data not applicable | data not applicable | data not applicable | 7.012 | 7.012 | 7.3811 | 0.36 | 0.37895 | 45320 | 2025-05-30 00:00:00 | data not available | data not available | data not available | data not available | data not available | data not available | 45750
data not applicable | [5 empty] | data not applicable | --REDACTED-- | --REDACTED-- | --REDACTED-- | --REDACTED-- | Plymouth | data not available | PL5 2 | United Kingdom | --REDACTED-- | --REDACTED-- | Landulph Sgp | Ernesettle Bsp | data not available | 33 | National Grid Electricity Distribution (South West) Plc | Fossil - Gas | Engine (combustion / reciprocating) | No | data not available | data not available | 20 | data not applicable | data not applicable | data not applicable | data not available | data not available | data not applicable | data not applicable | data not applicable | data not applicable | data not available | data not available | data not applicable | data not available | Accepted to connect | data not applicable | data not applicable | data not applicable | data not applicable | data not applicable | data not applicable | 20 | 20 | 21.0526 | 0.2 | 0.21053 | 45385 | 2025-12-23 00:00:00 | data not available | data not available | data not available | data not available | data not available | data not available | 45750
data not applicable | [5 empty] | data not applicable | Vital energi | Tudor grange leisure centre | Blossomfield Road | data not available | Solihull | data not available | B91 1NB | United Kingdom | 414993 | 278211 | Lea Marston 132Kv S Stn | Solihull 132Kv S Stn | Solihull 132/11Kv | 11 | National Grid Electricity Distribution (West Midlands) Plc | Fossil - Gas | Engine (combustion / reciprocating) | No | data not available | data not available | 1.547 | data not applicable | data not applicable | data not applicable | data not available | data not available | data not applicable | data not applicable | data not applicable | data not applicable | data not available | data not available | data not applicable | data not available | Accepted to connect | data not applicable | data not applicable | data not applicable | data not applicable | data not applicable | data not applicable | 1.547 | 1.547 | 1.6284 | 4 | 4.2105 | 45419 | 2025-07-16 00:00:00 | data not available | data not available | data not available | data not available | data not available | data not available | 45750
data not applicable | [5 empty] | data not applicable | Easton properties limited | Magnavale easton | Burton Lane | data not available | Grantham | data not available | NG33 5AU | United Kingdom | 493926 | 326566 | Bicker Fen 132Kv S Stn | Grantham 33Kv S Stn | Easton 33 11Kv S Stn | 11 | National Grid Electricity Distribution (East Midlands) Plc | Fossil - Gas | Engine (combustion / reciprocating) | No | data not available | data not available | 3.658 | data not applicable | data not applicable | data not applicable | data not available | data not available | data not applicable | data not applicable | data not applicable | data not applicable | data not available | data not available | data not applicable | data not available | Accepted to connect | data not applicable | data not applicable | data not applicable | data not applicable | data not applicable | data not applicable | 3.658 | 1.33 | 1.4 | 7 | 7.3684 | 45491 | 2025-09-25 00:00:00 | data not available | data not available | data not available | data not available | data not available | data not available | 45750
data not applicable | [5 empty] | data not applicable | Leven power limited | Redditch leven | Levan Power Station | Windsor Road | data not available | data not available | B97 6DJ | United Kingdom | 403665 | 268326 | Feckenham 66 11Kv S Stn | data not available | data not available | 11 | National Grid Electricity Distribution (West Midlands) Plc | Fossil - Gas | Engine (combustion / reciprocating) | No | data not available | data not available | 23 | data not applicable | data not applicable | data not applicable | data not available | data not available | data not applicable | data not applicable | data not applicable | data not applicable | data not available | data not available | data not applicable | data not available | Accepted to connect | data not applicable | data not applicable | data not applicable | data not applicable | data not applicable | data not applicable | 23 | 23 | 24.2105 | data not available | 0 | 45705 | 2028-03-13 00:00:00 | data not available | data not available | data not available | data not available | data not available | data not available | 45750
data not applicable | [5 empty] | data not applicable | avonmouth project co limited | Severn road (gas) 132kv | Land At: Severn Road | data not available | Avonmouth | data not available | BS10 7SE | United Kingdom | data not available | data not available | Seabank Sgp | data not available | data not available | 132 | National Grid Electricity Distribution (South West) Plc | Fossil - Gas | Gas turbine (OCGT) | data not applicable | data not available | data not available | 20 | data not applicable | data not applicable | data not applicable | data not available | data not available | data not applicable | data not applicable | data not applicable | data not applicable | data not available | data not available | data not applicable | data not available | Accepted to connect | data not applicable | data not applicable | data not applicable | data not applicable | data not applicable | data not applicable | 20 | 20 | 21.0526 | 0.2 | 0.21053 | 42828 | 2025-11-19 00:00:00 | data not available | data not available | data not available | data not available | data not available | data not available | 45750
data not applicable | [5 empty] | data not applicable | avonmouth project co limited | "severn road 2" | Severn Road | data not available | Avonmouth | data not available | BS10 7SE | United Kingdom | 354544 | 166394 | Seabank Sgp | Portishead New Bsp | data not available | 132 | National Grid Electricity Distribution (South West) Plc | Fossil - Gas | Gas turbine (OCGT) | data not applicable | data not available | data not available | 20 | data not applicable | data not applicable | data not applicable | data not available | data not available | data not applicable | data not applicable | data not applicable | data not applicable | data not available | data not available | data not applicable | data not available | Accepted to connect | data not applicable | data not applicable | data not applicable | data not applicable | data not applicable | data not applicable | 20 | 20 | 21.0526 | 0.2 | 0.21053 | 42894 | 2026-01-14 00:00:00 | data not available | data not available | data not available | data not available | data not available | data not available | 45750
data not applicable | [5 empty] | data not applicable | Liverton 2014 ltd | Liverton farm | Salterton Road | data not available | Exmouth | Devon | EX8 5BW | United Kingdom | data not available | data not available | Exeter Main Sgp | Exmouth Bsp | data not available | 33 | National Grid Electricity Distribution (South West) Plc | Fossil - Gas | Gas turbine (OCGT) | No | data not available | data not available | 6 | Solar | Photovoltaic | data not applicable | data not available | data not available | 3.91 | data not applicable | data not applicable | data not applicable | data not available | data not available | data not applicable | data not available | Accepted to connect | data not applicable | data not applicable | data not applicable | data not applicable | data not applicable | data not applicable | 9.91 | 6 | 6.3158 | 0.072 | 0.07579 | 43550 | 2025-05-15 00:00:00 | data not available | data not available | data not available | data not available | data not available | data not available | 45750
data not applicable | [5 empty] | data not applicable | avonmouth project co limited | "severn road 2" | Severn Road | data not available | Avonmouth | data not available | BS10 7SE | United Kingdom | 354544 | 166394 | Seabank Sgp | Portishead New Bsp | data not available | 132 | National Grid Electricity Distribution (South West) Plc | Fossil - Gas | Gas turbine (OCGT) | data not applicable | data not available | data not available | 9.9 | data not applicable | data not applicable | data not applicable | data not available | data not available | data not applicable | data not applicable | data not applicable | data not applicable | data not available | data not available | data not applicable | data not available | Accepted to connect | data not applicable | data not applicable | data not applicable | data not applicable | data not applicable | data not applicable | 9.9 | 9.9 | 10.421 | 4.6 | 4.8421 | 43665 | 2026-01-31 00:00:00 | data not available | data not available | data not available | data not available | data not available | data not available | 45750
data not applicable | [5 empty] | data not applicable | mercia power response (fordbridge lane) | Land off | Fordbridge Lane | data not available | Blackwell | Alfreton | DE55 5JY | United Kingdom | data not available | data not available | Chesterfield 132Kv S Stn | Alfreton 33Kv S Stn | Blackwell 33 11Kv S Stn | 11 | National Grid Electricity Distribution (East Midlands) Plc | Fossil - Gas | Gas turbine (OCGT) | data not applicable | data not available | data not available | 7.22 | data not applicable | data not applicable | data not applicable | data not available | data not available | data not applicable | data not applicable | data not applicable | data not applicable | data not available | data not available | data not applicable | data not available | Accepted to connect | data not applicable | data not applicable | data not applicable | data not applicable | data not applicable | data not applicable | 7.22 | 7.22 | 7.6 | 0.135 | 0.14211 | 43873 | 2025-09-30 00:00:00 | data not available | data not available | data not available | data not available | data not available | data not available | 45750
data not applicable | [5 empty] | data not applicable | Encyclis (corby) limited | Willowbrook industrial estate | Shelton Road | data not available | Corby | data not available | NN17 5XH | United Kingdom | 490731 | 290563 | Grendon 132Kv S Stn | Corby 33Kv S Stn | data not available | 33 | National Grid Electricity Distribution (East Midlands) Plc | Fossil - Gas | Gas turbine (OCGT) | data not applicable | data not available | data not available | 15 | data not applicable | data not applicable | data not applicable | data not available | data not available | data not applicable | data not applicable | data not applicable | data not applicable | data not available | data not available | data not applicable | data not available | Accepted to connect | data not applicable | data not applicable | data not applicable | data not applicable | data not applicable | data not applicable | 15 | 15 | 15.7895 | 3.5 | 3.6842 | 43964 | 2025-06-30 00:00:00 | data not available | data not available | data not available | data not available | data not available | data not available | 45750
data not applicable | [5 empty] | data not applicable | paignton power limited | Poc - yalberton road | data not available | data not available | Paignton | data not available | TQ4 7QL | United Kingdom | 287086 | 64912.3333 | Abham Sgp | Paignton Bsp | data not available | 33 | National Grid Electricity Distribution (South West) Plc | Fossil - Gas | Gas turbine (OCGT) | data not applicable | data not available | data not available | 25.3 | data not applicable | data not applicable | data not applicable | data not available | data not available | data not applicable | data not applicable | data not applicable | data not applicable | data not available | data not available | data not applicable | data not available | Accepted to connect | data not applicable | data not applicable | data not applicable | data not applicable | data not applicable | data not applicable | 25.3 | 25.3 | 26.6316 | 25.3 | 26.6316 | 44489 | 2026-03-12 00:00:00 | data not available | data not available | data not available | data not available | data not available | data not available | 45750
data not applicable | [5 empty] | data not applicable | Conrad (castle bromwich) limited | data not available | Maybrook Road | Minworth | Sutton coldfield | data not available | B76 1BE | United Kingdom | 414478 | 292362 | Nechells East 132Kv S Stn | Castle Bromwich 132 11Kv S Stn | Castle Bromwich 132/11Kv | 11 | National Grid Electricity Distribution (West Midlands) Plc | Fossil - Gas | Gas turbine (OCGT) | No | data not available | data not available | 12.7 | data not applicable | data not applicable | data not applicable | data not available | data not available | data not applicable | data not applicable | data not applicable | data not applicable | data not available | data not available | data not applicable | data not available | Accepted to connect | data not applicable | data not applicable | data not applicable | data not applicable | data not applicable | data not applicable | 12.7 | 12.7 | 13.3684 | 0.3 | 0.31579 | 45211 | 2025-12-01 00:00:00 | data not available | data not available | data not available | data not available | data not available | data not available | 45750
data not applicable | [5 empty] | data not applicable | Sparks electrical installations limited | Bees wax farm | Nocton | Lincoln | data not available | data not available | LN4 2AY | United Kingdom | 509097 | 365705 | West Burton 132Kv S Stn | Lincoln Main No 1 33Kv S Stn | Metheringham 33 11Kv S Stn | 0.4 | National Grid Electricity Distribution (East Midlands) Plc | Fossil - Gas | Gas turbine (OCGT) | No | data not available | data not available | 2 | Solar | Photovoltaic | No | data not available | data not available | 0.7 | data not applicable | data not applicable | data not applicable | data not available | data not available | data not applicable | data not available | Accepted to connect | data not applicable | data not applicable | data not applicable | data not applicable | data not applicable | data not applicable | 2.7 | 2 | 2.1053 | 0.32 | 0.33684 | 45177 | 2025-04-24 00:00:00 | data not available | data not available | data not available | data not available | data not available | data not available | 45750
data not applicable | [5 empty] | data not applicable | warwick integrated generation ltd | Bentinck generation station | Mill Lane | data not available | Bentinck town | Nottinghamshire | NG17 9LE | United Kingdom | 448596 | 355050 | Chesterfield 132Kv S Stn | Annesley 33Kv S Stn | data not available | 33 | National Grid Electricity Distribution (East Midlands) Plc | Fossil - Gas | Gas turbine (OCGT) | No | data not available | data not available | 12 | data not applicable | data not applicable | data not applicable | data not available | data not available | data not applicable | data not applicable | data not applicable | data not applicable | data not available | data not available | data not applicable | data not available | Accepted to connect | data not applicable | data not applicable | data not applicable | data not applicable | data not applicable | data not applicable | 12 | 12 | 12.6316 | 0.5 | 0.52632 | 45356 | 2025-09-16 00:00:00 | data not available | data not available | data not available | data not available | data not available | data not available | 45750
data not applicable | [5 empty] | data not applicable | British sugar newark sugar factory | Newark sugar factory | Great North Road | data not available | Newark | Nottinghamshire | NG24 1DL | United Kingdom | 479417 | 355193 | Staythorpe C 132Kv S Stn | Hawton 33Kv S Stn | Newark Junction 33 11Kv S Stn | 0.4 | National Grid Electricity Distribution (East Midlands) Plc | Fossil - Gas | Steam turbine (thermal power plant) | Yes | data not available | data not available | 12.715 | data not applicable | data not applicable | data not applicable | data not available | data not available | data not applicable | data not applicable | data not applicable | data not applicable | data not available | data not available | data not applicable | data not available | Accepted to connect | data not applicable | data not applicable | data not applicable | data not applicable | data not applicable | data not applicable | 12.715 | 3.4 | 3.5789 | 3.4 | 3.5789 | 45562 | 2025-05-31 00:00:00 | data not available | data not available | data not available | data not available | data not available | data not available | 45750
data not applicable | [5 empty] | data not applicable | Waters wye associates ltd | Simec power 1 | Corporation Road | data not available | Newport | data not available | NP19 4XE | United Kingdom | 333455 | 184860 | Uskmouth | Newport South | data not available | 33 | National Grid Electricity Distribution (South Wales) Plc | Fossil - Oil | Engine (combustion / reciprocating) | data not applicable | data not available | data not available | 19.8 | data not applicable | data not applicable | data not applicable | data not available | data not available | data not applicable | data not applicable | data not applicable | data not applicable | data not available | data not available | data not applicable | data not available | Accepted to connect | data not applicable | data not applicable | data not applicable | data not applicable | data not applicable | data not applicable | 19.8 | 19.8 | 20.8421 | 0.12 | 0.12632 | 42600 | 2026-12-31 00:00:00 | data not available | data not available | data not available | data not available | data not available | data not available | 45750
data not applicable | [5 empty] | data not applicable | Urbaser environmental ltd | Diesel generator | Bath Road | data not available | Stonehouse | data not available | GL10 3ET | United Kingdom | 379980 | 210406 | Iron Acton 132Kv S Stn | Ryeford 132Kv S Stn | data not available | 33 | National Grid Electricity Distribution (West Midlands) Plc | Fossil - Oil | Engine (combustion / reciprocating) | data not applicable | data not available | data not available | 1 | data not applicable | data not applicable | data not applicable | data not available | data not available | data not applicable | data not applicable | data not applicable | data not applicable | data not available | data not available | data not applicable | data not available | Accepted to connect | data not applicable | data not applicable | data not applicable | data not applicable | data not applicable | data not applicable | 1 | 1 | 1.0526 | data not available | 0 | 44309 | 2025-08-07 00:00:00 | data not available | data not available | data not available | data not available | data not available | data not available | 45750
data not applicable | [5 empty] | data not applicable | Adv 001 limited | Hindlip lane stor | Blackpole | Worcester | Worcestershire | data not available | WR3 8SB | United Kingdom | 386753 | 258230 | Bishops Wood 132Kv S Stn | Warndon 132Kv S Stn | data not available | 11 | National Grid Electricity Distribution (West Midlands) Plc | Fossil - Oil | Gas turbine (OCGT) | data not applicable | data not available | data not available | 7.5 | data not applicable | data not applicable | data not applicable | data not available | data not available | data not applicable | data not applicable | data not applicable | data not applicable | data not available | data not available | data not applicable | data not available | Accepted to connect | data not applicable | data not applicable | data not applicable | data not applicable | data not applicable | data not applicable | 7.5 | 7.5 | 7.8947 | 0.342 | 0.36 | 44299 | 2025-10-31 00:00:00 | data not available | data not available | data not available | data not available | data not available | data not available | 45750
data not applicable | [5 empty] | data not applicable | United downs geothermal ltd | Power project, united downs geothermal | Unit 3 United Downs Ind Estate | St Day | Redruth | data not available | TR16 5HY | United Kingdom | 174293 | 41604 | Indian Queens Sgp | Rame Bsp | data not available | 33 | National Grid Electricity Distribution (South West) Plc | Geothermal | Geothermal power plant | data not applicable | data not available | data not available | 4 | data not applicable | data not applicable | data not applicable | data not available | data not available | data not applicable | data not applicable | data not applicable | data not applicable | data not available | data not available | data not applicable | data not available | Accepted to connect | data not applicable | data not applicable | data not applicable | data not applicable | data not applicable | data not applicable | 4 | 2.993 | 3.1505 | 1.2 | 1.2632 | 44470 | 2025-10-28 00:00:00 | data not available | data not available | data not available | data not available | data not available | data not available | 45750
data not applicable | [5 empty] | data not applicable | Geothermal engineering ltd | Manhay geoghermal power plant | Manhay Farm | data not available | Helston | data not available | TR13 0ND | United Kingdom | 168973 | 29918 | Indian Queens Sgp | Rame Bsp | data not available | 33 | National Grid Electricity Distribution (South West) Plc | Geothermal | Geothermal power plant | data not applicable | data not available | data not available | 6.5 | data not applicable | data not applicable | data not applicable | data not available | data not available | data not applicable | data not applicable | data not applicable | data not applicable | data not available | data not available | data not applicable | data not available | Accepted to connect | data not applicable | data not applicable | data not applicable | data not applicable | data not applicable | data not applicable | 6.5 | 5 | 5.2632 | 1.5 | 1.579 | 44536 | 2026-07-30 00:00:00 | data not available | data not available | data not available | data not available | data not available | data not available | 45750
data not applicable | [5 empty] | data not applicable | Gel geothermal eng ltd | Lambriggan farm, penhallow geothermal | data not available | data not available | truro | data not available | TR4 9LT | United Kingdom | 176718 | 50883.5 | Indian Queens Sgp | Truro Bsp | Perranporth | 11 | National Grid Electricity Distribution (South West) Plc | Geothermal | Geothermal power plant | data not applicable | data not available | data not available | 6.5 | data not applicable | data not applicable | data not applicable | data not available | data not available | data not applicable | data not applicable | data not applicable | data not applicable | data not available | data not available | data not applicable | data not available | Accepted to connect | data not applicable | data not applicable | data not applicable | data not applicable | data not applicable | data not applicable | 6.5 | 5 | 5.2632 | 1.5 | 1.579 | 44536 | 2025-09-01 00:00:00 | data not available | data not available | data not available | data not available | data not available | data not available | 45750
data not applicable | [5 empty] | data not applicable | Hoare lea | The eden project | data not available | data not available | St austell | data not available | PL24 2SG | United Kingdom | 204879 | 55138 | Indian Queens Sgp | St Austell Bsp | Trebal | 11 | National Grid Electricity Distribution (South West) Plc | Geothermal | Geothermal power plant | No | data not available | data not available | 5 | data not applicable | data not applicable | data not applicable | data not available | data not available | data not applicable | data not applicable | data not applicable | data not applicable | data not available | data not available | data not applicable | data not available | Accepted to connect | data not applicable | data not applicable | data not applicable | data not applicable | data not applicable | data not applicable | 5 | 5 | 5.2632 | 1 | 1.0526 | 44574 | 2036-10-10 00:00:00 | data not available | data not available | data not available | data not available | data not available | data not available | 45750
data not applicable | [5 empty] | data not applicable | Geothermal engineering ltd | Tregath geothermal project | Tregath Business Park | data not available | Camelford | data not available | PL32 9TX | United Kingdom | 210153 | 85024.8333 | Indian Queens Sgp | St Tudy Bsp | data not available | 11 | National Grid Electricity Distribution (South West) Plc | Geothermal | Geothermal power plant | No | data not available | data not available | 4.9 | data not applicable | data not applicable | data not applicable | data not available | data not available | data not applicable | data not applicable | data not applicable | data not applicable | data not available | data not available | data not applicable | data not available | Accepted to connect | data not applicable | data not applicable | data not applicable | data not applicable | data not applicable | data not applicable | 4.9 | 4.9 | 5.1579 | 1.5 | 1.579 | 45281 | 2026-04-30 00:00:00 | data not available | data not available | data not available | data not available | data not available | data not available | 45750
data not applicable | [5 empty] | data not applicable | Last energy uk ltd | Llynfi power station | Llangynwyd | data not available | Bridgend | data not available | CF32 8UE | United Kingdom | 288719 | 187785 | Grange | Grange Bsp | data not available | 66 | National Grid Electricity Distribution (South Wales) Plc | Nuclear | Steam turbine (thermal power plant) | No | data not available | data not available | 22 | data not applicable | data not applicable | data not applicable | data not available | data not available | data not applicable | data not applicable | data not applicable | data not applicable | data not available | data not available | data not applicable | data not available | Accepted to connect | data not applicable | data not applicable | data not applicable | data not applicable | data not applicable | data not applicable | 22 | 22 | 23.1579 | 3 | 3.1579 | 45674 | 2029-01-17 00:00:00 | data not available | data not available | data not available | data not available | data not available | data not available | 45750
data not applicable | [5 empty] | data not applicable | Green energy networks ltd | Wittering | Ford Road | Wittering | Stamford | Peterborough | PE6 | United Kingdom | 516818 | 310558 | Walpole 132Kv S Stn | Stamford 33Kv S Stn | Wittering 33 11Kv S Stn | 11 | National Grid Electricity Distribution (East Midlands) Plc | Solar | Photovoltaic | data not applicable | data not available | data not available | 3 | data not applicable | data not applicable | data not applicable | data not available | data not available | data not applicable | data not applicable | data not applicable | data not applicable | data not available | data not available | data not applicable | data not available | Accepted to connect | data not applicable | data not applicable | data not applicable | data not applicable | data not applicable | data not applicable | 3 | 3 | 3.1579 | 0.1 | 0.10526 | 41919 | 2025-11-20 00:00:00 | data not available | data not available | data not available | data not available | data not available | data not available | 45750
data not applicable | [5 empty] | data not applicable | wse pembrokeshire limited | Blackberry lane solar park | Pembroke Dock | data not available | Pembrokeshire | data not available | data not available | United Kingdom | data not available | data not available | Pembroke Power Station | Golden Hill Grid | data not available | 33 | National Grid Electricity Distribution (South Wales) Plc | Solar | Photovoltaic | data not applicable | data not available | data not available | 9.9 | data not applicable | data not applicable | data not applicable | data not available | data not available | data not applicable | data not applicable | data not applicable | data not applicable | data not available | data not available | data not applicable | data not available | Accepted to connect | data not applicable | data not applicable | data not applicable | data not applicable | data not applicable | data not applicable | 9.9 | 9.9 | 10.421 | 0.1 | 0.10526 | 41941 | 2026-08-31 00:00:00 | data not available | data not available | data not available | data not available | data not available | data not available | 45750
data not applicable | [5 empty] | data not applicable | wentloog farmers' solar scheme limited | Hawse farm, wentloog levels solar park | Hawse Lane | Stbrides Wentloog | Newport | data not available | NP10 8SR | United Kingdom | 328314 | 181686 | Uskmouth | Newport West | data not available | 132 | National Grid Electricity Distribution (South Wales) Plc | Solar | Photovoltaic | data not applicable | data not available | data not available | 41 | data not applicable | data not applicable | data not applicable | data not available | data not available | data not applicable | data not applicable | data not applicable | data not applicable | data not available | data not available | data not applicable | data not available | Accepted to connect | data not applicable | data not applicable | data not applicable | data not applicable | data not applicable | data not applicable | 41 | 41 | 43.1579 | 0.001 | 0.00105 | 42083 | 2026-02-12 00:00:00 | data not available | data not available | data not available | data not available | data not available | data not available | 45750
data not applicable | [5 empty] | data not applicable | tge management company limited | Blackbridge farm | Cranford Road | data not available | Burton latimer | data not available | NN15 5TB | United Kingdom | 491049 | 276061 | Grendon 132Kv S Stn | Kettering 33Kv S Stn | Burton Latimer 33 11Kv S Stn | 33 | National Grid Electricity Distribution (East Midlands) Plc | Solar | Photovoltaic | data not applicable | data not available | data not available | 10 | data not applicable | data not applicable | data not applicable | data not available | data not available | data not applicable | data not applicable | data not applicable | data not applicable | data not available | data not available | data not applicable | data not available | Accepted to connect | data not applicable | data not applicable | data not applicable | data not applicable | data not applicable | data not applicable | 10 | 10 | 10.5263 | 0.001 | 0.00105 | 42054 | 2026-02-19 00:00:00 | data not available | data not available | data not available | data not available | data not available | data not available | 45750
data not applicable | [5 empty] | data not applicable | hatton solar farm limited | Stourton estate | Top Yard | Baumber | Horncastle | data not available | LN9 5PB | United Kingdom | 521715 | 375712 | West Burton 132Kv S Stn | North Greetwell 132Kv Switching Station | data not available | 132 | National Grid Electricity Distribution (East Midlands) Plc | Solar | Photovoltaic | data not applicable | data not available | data not available | 49.9 | data not applicable | data not applicable | data not applicable | data not available | data not available | data not applicable | data not applicable | data not applicable | data not applicable | data not available | data not available | data not applicable | data not available | Accepted to connect | data not applicable | data not applicable | data not applicable | data not applicable | data not applicable | data not applicable | 49.9 | 49.9 | 52.5263 | 1 | 1.0526 | 42752 | 2025-08-20 00:00:00 | data not available | data not available | data not available | data not available | data not available | data not available | 45750
data not applicable | [5 empty] | data not applicable | ranksborough solar limited | Ranksborough farm, 1014 | Langham | data not available | Oakham | Leicestershire | LE15 7EJ | United Kingdom | 483502 | 311008 | Grendon 132Kv S Stn | Oakham 33Kv S Stn | data not available | 33 | National Grid Electricity Distribution (East Midlands) Plc | Solar | Photovoltaic | data not applicable | data not available | data not available | 30 | data not applicable | data not applicable | data not applicable | data not available | data not available | data not applicable | data not applicable | data not applicable | data not applicable | data not available | data not available | data not applicable | data not available | Accepted to connect | data not applicable | data not applicable | data not applicable | data not applicable | data not applicable | data not applicable | 30 | 30 | 31.5789 | 0.03 | 0.03158 | 43006 | 2025-11-27 00:00:00 | data not available | data not available | data not available | data not available | data not available | data not available | 45750
data not applicable | [5 empty] | data not applicable | eeb24 limited | Tuckey farm solar pv | Winslow | data not available | Buckingham | data not available | MK18 3ND | United Kingdom | 476021 | 226573 | East Claydon 132Kv S Stn | data not available | data not available | 33 | National Grid Electricity Distribution (East Midlands) Plc | Solar | Photovoltaic | data not applicable | data not available | data not available | 25 | data not applicable | data not applicable | data not applicable | data not available | data not available | data not applicable | data not applicable | data not applicable | data not applicable | data not available | data not available | data not applicable | data not available | Accepted to connect | data not applicable | data not applicable | data not applicable | data not applicable | data not applicable | data not applicable | 25 | 25 | 26.3158 | 0.09 | 0.09474 | 43112 | 2025-10-23 00:00:00 | data not available | data not available | data not available | data not available | data not available | data not available | 45750
data not applicable | [5 empty] | data not applicable | eeb28 ltd | Boughton estate | Grafton Underwood | data not available | Kettering | data not available | NN14 3NB | United Kingdom | 493785 | 282873 | Grendon 132Kv S Stn | data not available | data not available | 132 | National Grid Electricity Distribution (East Midlands) Plc | Solar | Photovoltaic | data not applicable | data not available | data not available | 40 | data not applicable | data not applicable | data not applicable | data not available | data not available | data not applicable | data not applicable | data not applicable | data not applicable | data not available | data not available | data not applicable | data not available | Accepted to connect | data not applicable | data not applicable | data not applicable | data not applicable | data not applicable | data not applicable | 40 | 40 | 42.1053 | 0.09 | 0.09474 | 43133 | 2025-09-29 00:00:00 | data not available | data not available | data not available | data not available | data not available | data not available | 45750
data not applicable | [5 empty] | data not applicable | --REDACTED-- | --REDACTED-- | --REDACTED-- | --REDACTED-- | Port talbot | data not available | SA8 4 | United Kingdom | --REDACTED-- | --REDACTED-- | Swansea North Grid | Ystradgynlais Grid | data not available | 33 | National Grid Electricity Distribution (South Wales) Plc | Solar | Photovoltaic | data not applicable | data not available | data not available | 4.7 | data not applicable | data not applicable | data not applicable | data not available | data not available | data not applicable | data not applicable | data not applicable | data not applicable | data not available | data not available | data not applicable | data not available | Accepted to connect | data not applicable | data not applicable | data not applicable | data not applicable | data not applicable | data not applicable | 4.7 | 4.7 | 4.9474 | 0.1 | 0.10526 | 43145 | 2025-09-30 00:00:00 | data not available | data not available | data not available | data not available | data not available | data not available | 45750
data not applicable | [5 empty] | data not applicable | eeb32 ltd | East wood end pv generation | data not available | data not available | Milton keynes | data not available | MK17 0PG | United Kingdom | 479418 | 230331 | East Claydon 132Kv S Stn | data not available | data not available | 0.4 | National Grid Electricity Distribution (East Midlands) Plc | Solar | Photovoltaic | data not applicable | data not available | data not available | 40 | data not applicable | data not applicable | data not applicable | data not available | data not available | data not applicable | data not applicable | data not applicable | data not applicable | data not available | data not available | data not applicable | data not available | Accepted to connect | data not applicable | data not applicable | data not applicable | data not applicable | data not applicable | data not applicable | 40 | 40 | 42.1053 | 0.09 | 0.09474 | 43210 | 2026-01-06 00:00:00 | data not available | data not available | data not available | data not available | data not available | data not available | 45750
data not applicable | [5 empty] | data not applicable | nextpower spv 9 ltd | Mill farm | Cotes | data not available | Loughborough | data not available | LE12 5TL | United Kingdom | 455721 | 320648 | Ratcliffe On Soar 132Kv S Stn | Loughborough 33Kv S Stn | data not available | 33 | National Grid Electricity Distribution (East Midlands) Plc | Solar | Photovoltaic | data not applicable | data not available | data not available | 22 | data not applicable | data not applicable | data not applicable | data not available | data not available | data not applicable | data not applicable | data not applicable | data not applicable | data not available | data not available | data not applicable | data not available | Accepted to connect | data not applicable | data not applicable | data not applicable | data not applicable | data not applicable | data not applicable | 22 | 22 | 23.1579 | 0.05 | 0.05263 | 43271 | 2025-12-17 00:00:00 | data not available | data not available | data not available | data not available | data not available | data not available | 45750
data not applicable | [5 empty] | data not applicable | Leicestershire county council | Poole farm | data not available | data not available | Loughborough | data not available | LE12 8EN | United Kingdom | 456343 | 317525 | Ratcliffe On Soar 132Kv S Stn | Loughborough 33Kv S Stn | data not available | 33 | National Grid Electricity Distribution (East Midlands) Plc | Solar | Photovoltaic | data not applicable | data not available | data not available | 10 | data not applicable | data not applicable | data not applicable | data not available | data not available | data not applicable | data not applicable | data not applicable | data not applicable | data not available | data not available | data not applicable | data not available | Accepted to connect | data not applicable | data not applicable | data not applicable | data not applicable | data not applicable | data not applicable | 10 | 10 | 10.5263 | 0.05 | 0.05263 | 43273 | 2026-02-19 00:00:00 | data not available | data not available | data not available | data not available | data not available | data not available | 45750
data not applicable | [5 empty] | data not applicable | aura power solar uk 1 limited | Trenoweth farm | Praze An Beeble | data not available | Cambourne | data not available | TR14 0PL | United Kingdom | 163265 | 37077 | Indian Queens Sgp | data not available | data not available | 0.4 | National Grid Electricity Distribution (South West) Plc | Solar | Photovoltaic | data not applicable | data not available | data not available | 30 | data not applicable | data not applicable | data not applicable | data not available | data not available | data not applicable | data not applicable | data not applicable | data not applicable | data not available | data not available | data not applicable | data not available | Accepted to connect | data not applicable | data not applicable | data not applicable | data not applicable | data not applicable | data not applicable | 30 | 30 | 31.5789 | data not available | 0 | 43320 | 2026-04-02 00:00:00 | data not available | data not available | data not available | data not available | data not available | data not available | 45750
data not applicable | [5 empty] | data not applicable | aura power solar uk2 limited | Clyst st lawrence energy storage | Clyst Hydon | data not available | Cullompton | Devon | EX15 2NH | United Kingdom | 304703 | 100242 | Exeter Main Sgp | data not available | data not available | 132 | National Grid Electricity Distribution (South West) Plc | Solar | Photovoltaic | data not applicable | data not available | data not available | 49.9 | data not applicable | data not applicable | data not applicable | data not available | data not available | data not applicable | data not applicable | data not applicable | data not applicable | data not available | data not available | data not applicable | data not available | Accepted to connect | data not applicable | data not applicable | data not applicable | data not applicable | data not applicable | data not applicable | 49.9 | 49.9 | 52.5263 | 0.3 | 0.31579 | 43320 | 2025-09-04 00:00:00 | data not available | data not available | data not available | data not available | data not available | data not available | 45750
data not applicable | [5 empty] | data not applicable | Asset utilities ltd | - | 4273-01 Williamthorpe Colliery | data not available | Chesterfield | Derbyshire | data not available | United Kingdom | data not available | data not available | Chesterfield 132Kv S Stn | Chesterfield 33Kv S Stn | Grassmoor 33 11Kv S Stn | 11 | National Grid Electricity Distribution (East Midlands) Plc | Solar | Photovoltaic | data not applicable | data not available | data not available | 3.75 | data not applicable | data not applicable | data not applicable | data not available | data not available | data not applicable | data not applicable | data not applicable | data not applicable | data not available | data not available | data not applicable | data not available | Accepted to connect | data not applicable | data not applicable | data not applicable | data not applicable | data not applicable | data not applicable | 3.75 | 3.75 | 3.9474 | 0.05 | 0.05263 | 43361 | 2025-07-17 00:00:00 | data not available | data not available | data not available | data not available | data not available | data not available | 45750
data not applicable | [5 empty] | data not applicable | Rush wall solar park limited | Proposed solar park | Longlands Farm | Redwick | Nr newport | Gwent | NP26 3DX | United Kingdom | 341279 | 184898 | Uskmouth | data not available | data not available | 132 | National Grid Electricity Distribution (South Wales) Plc | Solar | Photovoltaic | data not applicable | data not available | data not available | 49.99 | data not applicable | data not applicable | data not applicable | data not available | data not available | data not applicable | data not applicable | data not applicable | data not applicable | data not available | data not available | data not applicable | data not available | Accepted to connect | data not applicable | data not applicable | data not applicable | data not applicable | data not applicable | data not applicable | 49.99 | 49.99 | 52.621 | 0.5 | 0.52632 | 43305 | 2025-10-13 00:00:00 | data not available | data not available | data not available | data not available | data not available | data not available | 45750
data not applicable | [5 empty] | data not applicable | Coldharbour farm solar park limited | Coldharbour farm | Ashreigney | data not available | Chulmleigh | Devon | EX18 7NQ | United Kingdom | 260612 | 112728 | Alverdiscott Sgp | data not available | data not available | 132 | National Grid Electricity Distribution (South West) Plc | Solar | Photovoltaic | data not applicable | data not available | data not available | 49.99 | data not applicable | data not applicable | data not applicable | data not available | data not available | data not applicable | data not applicable | data not applicable | data not applicable | data not available | data not available | data not applicable | data not available | Accepted to connect | data not applicable | data not applicable | data not applicable | data not applicable | data not applicable | data not applicable | 49.99 | 49.99 | 52.621 | 0.5 | 0.52632 | 43434 | 2026-03-05 00:00:00 | data not available | data not available | data not available | data not available | data not available | data not available | 45750
data not applicable | [5 empty] | data not applicable | Jbm solar projects 5 limited | data not available | Fraddon Solar Farm 50A | data not available | Fraddon | data not available | TR8 4LX | United Kingdom | 190087 | 60180 | Indian Queens Sgp | data not available | data not available | 132 | National Grid Electricity Distribution (South West) Plc | Solar | Photovoltaic | data not applicable | data not available | data not available | 49.9 | data not applicable | data not applicable | data not applicable | data not available | data not available | data not applicable | data not applicable | data not applicable | data not applicable | data not available | data not available | data not applicable | data not available | Accepted to connect | data not applicable | data not applicable | data not applicable | data not applicable | data not applicable | data not applicable | 49.9 | 49.9 | 52.5263 | 0.025 | 0.02632 | 43432 | 2026-06-04 00:00:00 | data not available | data not available | data not available | data not available | data not available | data not available | 45750
data not applicable | [5 empty] | data not applicable | jbm solar projects 6 limited | Halloughton solar farm 50a | data not available | Southwell | Nottinghamshire | data not available | NG25 0QR | United Kingdom | 468231 | 351487 | Staythorpe C 132Kv S Stn | data not available | data not available | 132 | National Grid Electricity Distribution (East Midlands) Plc | Solar | Photovoltaic | data not applicable | data not available | data not available | 59.92 | data not applicable | data not applicable | data not applicable | data not available | data not available | data not applicable | data not applicable | data not applicable | data not applicable | data not available | data not available | data not applicable | data not available | Accepted to connect | data not applicable | data not applicable | data not applicable | data not applicable | data not applicable | data not applicable | 59.92 | 49.9 | 52.5263 | 0.25 | 0.26316 | 43511 | 2026-04-10 00:00:00 | data not available | data not available | data not available | data not available | data not available | data not available | 45750
data not applicable | [5 empty] | data not applicable | eeb41 limited | Land at ploddy house farm, moat farm | data not available | Little Cugley | Newent | data not available | GL18 1JX | United Kingdom | 372336 | 223098 | Port Ham 132Kv S Stn | data not available | data not available | 132 | National Grid Electricity Distribution (West Midlands) Plc | Solar | Photovoltaic | data not applicable | data not available | data not available | 40 | data not applicable | data not applicable | data not applicable | data not available | data not available | data not applicable | data not applicable | data not applicable | data not applicable | data not available | data not available | data not applicable | data not available | Accepted to connect | data not applicable | data not applicable | data not applicable | data not applicable | data not applicable | data not applicable | 40 | 40 | 42.1053 | 0.099 | 0.10421 | 43500 | 2025-09-19 00:00:00 | data not available | data not available | data not available | data not available | data not available | data not available | 45750
data not applicable | [5 empty] | data not applicable | E e b38 limited | Pentre bach solar pv | Pentre Bach | data not available | Cwmbran | data not available | NP44 7AR | United Kingdom | 328892 | 192097 | Uskmouth | Llantarnam | data not available | 66 | National Grid Electricity Distribution (South Wales) Plc | Solar | Photovoltaic | data not applicable | data not available | data not available | 20 | data not applicable | data not applicable | data not applicable | data not available | data not available | data not applicable | data not applicable | data not applicable | data not applicable | data not available | data not available | data not applicable | data not available | Accepted to connect | data not applicable | data not applicable | data not applicable | data not applicable | data not applicable | data not applicable | 20 | 20 | 21.0526 | 0.9 | 0.94737 | 43525 | 2026-03-05 00:00:00 | data not available | data not available | data not available | data not available | data not available | data not available | 45750
data not applicable | [5 empty] | data not applicable | Jbm solar projects 3 ltd | data not available | Doverdale Solar B | Droitwich | Worcestershire | data not available | WR9 0QB | United Kingdom | 385678 | 266334 | Bishops Wood 132Kv S Stn | data not available | data not available | 132 | National Grid Electricity Distribution (West Midlands) Plc | Solar | Photovoltaic | data not applicable | data not available | data not available | 49.9 | data not applicable | data not applicable | data not applicable | data not available | data not available | data not applicable | data not applicable | data not applicable | data not applicable | data not available | data not available | data not applicable | data not available | Accepted to connect | data not applicable | data not applicable | data not applicable | data not applicable | data not applicable | data not applicable | 49.9 | 49.9 | 52.5263 | 0.25 | 0.26316 | 43502 | 2025-10-07 00:00:00 | data not available | data not available | data not available | data not available | data not available | data not available | 45750
data not applicable | [5 empty] | data not applicable | eeb 36 limited | Ref 321018, pedwell hill pv | Land Around Nythe Road | Pedwell | Ashcott | data not available | TA7 9BQ | United Kingdom | 342486 | 136490 | Bridgwater Sgp | Bridgwater Grid Bsp | data not available | 132 | National Grid Electricity Distribution (South West) Plc | Solar | Photovoltaic | data not applicable | data not available | data not available | 40 | data not applicable | data not applicable | data not applicable | data not available | data not available | data not applicable | data not applicable | data not applicable | data not applicable | data not available | data not available | data not applicable | data not available | Accepted to connect | data not applicable | data not applicable | data not applicable | data not applicable | data not applicable | data not applicable | 40 | 40 | 42.1053 | 0.09 | 0.09474 | 43557 | 2026-01-29 00:00:00 | data not available | data not available | data not available | data not available | data not available | data not available | 45750
data not applicable | [5 empty] | data not applicable | bryn henllys sf limited | 1, bryn henllys | Ystradowen | Cwmtwrch | Upper cwmtwrch | data not available | SA9 2XX | United Kingdom | 275596 | 212690 | Swansea North Grid | Ystradgynlais Grid | data not available | 33 | National Grid Electricity Distribution (South Wales) Plc | Solar | Photovoltaic | data not applicable | data not available | data not available | 25 | data not applicable | data not applicable | data not applicable | data not available | data not available | data not applicable | data not applicable | data not applicable | data not applicable | data not available | data not available | data not applicable | data not available | Accepted to connect | data not applicable | data not applicable | data not applicable | data not applicable | data not applicable | data not applicable | 25 | 25 | 26.3158 | 0.1 | 0.10526 | 43565 | 2026-02-28 00:00:00 | data not available | data not available | data not available | data not available | data not available | data not available | 45750
data not applicable | [5 empty] | data not applicable | oakley bush solar limited | Oakley bushes solar farm | Oakley Bushes | Little Oakley | Corby | data not available | data not available | United Kingdom | data not available | data not available | Grendon 132Kv S Stn | data not available | data not available | 132 | National Grid Electricity Distribution (East Midlands) Plc | Solar | Photovoltaic | data not applicable | data not available | data not available | 40 | data not applicable | data not applicable | data not applicable | data not available | data not available | data not applicable | data not applicable | data not applicable | data not applicable | data not available | data not available | data not applicable | data not available | Accepted to connect | data not applicable | data not applicable | data not applicable | data not applicable | data not applicable | data not applicable | 40 | 40 | 42.1053 | 0.4 | 0.42105 | 43741 | 2026-04-01 00:00:00 | data not available | data not available | data not available | data not available | data not available | data not available | 45750
data not applicable | [5 empty] | data not applicable | jbm solar projects 7 ltd | Ryall y409 | Whitminster | data not available | Gloucester | data not available | GL2 7PN | United Kingdom | 376818 | 208828 | Port Ham 132Kv S Stn | data not available | data not available | 132 | National Grid Electricity Distribution (West Midlands) Plc | Solar | Photovoltaic | data not applicable | data not available | data not available | 49.9 | data not applicable | data not applicable | data not applicable | data not available | data not available | data not applicable | data not applicable | data not applicable | data not applicable | data not available | data not available | data not applicable | data not available | Accepted to connect | data not applicable | data not applicable | data not applicable | data not applicable | data not applicable | data not applicable | 49.9 | 49.9 | 52.5263 | 0.4 | 0.42105 | 43640 | 2025-09-05 00:00:00 | data not available | data not available | data not available | data not available | data not available | data not available | 45750
data not applicable | [5 empty] | data not applicable | Cs uk holdings iii limited | Home farm | Strensham | data not available | Worcester | data not available | WR8 9JZ | United Kingdom | 390481 | 238722 | Feckenham 66 11Kv S Stn | Feckenham 66/11Kv | Strensham 66 11Kv S Stn | 66 | National Grid Electricity Distribution (West Midlands) Plc | Solar | Photovoltaic | data not applicable | data not available | data not available | 32 | data not applicable | data not applicable | data not applicable | data not available | data not available | data not applicable | data not applicable | data not applicable | data not applicable | data not available | data not available | data not applicable | data not available | Accepted to connect | data not applicable | data not applicable | data not applicable | data not applicable | data not applicable | data not applicable | 32 | 32 | 33.6842 | 0.32 | 0.33684 | 43643 | 2025-08-28 00:00:00 | data not available | data not available | data not available | data not available | data not available | data not available | 45750
data not applicable | [5 empty] | data not applicable | dover lane solar farm | Brackley solar farm - 20 mw | Blackpits Recycling Centre | data not available | Brackley | data not available | NN13 5QG | United Kingdom | 458892 | 242527 | East Claydon 132Kv S Stn | Brackley 132Kv S Stn | data not available | 33 | National Grid Electricity Distribution (East Midlands) Plc | Solar | Photovoltaic | data not applicable | data not available | data not available | 20 | data not applicable | data not applicable | data not applicable | data not available | data not available | data not applicable | data not applicable | data not applicable | data not applicable | data not available | data not available | data not applicable | data not available | Accepted to connect | data not applicable | data not applicable | data not applicable | data not applicable | data not applicable | data not applicable | 20 | 20 | 21.0526 | 0.05 | 0.05263 | 43627 | 2026-02-13 00:00:00 | data not available | data not available | data not available | data not available | data not available | data not available | 45750
data not applicable | [5 empty] | data not applicable | eeb35 limited | Proposed solar project 14219 | Land At Escott Estate | data not available | Ottery st mary | data not available | EX11 1LU | United Kingdom | 308584 | 98188.2 | Exeter Main Sgp | Exeter Main Bsp | data not available | 33 | National Grid Electricity Distribution (South West) Plc | Solar | Photovoltaic | data not applicable | data not available | data not available | 35 | data not applicable | data not applicable | data not applicable | data not available | data not available | data not applicable | data not applicable | data not applicable | data not applicable | data not available | data not available | data not applicable | data not available | Accepted to connect | data not applicable | data not applicable | data not applicable | data not applicable | data not applicable | data not applicable | 35 | 35 | 36.8421 | 0.3 | 0.31579 | 43662 | 2026-02-04 00:00:00 | data not available | data not available | data not available | data not available | data not available | data not available | 45750
data not applicable | [5 empty] | data not applicable | spring dev 07 limited | Meadow solar farm | Bilthbury Road | data not available | Rugeley | data not available | WS15 3HQ | United Kingdom | 387177 | 316745 | Rugeley 132Kv S Stn | data not available | data not available | 132 | National Grid Electricity Distribution (West Midlands) Plc | Solar | Photovoltaic | data not applicable | data not available | data not available | 35 | data not applicable | data not applicable | data not applicable | data not available | data not available | data not applicable | data not applicable | data not applicable | data not applicable | data not available | data not available | data not applicable | data not available | Accepted to connect | data not applicable | data not applicable | data not applicable | data not applicable | data not applicable | data not applicable | 35 | 35 | 36.8421 | 0.001 | 0.00105 | 43669 | 2025-09-30 00:00:00 | data not available | data not available | data not available | data not available | data not available | data not available | 45750
data not applicable | [5 empty] | data not applicable | Sonnedix winkburn limited | Winkburn solar farm | The Winkburn Estate | Winkburn Lane | Winkburn | data not available | NG22 8PF | United Kingdom | data not available | data not available | Staythorpe C 132Kv S Stn | data not available | data not available | 132 | National Grid Electricity Distribution (East Midlands) Plc | Solar | Photovoltaic | data not applicable | data not available | data not available | 33.7 | data not applicable | data not applicable | data not applicable | data not available | data not available | data not applicable | data not applicable | data not applicable | data not applicable | data not available | data not available | data not applicable | data not available | Accepted to connect | data not applicable | data not applicable | data not applicable | data not applicable | data not applicable | data not applicable | 33.7 | 32 | 33.6842 | 0.32 | 0.33684 | 43719 | 2025-10-22 00:00:00 | data not available | data not available | data not available | data not available | data not available | data not available | 45750
data not applicable | [5 empty] | data not applicable | ecap renewables penllergaer limited | Penllergaer estate pv solar park | Bryn Bach Road | data not available | Pontlliw | data not available | SA4 9ED | United Kingdom | 261143 | 201581 | Swansea North Grid | Swansea North Bsp | data not available | 33 | National Grid Electricity Distribution (South Wales) Plc | Solar | Photovoltaic | data not applicable | data not available | data not available | 30 | data not applicable | data not applicable | data not applicable | data not available | data not available | data not applicable | data not applicable | data not applicable | data not applicable | data not available | data not available | data not applicable | data not available | Accepted to connect | data not applicable | data not applicable | data not applicable | data not applicable | data not applicable | data not applicable | 30 | 30 | 31.5789 | 0.3 | 0.31579 | 43714 | 2026-04-27 00:00:00 | data not available | data not available | data not available | data not available | data not available | data not available | 45750
data not applicable | [5 empty] | data not applicable | Re projects development ltd | Hamilton farm | Cauldwell Road | data not available | Sutton-in-ashfield | data not available | NG17 5LB | United Kingdom | 451689 | 357941 | Chesterfield 132Kv S Stn | Annesley 33Kv S Stn | Sutton Junction 33 11Kv S Stn | 11 | National Grid Electricity Distribution (East Midlands) Plc | Solar | Photovoltaic | data not applicable | data not available | data not available | 7 | data not applicable | data not applicable | data not applicable | data not available | data not available | data not applicable | data not applicable | data not applicable | data not applicable | data not available | data not available | data not applicable | data not available | Accepted to connect | data not applicable | data not applicable | data not applicable | data not applicable | data not applicable | data not applicable | 7 | 7 | 7.3684 | 0.05 | 0.05263 | 43733 | 2025-04-30 00:00:00 | data not available | data not available | data not available | data not available | data not available | data not available | 45750
data not applicable | [5 empty] | data not applicable | regener8 spv 1 limited | Crimscote fields farm | Crimscote | data not available | Stratford-upon-avon | data not available | CV37 8UF | United Kingdom | 422823 | 246828 | Feckenham 66 11Kv S Stn | Feckenham 66/11Kv | Stratford 66 11Kv S Stn | 66 | National Grid Electricity Distribution (West Midlands) Plc | Solar | Photovoltaic | data not applicable | data not available | data not available | 40 | data not applicable | data not applicable | data not applicable | data not available | data not available | data not applicable | data not applicable | data not applicable | data not applicable | data not available | data not available | data not applicable | data not available | Accepted to connect | data not applicable | data not applicable | data not applicable | data not applicable | data not applicable | data not applicable | 40 | 40 | 42.1053 | data not available | 0 | 43766 | 2025-09-26 00:00:00 | data not available | data not available | data not available | data not available | data not available | data not available | 45750
data not applicable | [5 empty] | data not applicable | peridot solar (gridco) limited | Peplow pv farm | The Old Airfield | Nr Market Drayton | Shropshire | data not available | TF9 2BX | United Kingdom | 365665 | 323471 | Ironbridge 132Kv S Stn | data not available | data not available | 132 | National Grid Electricity Distribution (West Midlands) Plc | Solar | Photovoltaic | data not applicable | data not available | data not available | 100 | data not applicable | data not applicable | data not applicable | data not available | data not available | data not applicable | data not applicable | data not applicable | data not applicable | data not available | data not available | data not applicable | data not available | Accepted to connect | data not applicable | data not applicable | data not applicable | data not applicable | data not applicable | data not applicable | 100 | 100 | 105.2632 | 0.99 | 1.0421 | 43712 | 2025-10-03 00:00:00 | data not available | data not available | data not available | data not available | data not available | data not available | 45750
data not applicable | [5 empty] | data not applicable | jbm solar projects 10 limited | Belvoir solar pv | Easthorpe Lane | Muston | Nottingham | data not available | NG13 0FD | United Kingdom | 482810 | 338150 | Staythorpe C 132Kv S Stn | data not available | data not available | 132 | National Grid Electricity Distribution (East Midlands) Plc | Solar | Photovoltaic | data not applicable | data not available | data not available | 38 | data not applicable | data not applicable | data not applicable | data not available | data not available | data not applicable | data not applicable | data not applicable | data not applicable | data not available | data not available | data not applicable | data not available | Accepted to connect | data not applicable | data not applicable | data not applicable | data not applicable | data not applicable | data not applicable | 38 | 38 | 40 | 0.35 | 0.36842 | 43746 | 2026-03-25 00:00:00 | data not available | data not available | data not available | data not available | data not available | data not available | 45750
data not applicable | [5 empty] | data not applicable | grey street solar limited | Fiskerton airfield | Reepham Road | Fiskerton | Lincoln | data not available | LN3 4HZ | United Kingdom | 505093 | 372918 | West Burton 132Kv S Stn | data not available | data not available | 132 | National Grid Electricity Distribution (East Midlands) Plc | Solar | Photovoltaic | data not applicable | data not available | data not available | 49.9 | data not applicable | data not applicable | data not applicable | data not available | data not available | data not applicable | data not applicable | data not applicable | data not applicable | data not available | data not available | data not applicable | data not available | Accepted to connect | data not applicable | data not applicable | data not applicable | data not applicable | data not applicable | data not applicable | 49.9 | 49.9 | 52.5263 | data not available | 0 | 43740 | 2026-04-27 00:00:00 | data not available | data not available | data not available | data not available | data not available | data not available | 45750
data not applicable | [5 empty] | data not applicable | Collingwood street solar limited | data not available | Dyffryn Uchaf | data not available | Port talbot | data not available | SA13 2YA | United Kingdom | 278469 | 189572 | Pyle Grid | data not available | data not available | 132 | National Grid Electricity Distribution (South Wales) Plc | Solar | Photovoltaic | data not applicable | data not available | data not available | 49.9 | data not applicable | data not applicable | data not applicable | data not available | data not available | data not applicable | data not applicable | data not applicable | data not applicable | data not available | data not available | data not applicable | data not available | Accepted to connect | data not applicable | data not applicable | data not applicable | data not applicable | data not applicable | data not applicable | 49.9 | 49.9 | 52.5263 | 0.1 | 0.10526 | 43727 | 2026-02-26 00:00:00 | data not available | data not available | data not available | data not available | data not available | data not available | 45750
data not applicable | [5 empty] | data not applicable | infinis (oaklands) limited | Oaklands farm, solar farm | data not available | data not available | Bonvillston | data not available | CF5 6TQ | United Kingdom | 306093 | 173612 | Upper Boat | Upper Boat Bsp | data not available | 132 | National Grid Electricity Distribution (South Wales) Plc | Solar | Photovoltaic | data not applicable | data not available | data not available | 49.9 | data not applicable | data not applicable | data not applicable | data not available | data not available | data not applicable | data not applicable | data not applicable | data not applicable | data not available | data not available | data not applicable | data not available | Accepted to connect | data not applicable | data not applicable | data not applicable | data not applicable | data not applicable | data not applicable | 49.9 | 49.9 | 52.5263 | 0.1 | 0.10526 | 43747 | 2025-09-15 00:00:00 | data not available | data not available | data not available | data not available | data not available | data not available | 45750
data not applicable | [5 empty] | data not applicable | Rwe renewables uk solar and storage ltd | Balladoole solar a, roundhill | Near Salt Way | Redditch | Worcestershire | data not available | B96 6JR | United Kingdom | 401989 | 261186 | Feckenham 66 11Kv S Stn | data not available | data not available | 66 | National Grid Electricity Distribution (West Midlands) Plc | Solar | Photovoltaic | data not applicable | data not available | data not available | 49.9 | data not applicable | data not applicable | data not applicable | data not available | data not available | data not applicable | data not applicable | data not applicable | data not applicable | data not available | data not available | data not applicable | data not available | Accepted to connect | data not applicable | data not applicable | data not applicable | data not applicable | data not applicable | data not applicable | 49.9 | 49.9 | 52.5263 | 0.001 | 0.00105 | 43789 | 2025-08-28 00:00:00 | data not available | data not available | data not available | data not available | data not available | data not available | 45750
data not applicable | [5 empty] | data not applicable | Wentlooge solar project limited | Wentlooge solar project | St Brides | Wentlooge | Newport | Np10 8Sr | data not available | United Kingdom | data not available | data not available | Uskmouth | Newport East | data not available | 132 | National Grid Electricity Distribution (South Wales) Plc | Solar | Photovoltaic | data not applicable | data not available | data not available | 36 | data not applicable | data not applicable | data not applicable | data not available | data not available | data not applicable | data not applicable | data not applicable | data not applicable | data not available | data not available | data not applicable | data not available | Accepted to connect | data not applicable | data not applicable | data not applicable | data not applicable | data not applicable | data not applicable | 36 | 36 | 37.8947 | 0.1 | 0.10526 | 43712 | 2025-10-20 00:00:00 | data not available | data not available | data not available | data not available | data not available | data not available | 45750
data not applicable | [5 empty] | data not applicable | sonnedix gonerby limited | Gonerby moor | Cliff Lane | data not available | Marston | data not available | NG32 2HU | United Kingdom | 489830 | 341210 | Staythorpe C 132Kv S Stn | data not available | data not available | 132 | National Grid Electricity Distribution (East Midlands) Plc | Solar | Photovoltaic | data not applicable | data not available | data not available | 49.99 | data not applicable | data not applicable | data not applicable | data not available | data not available | data not applicable | data not applicable | data not applicable | data not applicable | data not available | data not available | data not applicable | data not available | Accepted to connect | data not applicable | data not applicable | data not applicable | data not applicable | data not applicable | data not applicable | 49.99 | 49.99 | 52.621 | 0.001 | 0.00105 | 43796 | 2026-02-26 00:00:00 | data not available | data not available | data not available | data not available | data not available | data not available | 45750
data not applicable | [5 empty] | data not applicable | Thurlaston solar limited | Thurlaston estate a | Desford Road | Thurlaston | Leicestershire | data not available | LE9 7TD | United Kingdom | 451075 | 300704 | Enderby 132Kv S Stn | data not available | data not available | 132 | National Grid Electricity Distribution (East Midlands) Plc | Solar | Photovoltaic | data not applicable | data not available | data not available | 40 | data not applicable | data not applicable | data not applicable | data not available | data not available | data not applicable | data not applicable | data not applicable | data not applicable | data not available | data not available | data not applicable | data not available | Accepted to connect | data not applicable | data not applicable | data not applicable | data not applicable | data not applicable | data not applicable | 40 | 40 | 42.1053 | 0.09 | 0.09474 | 43788 | 2030-02-22 00:00:00 | data not available | data not available | data not available | data not available | data not available | data not available | 45750
data not applicable | [5 empty] | data not applicable | World's end farm solar park limited | Worlds end farm, | Clapton | data not available | Berkeley | data not available | GL13 9QX | United Kingdom | 366112 | 197494 | Iron Acton 132Kv S Stn | data not available | data not available | 132 | National Grid Electricity Distribution (West Midlands) Plc | Solar | Photovoltaic | data not applicable | data not available | data not available | 49.99 | data not applicable | data not applicable | data not applicable | data not available | data not available | data not applicable | data not applicable | data not applicable | data not applicable | data not available | data not available | data not applicable | data not available | Accepted to connect | data not applicable | data not applicable | data not applicable | data not applicable | data not applicable | data not applicable | 49.99 | 49.99 | 52.621 | 0.5 | 0.52632 | 43760 | 2025-08-21 00:00:00 | data not available | data not available | data not available | data not available | data not available | data not available | 45750
data not applicable | [5 empty] | data not applicable | scottishpower renewables (uk) limited | Site at | Brigstock | East Northamptonshire | Northamptonshire | data not available | data not available | United Kingdom | data not available | data not available | Grendon 132Kv S Stn | data not available | data not available | 132 | National Grid Electricity Distribution (East Midlands) Plc | Solar | Photovoltaic | data not applicable | data not available | data not available | 60 | data not applicable | data not applicable | data not applicable | data not available | data not available | data not applicable | data not applicable | data not applicable | data not applicable | data not available | data not available | data not applicable | data not available | Accepted to connect | data not applicable | data not applicable | data not applicable | data not applicable | data not applicable | data not applicable | 60 | 60 | 63.1579 | 0.352 | 0.37053 | 43852 | 2026-06-30 00:00:00 | data not available | data not available | data not available | data not available | data not available | data not available | 45750
data not applicable | [5 empty] | data not applicable | eeb44 limited | Butterhill farm solar pv | Butterhill | Coppenhall | Stafford | data not available | ST18 9BU | United Kingdom | 389759 | 319106 | Bushbury D 132Kv | data not available | data not available | 132 | National Grid Electricity Distribution (West Midlands) Plc | Solar | Photovoltaic | data not applicable | data not available | data not available | 40 | data not applicable | data not applicable | data not applicable | data not available | data not available | data not applicable | data not applicable | data not applicable | data not applicable | data not available | data not available | data not applicable | data not available | Accepted to connect | data not applicable | data not applicable | data not applicable | data not applicable | data not applicable | data not applicable | 40 | 40 | 42.1053 | 0.3 | 0.31579 | 43846 | 2025-09-30 00:00:00 | data not available | data not available | data not available | data not available | data not available | data not available | 45750
data not applicable | [5 empty] | data not applicable | Low carbon solar park 1 limited | Fonmon solar farm | data not available | Rhoose | Barry | data not available | CF62 3BJ | United Kingdom | 304807 | 167671 | Aberthaw Power Station | East Aberthaw | data not available | 33 | National Grid Electricity Distribution (South Wales) Plc | Solar | Photovoltaic | data not applicable | data not available | data not available | 20 | data not applicable | data not applicable | data not applicable | data not available | data not available | data not applicable | data not applicable | data not applicable | data not applicable | data not available | data not available | data not applicable | data not available | Accepted to connect | data not applicable | data not applicable | data not applicable | data not applicable | data not applicable | data not applicable | 20 | 20 | 21.0526 | 0.05 | 0.05263 | 43817 | 2025-08-19 00:00:00 | data not available | data not available | data not available | data not available | data not available | data not available | 45750
data not applicable | [5 empty] | data not applicable | Rag lane solar limited | Rag lane solar | data not available | data not available | Wotton-under-edge | Gloucetershire | GL12 8LD | United Kingdom | 371175 | 188261 | Iron Acton 132Kv S Stn | Chipping Sodbury 132Kv S Stn | data not available | 33 | National Grid Electricity Distribution (West Midlands) Plc | Solar | Photovoltaic | data not applicable | data not available | data not available | 40 | data not applicable | data not applicable | data not applicable | data not available | data not available | data not applicable | data not applicable | data not applicable | data not applicable | data not available | data not available | data not applicable | data not available | Accepted to connect | data not applicable | data not applicable | data not applicable | data not applicable | data not applicable | data not applicable | 40 | 40 | 42.1053 | 0.001 | 0.00105 | 43780 | 2025-09-02 00:00:00 | data not available | data not available | data not available | data not available | data not available | data not available | 45750
data not applicable | [5 empty] | data not applicable | sonnedix gammaton ltd | Gammaton moor pv solar park | Land At Gammaton Moor | data not available | Alverdiscott | data not available | EX39 4QF | United Kingdom | 249161 | 124240 | Alverdiscott Sgp | data not available | data not available | 132 | National Grid Electricity Distribution (South West) Plc | Solar | Photovoltaic | data not applicable | data not available | data not available | 28 | data not applicable | data not applicable | data not applicable | data not available | data not available | data not applicable | data not applicable | data not applicable | data not applicable | data not available | data not available | data not applicable | data not available | Accepted to connect | data not applicable | data not applicable | data not applicable | data not applicable | data not applicable | data not applicable | 28 | 28 | 29.4737 | 0.28 | 0.29474 | 43903 | 2025-11-28 00:00:00 | data not available | data not available | data not available | data not available | data not available | data not available | 45750
data not applicable | [5 empty] | data not applicable | rainsbrook solar limited | Burnt thorns farm | Kilsby Lane | data not available | Hillmorton | Northamptonshire | CV21 4PN | United Kingdom | 454352 | 273172 | Coventry 132Kv S Stn | Rugby 33Kv S Stn | data not available | 33 | National Grid Electricity Distribution (East Midlands) Plc | Solar | Photovoltaic | data not applicable | data not available | data not available | 12.75 | data not applicable | data not applicable | data not applicable | data not available | data not available | data not applicable | data not applicable | data not applicable | data not applicable | data not available | data not available | data not applicable | data not available | Accepted to connect | data not applicable | data not applicable | data not applicable | data not applicable | data not applicable | data not applicable | 12.75 | 12.75 | 13.421 | 0.3 | 0.31579 | 43903 | 2025-11-26 00:00:00 | data not available | data not available | data not available | data not available | data not available | data not available | 45750
data not applicable | [5 empty] | data not applicable | stow park solar ltd | Stow park farm | data not available | Stow | Lincoln | data not available | LN1 2AL | United Kingdom | data not available | data not available | West Burton 132Kv S Stn | data not available | data not available | 132 | National Grid Electricity Distribution (East Midlands) Plc | Solar | Photovoltaic | data not applicable | data not available | data not available | 35 | data not applicable | data not applicable | data not applicable | data not available | data not available | data not applicable | data not applicable | data not applicable | data not applicable | data not available | data not available | data not applicable | data not available | Accepted to connect | data not applicable | data not applicable | data not applicable | data not applicable | data not applicable | data not applicable | 35 | 35 | 36.8421 | 0.5 | 0.52632 | 43822 | 2026-05-19 00:00:00 | data not available | data not available | data not available | data not available | data not available | data not available | 45750
data not applicable | [5 empty] | data not applicable | assured asset solar 2 limited | Land situated at averham, leazes park solar | Staythorpe | Averham | Newark | Nottinghamshire | NG23 5QY | United Kingdom | 476616 | 354714 | Staythorpe C 132Kv S Stn | data not available | data not available | 132 | National Grid Electricity Distribution (East Midlands) Plc | Solar | Photovoltaic | data not applicable | data not available | data not available | 49.99 | data not applicable | data not applicable | data not applicable | data not available | data not available | data not applicable | data not applicable | data not applicable | data not applicable | data not available | data not available | data not applicable | data not available | Accepted to connect | data not applicable | data not applicable | data not applicable | data not applicable | data not applicable | data not applicable | 49.99 | 49.99 | 52.621 | 0.3 | 0.31579 | 43927 | 2025-07-23 00:00:00 | data not available | data not available | data not available | data not available | data not available | data not available | 45750
data not applicable | [5 empty] | data not applicable | eeb49 limited | Whaley solar pv, solar site 16819 | Lands At Chatsworth Estate | Gorse Covert | Whitwell | Derbyshire | data not available | United Kingdom | data not available | data not available | Chesterfield 132Kv S Stn | Whitwell 33Kv S Stn | data not available | 33 | National Grid Electricity Distribution (East Midlands) Plc | Solar | Photovoltaic | data not applicable | data not available | data not available | 25 | data not applicable | data not applicable | data not applicable | data not available | data not available | data not applicable | data not applicable | data not applicable | data not applicable | data not available | data not available | data not applicable | data not available | Accepted to connect | data not applicable | data not applicable | data not applicable | data not applicable | data not applicable | data not applicable | 25 | 25 | 26.3158 | 0.4 | 0.42105 | 43928 | 2025-09-11 00:00:00 | data not available | data not available | data not available | data not available | data not available | data not available | 45750
data not applicable | [5 empty] | data not applicable | cyp solar limited | Land near | Craig Y Perchyll | Glais | Swansea | data not available | SA7 9JE | United Kingdom | 270819 | 201517 | Swansea North Grid | Swansea North Bsp | data not available | 33 | National Grid Electricity Distribution (South Wales) Plc | Solar | Photovoltaic | data not applicable | data not available | data not available | 15 | data not applicable | data not applicable | data not applicable | data not available | data not available | data not applicable | data not applicable | data not applicable | data not applicable | data not available | data not available | data not applicable | data not available | Accepted to connect | data not applicable | data not applicable | data not applicable | data not applicable | data not applicable | data not applicable | 15 | 15 | 15.7895 | 0.2 | 0.21053 | 43922 | 2025-12-04 00:00:00 | data not available | data not available | data not available | data not available | data not available | data not available | 45750
data not applicable | [5 empty] | data not applicable | eeb40 limited | Murrells end farm pv | Murrells End | Hartpury | Gloucester | data not available | GL19 3DF | United Kingdom | 378957 | 222507 | Port Ham 132Kv S Stn | data not available | data not available | 132 | National Grid Electricity Distribution (West Midlands) Plc | Solar | Photovoltaic | data not applicable | data not available | data not available | 40 | data not applicable | data not applicable | data not applicable | data not available | data not available | data not applicable | data not applicable | data not applicable | data not applicable | data not available | data not available | data not applicable | data not available | Accepted to connect | data not applicable | data not applicable | data not applicable | data not applicable | data not applicable | data not applicable | 40 | 40 | 42.1053 | 0.4 | 0.42105 | 43896 | 2025-08-28 00:00:00 | data not available | data not available | data not available | data not available | data not available | data not available | 45750
data not applicable | [5 empty] | data not applicable | jbm solar projects 20 ltd | Copse lodge solar farm | Halse Road | Greatworth And Halse | South northamptonshire | East Midlands | NN13 6DZ | United Kingdom | 456417 | 241811 | East Claydon 132Kv S Stn | data not available | data not available | 132 | National Grid Electricity Distribution (East Midlands) Plc | Solar | Photovoltaic | data not applicable | data not available | data not available | 49.9 | data not applicable | data not applicable | data not applicable | data not available | data not available | data not applicable | data not applicable | data not applicable | data not applicable | data not available | data not available | data not applicable | data not available | Accepted to connect | data not applicable | data not applicable | data not applicable | data not applicable | data not applicable | data not applicable | 49.9 | 49.9 | 52.5263 | 0.25 | 0.26316 | 43930 | 2025-11-11 00:00:00 | data not available | data not available | data not available | data not available | data not available | data not available | 45750
data not applicable | [5 empty] | data not applicable | littleton pastures solar ltd | Littleton pastures solar farm | South Littleton | data not available | Evesham | data not available | WR11 8TS | United Kingdom | 410166 | 245771 | Feckenham 66 11Kv S Stn | Feckenham 66/11Kv | Evesham 66 11Kv S Stn | 66 | National Grid Electricity Distribution (West Midlands) Plc | Solar | Photovoltaic | data not applicable | data not available | data not available | 22 | data not applicable | data not applicable | data not applicable | data not available | data not available | data not applicable | data not applicable | data not applicable | data not applicable | data not available | data not available | data not applicable | data not available | Accepted to connect | data not applicable | data not applicable | data not applicable | data not applicable | data not applicable | data not applicable | 22 | 22 | 23.1579 | 0.001 | 0.00105 | 43809 | 2025-10-10 00:00:00 | data not available | data not available | data not available | data not available | data not available | data not available | 45750
data not applicable | [5 empty] | data not applicable | eeb39 limited | Maes mawr pv | Willowford Road | Tonteg | Pontypridd | data not available | CF38 1SL | United Kingdom | 310371 | 185805 | Upper Boat | Upper Boat Bsp | data not available | 33 | National Grid Electricity Distribution (South Wales) Plc | Solar | Photovoltaic | data not applicable | data not available | data not available | 20 | data not applicable | data not applicable | data not applicable | data not available | data not available | data not applicable | data not applicable | data not applicable | data not applicable | data not available | data not available | data not applicable | data not available | Accepted to connect | data not applicable | data not applicable | data not applicable | data not applicable | data not applicable | data not applicable | 20 | 20 | 21.0526 | 0.09 | 0.09474 | 43914 | 2025-08-13 00:00:00 | data not available | data not available | data not available | data not available | data not available | data not available | 45750
data not applicable | [5 empty] | data not applicable | Jbm solar projects 17 limited | Tredington fields farm, claydon solar b | data not available | Tredington | Tewkesbury | Gloucestershire | GL20 7BS | United Kingdom | 391789 | 229864 | Port Ham 132Kv S Stn | data not available | data not available | 132 | National Grid Electricity Distribution (West Midlands) Plc | Solar | Photovoltaic | data not applicable | data not available | data not available | 45 | data not applicable | data not applicable | data not applicable | data not available | data not available | data not applicable | data not applicable | data not applicable | data not applicable | data not available | data not available | data not applicable | data not available | Accepted to connect | data not applicable | data not applicable | data not applicable | data not applicable | data not applicable | data not applicable | 45 | 45 | 47.3684 | 10 | 10.5263 | 43924 | 2025-07-23 00:00:00 | data not available | data not available | data not available | data not available | data not available | data not available | 45750
data not applicable | [5 empty] | data not applicable | Regener8 power limited | Proposed solar project | Stowey Road | data not available | Bishop sutton | data not available | BS39 5TQ | United Kingdom | 359867 | 159523 | Seabank Sgp | Radstock Bsp 132Kv | data not available | 132 | National Grid Electricity Distribution (South West) Plc | Solar | Photovoltaic | data not applicable | data not available | data not available | 49.9 | data not applicable | data not applicable | data not applicable | data not available | data not available | data not applicable | data not applicable | data not applicable | data not applicable | data not available | data not available | data not applicable | data not available | Accepted to connect | data not applicable | data not applicable | data not applicable | data not applicable | data not applicable | data not applicable | 49.9 | 49.9 | 52.5263 | 0.5 | 0.52632 | 43937 | 2026-01-13 00:00:00 | data not available | data not available | data not available | data not available | data not available | data not available | 45750
data not applicable | [5 empty] | data not applicable | row 789 limited | Pot ash farm | Nash | Aylesbury Vale | Milton keynes | Buckinghamshire | MK19 6FW | United Kingdom | data not available | data not available | East Claydon 132Kv S Stn | Stony Stratford 33Kv S Stn | data not available | 33 | National Grid Electricity Distribution (East Midlands) Plc | Solar | Photovoltaic | data not applicable | data not available | data not available | 3.7 | data not applicable | data not applicable | data not applicable | data not available | data not available | data not applicable | data not applicable | data not applicable | data not applicable | data not available | data not available | data not applicable | data not available | Accepted to connect | data not applicable | data not applicable | data not applicable | data not applicable | data not applicable | data not applicable | 3.7 | 3.7 | 3.8947 | 0.0185 | 0.01947 | 43892 | 2026-06-01 00:00:00 | data not available | data not available | data not available | data not available | data not available | data not available | 45750
data not applicable | [5 empty] | data not applicable | Yanel farm solar limited | Yanel solar farm | data not available | data not available | Churchill | data not available | BS25 5QH | United Kingdom | 343118 | 160172 | Bridgwater Sgp | Churchill 33Kv | data not available | 132 | National Grid Electricity Distribution (South West) Plc | Solar | Photovoltaic | data not applicable | data not available | data not available | 38 | data not applicable | data not applicable | data not applicable | data not available | data not available | data not applicable | data not applicable | data not applicable | data not applicable | data not available | data not available | data not applicable | data not available | Accepted to connect | data not applicable | data not applicable | data not applicable | data not applicable | data not applicable | data not applicable | 38 | 38 | 40 | 0.1 | 0.10526 | 43892 | 2026-04-20 00:00:00 | data not available | data not available | data not available | data not available | data not available | data not available | 45750
data not applicable | [5 empty] | data not applicable | vattenfall solar projects limited | Land on the south side of | Hall Lane | Kemberton | Shifnal | data not available | TF11 9LB | United Kingdom | 371860 | 304716 | Ironbridge 132Kv S Stn | data not available | data not available | 0.4 | National Grid Electricity Distribution (West Midlands) Plc | Solar | Photovoltaic | data not applicable | data not available | data not available | 15 | data not applicable | data not applicable | data not applicable | data not available | data not available | data not applicable | data not applicable | data not applicable | data not applicable | data not available | data not available | data not applicable | data not available | Accepted to connect | data not applicable | data not applicable | data not applicable | data not applicable | data not applicable | data not applicable | 15 | 15 | 15.7895 | 0.075 | 0.07895 | 43965 | 2026-03-16 00:00:00 | data not available | data not available | data not available | data not available | data not available | data not available | 45750
data not applicable | [5 empty] | data not applicable | eeb43 ltd | - | Land At Burbage And Aston Flamville | data not available | Hinckley | Leicestershire | LE10 3AQ | United Kingdom | 445991 | 292234 | Coventry 132Kv S Stn | Hinckley 33Kv S Stn | data not available | 33 | National Grid Electricity Distribution (East Midlands) Plc | Solar | Photovoltaic | data not applicable | data not available | data not available | 20 | data not applicable | data not applicable | data not applicable | data not available | data not available | data not applicable | data not applicable | data not applicable | data not applicable | data not available | data not available | data not applicable | data not available | Accepted to connect | data not applicable | data not applicable | data not applicable | data not applicable | data not applicable | data not applicable | 20 | 20 | 21.0526 | 0.09 | 0.09474 | 43887 | 2026-01-08 00:00:00 | data not available | data not available | data not available | data not available | data not available | data not available | 45750
data not applicable | [5 empty] | data not applicable | by pass farm solar limited (owned sse) | By - pass farm | Great North Road | Foston | Grantham | data not available | NG32 2JT | United Kingdom | 485026 | 343022 | Staythorpe C 132Kv S Stn | data not available | data not available | 132 | National Grid Electricity Distribution (East Midlands) Plc | Solar | Photovoltaic | data not applicable | data not available | data not available | 38 | data not applicable | data not applicable | data not applicable | data not available | data not available | data not applicable | data not applicable | data not applicable | data not applicable | data not available | data not available | data not applicable | data not available | Accepted to connect | data not applicable | data not applicable | data not applicable | data not applicable | data not applicable | data not applicable | 38 | 38 | 40 | 0.35 | 0.36842 | 43882 | 2025-08-04 00:00:00 | data not available | data not available | data not available | data not available | data not available | data not available | 45750
data not applicable | [5 empty] | data not applicable | green farm solar limited | Longmoor solar project | Castle View Road | data not available | Easthorpe | data not available | NG13 0DZ | United Kingdom | 481332 | 337699 | Staythorpe C 132Kv S Stn | data not available | data not available | 132 | National Grid Electricity Distribution (East Midlands) Plc | Solar | Photovoltaic | data not applicable | data not available | data not available | 49.9 | data not applicable | data not applicable | data not applicable | data not available | data not available | data not applicable | data not applicable | data not applicable | data not applicable | data not available | data not available | data not applicable | data not available | Accepted to connect | data not applicable | data not applicable | data not applicable | data not applicable | data not applicable | data not applicable | 49.9 | 49.9 | 52.5263 | 0.35 | 0.36842 | 43892 | 2026-01-30 00:00:00 | data not available | data not available | data not available | data not available | data not available | data not available | 45750
data not applicable | [5 empty] | data not applicable | hoon hay solar limited | Hoon hay farm | Marston Lane | data not available | Hatton | data not available | DE65 5EA | United Kingdom | 421910 | 329722 | Drakelow 132Kv | Burton 33Kv | Hatton 33 11Kv S Stn | 11 | National Grid Electricity Distribution (East Midlands) Plc | Solar | Photovoltaic | data not applicable | data not available | data not available | 5 | data not applicable | data not applicable | data not applicable | data not available | data not available | data not applicable | data not applicable | data not applicable | data not applicable | data not available | data not available | data not applicable | data not available | Accepted to connect | data not applicable | data not applicable | data not applicable | data not applicable | data not applicable | data not applicable | 5 | 5 | 5.2632 | 0.05 | 0.05263 | 43958 | 2025-08-07 00:00:00 | data not available | data not available | data not available | data not available | data not available | data not available | 45750
data not applicable | [5 empty] | data not applicable | Cenin renewables ltd | Coedarrhydyglyn | data not available | data not available | St nicholas | data not available | CF5 6SF | United Kingdom | 310561 | 175012 | Cardiff East Grid | data not available | data not available | 132 | National Grid Electricity Distribution (South Wales) Plc | Solar | Photovoltaic | data not applicable | data not available | data not available | 49.95 | data not applicable | data not applicable | data not applicable | data not available | data not available | data not applicable | data not applicable | data not applicable | data not applicable | data not available | data not available | data not applicable | data not available | Accepted to connect | data not applicable | data not applicable | data not applicable | data not applicable | data not applicable | data not applicable | 49.95 | 49.95 | 52.5789 | 0.526 | 0.55368 | 43861 | 2026-02-24 00:00:00 | data not available | data not available | data not available | data not available | data not available | data not available | 45750
data not applicable | [5 empty] | data not applicable | Perinnpitt road solar limited | Solar farm | Perrinpit Road | Frampton Cotterel | Bristol | Avon | BS36 2AT | United Kingdom | 365693 | 182595 | Iron Acton Sgp | data not available | data not available | 0.4 | National Grid Electricity Distribution (South West) Plc | Solar | Photovoltaic | data not applicable | data not available | data not available | 38.63 | data not applicable | data not applicable | data not applicable | data not available | data not available | data not applicable | data not applicable | data not applicable | data not applicable | data not available | data not available | data not applicable | data not available | Accepted to connect | data not applicable | data not applicable | data not applicable | data not applicable | data not applicable | data not applicable | 38.63 | 38.63 | 40.6632 | 0.1 | 0.10526 | 43885 | 2025-09-11 00:00:00 | data not available | data not available | data not available | data not available | data not available | data not available | 45750
data not applicable | [5 empty] | data not applicable | big solar projects 1 limited | Whiteborough farm | data not available | data not available | Sutton-in-ashfield, | data not available | NG17 2QJ | United Kingdom | 446093 | 360219 | Chesterfield 132Kv S Stn | Annesley 33Kv S Stn | Huthwaite 33 11Kv S Stn | 11 | National Grid Electricity Distribution (East Midlands) Plc | Solar | Photovoltaic | data not applicable | data not available | data not available | 2 | data not applicable | data not applicable | data not applicable | data not available | data not available | data not applicable | data not applicable | data not applicable | data not applicable | data not available | data not available | data not applicable | data not available | Accepted to connect | data not applicable | data not applicable | data not applicable | data not applicable | data not applicable | data not applicable | 2 | 2 | 2.1053 | data not available | 0 | 43999 | 2025-06-27 00:00:00 | data not available | data not available | data not available | data not available | data not available | data not available | 45750
data not applicable | [5 empty] | data not applicable | Noriker perseverance limited | data not available | Old School Lane | data not available | Hereford | data not available | HR1 1EX | United Kingdom | 351332 | 241765 | Bishops Wood 132Kv S Stn | Hereford 66Kv S Stn | data not available | 66 | National Grid Electricity Distribution (West Midlands) Plc | Solar | Photovoltaic | data not applicable | data not available | data not available | 28 | data not applicable | data not applicable | data not applicable | data not available | data not available | data not applicable | data not applicable | data not applicable | data not applicable | data not available | data not available | data not applicable | data not available | Accepted to connect | data not applicable | data not applicable | data not applicable | data not applicable | data not applicable | data not applicable | 28 | 28 | 29.4737 | 8 | 8.421 | 43922 | 2025-10-01 00:00:00 | data not available | data not available | data not available | data not available | data not available | data not available | 45750
data not applicable | [5 empty] | data not applicable | uk power distribution | Dpd uk | Watling Street (A5) | data not available | Hinckley | data not available | LE10 3HZ | United Kingdom | 442094 | 291506 | Coventry 132Kv S Stn | Hinckley 132Kv S Stn | Hinckley 11Kv S Stn | 33 | National Grid Electricity Distribution (East Midlands) Plc | Solar | Photovoltaic | data not applicable | data not available | data not available | 2.152 | data not applicable | data not applicable | data not applicable | data not available | data not available | data not applicable | data not applicable | data not applicable | data not applicable | data not available | data not available | data not applicable | data not available | Accepted to connect | data not applicable | data not applicable | data not applicable | data not applicable | data not applicable | data not applicable | 2.152 | 2.152 | 2.2653 | data not available | 0 | 44064 | 2025-12-15 00:00:00 | data not available | data not available | data not available | data not available | data not available | data not available | 45750
data not applicable | [5 empty] | data not applicable | Eeb54 limited | Atherstone hill farm | Lands At Alscot Estate | data not available | Stratford-upon-avon | Warwickshire | CV37 8LB | United Kingdom | 418333 | 250639 | Feckenham 66 11Kv S Stn | Feckenham 66/11Kv | Stratford 66 11Kv S Stn | 66 | National Grid Electricity Distribution (West Midlands) Plc | Solar | Photovoltaic | data not applicable | data not available | data not available | 26 | data not applicable | data not applicable | data not applicable | data not available | data not available | data not applicable | data not applicable | data not applicable | data not applicable | data not available | data not available | data not applicable | data not available | Accepted to connect | data not applicable | data not applicable | data not applicable | data not applicable | data not applicable | data not applicable | 26 | 26 | 27.3684 | 0.001 | 0.00105 | 43977 | 2025-08-28 00:00:00 | data not available | data not available | data not available | data not available | data not available | data not available | 45750
data not applicable | [5 empty] | data not applicable | longworthy limited | Land at normanton larches | Blyth Road | data not available | Worksop | data not available | S80 3PA | United Kingdom | 464958 | 374615 | Staythorpe C 132Kv S Stn | data not available | data not available | 132 | National Grid Electricity Distribution (East Midlands) Plc | Solar | Photovoltaic | data not applicable | data not available | data not available | 40 | data not applicable | data not applicable | data not applicable | data not available | data not available | data not applicable | data not applicable | data not applicable | data not applicable | data not available | data not available | data not applicable | data not available | Accepted to connect | data not applicable | data not applicable | data not applicable | data not applicable | data not applicable | data not applicable | 40 | 40 | 42.1053 | 0.3 | 0.31579 | 43971 | 2026-01-15 00:00:00 | data not available | data not available | data not available | data not available | data not available | data not available | 45750
data not applicable | [5 empty] | data not applicable | pace fire energy limited | Ukz015 b&c: mallows | Land Off Mallows Lane | Sibsey | Boston | Lincolnshire | PE22 0TL | United Kingdom | data not available | data not available | Walpole 132Kv S Stn | Boston 33Kv S Stn | data not available | 33 | National Grid Electricity Distribution (East Midlands) Plc | Solar | Photovoltaic | data not applicable | data not available | data not available | 10 | data not applicable | data not applicable | data not applicable | data not available | data not available | data not applicable | data not applicable | data not applicable | data not applicable | data not available | data not available | data not applicable | data not available | Accepted to connect | data not applicable | data not applicable | data not applicable | data not applicable | data not applicable | data not applicable | 10 | 10 | 10.5263 | 5 | 5.2632 | 43963 | 2025-08-22 00:00:00 | data not available | data not available | data not available | data not available | data not available | data not available | 45750
data not applicable | [5 empty] | data not applicable | haunton farmers' solar limited | Haunton manor farm | Main Road | data not available | Haunton | data not available | B79 9HN | United Kingdom | 423625 | 310790 | Lea Marston 132Kv S Stn | data not available | data not available | 132 | National Grid Electricity Distribution (East Midlands) Plc | Solar | Photovoltaic | data not applicable | data not available | data not available | 38 | data not applicable | data not applicable | data not applicable | data not available | data not available | data not applicable | data not applicable | data not applicable | data not applicable | data not available | data not available | data not applicable | data not available | Accepted to connect | data not applicable | data not applicable | data not applicable | data not applicable | data not applicable | data not applicable | 38 | 38 | 40 | 0.35 | 0.36842 | 43950 | 2025-01-13 00:00:00 | data not available | data not available | data not available | data not available | data not available | data not available | 45750
data not applicable | [5 empty] | data not applicable | alleston clean energy limited | Alleston farm | data not available | data not available | Pembroke | data not available | SA71 5NJ | United Kingdom | 200099 | 200451 | Pembroke Power Station | Pembroke Power Station Bsp | data not available | 132 | National Grid Electricity Distribution (South Wales) Plc | Solar | Photovoltaic | data not applicable | data not available | data not available | 30 | data not applicable | data not applicable | data not applicable | data not available | data not available | data not applicable | data not applicable | data not applicable | data not applicable | data not available | data not available | data not applicable | data not available | Accepted to connect | data not applicable | data not applicable | data not applicable | data not applicable | data not applicable | data not applicable | 30 | 30 | 31.5789 | 0.2 | 0.21053 | 44063 | 2025-09-15 00:00:00 | data not available | data not available | data not available | data not available | data not available | data not available | 45750
data not applicable | [5 empty] | data not applicable | maisemore court farm energy centre ltd | Maisemore court farm | data not available | Maisemore | Gloucestershire | data not available | GL2 8EY | United Kingdom | 381408 | 221703 | Port Ham 132Kv S Stn | data not available | data not available | 132 | National Grid Electricity Distribution (West Midlands) Plc | Solar | Photovoltaic | data not applicable | data not available | data not available | 52.631 | data not applicable | data not applicable | data not applicable | data not available | data not available | data not applicable | data not applicable | data not applicable | data not applicable | data not available | data not available | data not applicable | data not available | Accepted to connect | data not applicable | data not applicable | data not applicable | data not applicable | data not applicable | data not applicable | 52.631 | 52.631 | 55.4011 | 0.499 | 0.52526 | 44049 | 2025-09-23 00:00:00 | data not available | data not available | data not available | data not available | data not available | data not available | 45750
data not applicable | [5 empty] | data not applicable | jbm solar projects 21 ltd | Laynes wood | B4215 Rudford & Highleadon | data not available | Forest of dean | data not available | GL18 1HG | United Kingdom | 376710 | 223471 | Port Ham 132Kv S Stn | data not available | data not available | 132 | National Grid Electricity Distribution (West Midlands) Plc | Solar | Photovoltaic | data not applicable | data not available | data not available | 49.9 | data not applicable | data not applicable | data not applicable | data not available | data not available | data not applicable | data not applicable | data not applicable | data not applicable | data not available | data not available | data not applicable | data not available | Accepted to connect | data not applicable | data not applicable | data not applicable | data not applicable | data not applicable | data not applicable | 49.9 | 49.9 | 52.5263 | 0.25 | 0.26316 | 44026 | 2025-09-19 00:00:00 | data not available | data not available | data not available | data not available | data not available | data not available | 45750
data not applicable | [5 empty] | data not applicable | Chestnut solar farm limited | Chestnut farm | Syston Road | Cossington | Leicester | data not available | LE7 4UZ | United Kingdom | 460811 | 312810 | Ratcliffe On Soar 132Kv S Stn | Willoughby 33Kv S Stn | data not available | 33 | National Grid Electricity Distribution (East Midlands) Plc | Solar | Photovoltaic | data not applicable | data not available | data not available | 20 | data not applicable | data not applicable | data not applicable | data not available | data not available | data not applicable | data not applicable | data not applicable | data not applicable | data not available | data not available | data not applicable | data not available | Accepted to connect | data not applicable | data not applicable | data not applicable | data not applicable | data not applicable | data not applicable | 20 | 20 | 21.0526 | 2 | 2.1053 | 44039 | 2026-03-26 00:00:00 | data not available | data not available | data not available | data not available | data not available | data not available | 45750
data not applicable | [5 empty] | data not applicable | Boultbee brooks (renewables county) | Land near | County Lane | Albrighton | Wolverhampton | data not available | WV7 3AH | United Kingdom | 383547 | 303321 | Bushbury D 132Kv | Bushbury C 132Kv S Stn | Albrighton 33 11Kv S Stn | 33 | National Grid Electricity Distribution (West Midlands) Plc | Solar | Photovoltaic | data not applicable | data not available | data not available | 9 | data not applicable | data not applicable | data not applicable | data not available | data not available | data not applicable | data not applicable | data not applicable | data not applicable | data not available | data not available | data not applicable | data not available | Accepted to connect | data not applicable | data not applicable | data not applicable | data not applicable | data not applicable | data not applicable | 9 | 9 | 9.4737 | 0.001 | 0.00105 | 44061 | 2025-06-01 00:00:00 | data not available | data not available | data not available | data not available | data not available | data not available | 45750
data not applicable | [5 empty] | data not applicable | Eeb55 limited | Ref 17410 | Denfurlong Farm | Frampton On Severn | Gloucestershire | data not available | GL2 7EF | United Kingdom | 374715 | 207111 | Port Ham 132Kv S Stn | data not available | data not available | 132 | National Grid Electricity Distribution (West Midlands) Plc | Solar | Photovoltaic | data not applicable | data not available | data not available | 40 | data not applicable | data not applicable | data not applicable | data not available | data not available | data not applicable | data not applicable | data not applicable | data not applicable | data not available | data not available | data not applicable | data not available | Accepted to connect | data not applicable | data not applicable | data not applicable | data not applicable | data not applicable | data not applicable | 40 | 40 | 42.1053 | 0.001 | 0.00105 | 43983 | 2025-09-25 00:00:00 | data not available | data not available | data not available | data not available | data not available | data not available | 45750
data not applicable | [5 empty] | data not applicable | eeb47 limited | Thorpe constantine solar pv | Land West Of Thorpe Constantin | Tamworth | Staffordshire | data not available | B79 0AQ | United Kingdom | 424119 | 308621 | Lea Marston 132Kv S Stn | data not available | data not available | 132 | National Grid Electricity Distribution (East Midlands) Plc | Solar | Photovoltaic | data not applicable | data not available | data not available | 49.9 | data not applicable | data not applicable | data not applicable | data not available | data not available | data not applicable | data not applicable | data not applicable | data not applicable | data not available | data not available | data not applicable | data not available | Accepted to connect | data not applicable | data not applicable | data not applicable | data not applicable | data not applicable | data not applicable | 49.9 | 49.9 | 52.5263 | 0.15 | 0.15789 | 44054 | 2026-02-20 00:00:00 | data not available | data not available | data not available | data not available | data not available | data not available | 45750
data not applicable | [5 empty] | data not applicable | jbm solar projects 24 ltd | Ashorne solar | Harbury Lane | data not available | Leamington spa | data not available | CV33 9SA | United Kingdom | 432585 | 260771 | Berkswell 132Kv S Stn | data not available | data not available | 132 | National Grid Electricity Distribution (East Midlands) Plc | Solar | Photovoltaic | data not applicable | data not available | data not available | 49.9 | data not applicable | data not applicable | data not applicable | data not available | data not available | data not applicable | data not applicable | data not applicable | data not applicable | data not available | data not available | data not applicable | data not available | Accepted to connect | data not applicable | data not applicable | data not applicable | data not applicable | data not applicable | data not applicable | 49.9 | 49.9 | 52.5263 | 0.1 | 0.10526 | 44062 | 2026-06-15 00:00:00 | data not available | data not available | data not available | data not available | data not available | data not available | 45750
data not applicable | [5 empty] | data not applicable | leicestershire solar 1 limited | Middle road farm | Middle Farm | data not available | Leamington spa | data not available | CV33 9JN | United Kingdom | 436115 | 260718 | Berkswell 132Kv S Stn | data not available | data not available | 132 | National Grid Electricity Distribution (East Midlands) Plc | Solar | Photovoltaic | data not applicable | data not available | data not available | 40 | data not applicable | data not applicable | data not applicable | data not available | data not available | data not applicable | data not applicable | data not applicable | data not applicable | data not available | data not available | data not applicable | data not available | Accepted to connect | data not applicable | data not applicable | data not applicable | data not applicable | data not applicable | data not applicable | 40 | 40 | 42.1053 | 0.5 | 0.52632 | 44033 | 2026-02-02 00:00:00 | data not available | data not available | data not available | data not available | data not available | data not available | 45750
data not applicable | [5 empty] | data not applicable | ks spv 47 limited | Laurel farm, hasland solar farm | Calow | data not available | Chesterfield | data not available | S44 5XH | United Kingdom | 440695 | 369959 | Chesterfield 132Kv S Stn | data not available | data not available | 132 | National Grid Electricity Distribution (East Midlands) Plc | Solar | Photovoltaic | data not applicable | data not available | data not available | 50 | data not applicable | data not applicable | data not applicable | data not available | data not available | data not applicable | data not applicable | data not applicable | data not applicable | data not available | data not available | data not applicable | data not available | Accepted to connect | data not applicable | data not applicable | data not applicable | data not applicable | data not applicable | data not applicable | 50 | 50 | 52.6316 | 0.1 | 0.10526 | 44085 | 2026-05-29 00:00:00 | data not available | data not available | data not available | data not available | data not available | data not available | 45750
data not applicable | [5 empty] | data not applicable | gwenlais solar limited | Gwenlais solar farm | Gwenlais Road | Pontlliw | Swansea | data not available | SA4 9EX | United Kingdom | 260674 | 201336 | Swansea North Grid | Swansea North Bsp | data not available | 33 | National Grid Electricity Distribution (South Wales) Plc | Solar | Photovoltaic | data not applicable | data not available | data not available | 15.45 | data not applicable | data not applicable | data not applicable | data not available | data not available | data not applicable | data not applicable | data not applicable | data not applicable | data not available | data not available | data not applicable | data not available | Accepted to connect | data not applicable | data not applicable | data not applicable | data not applicable | data not applicable | data not applicable | 15.45 | 15 | 15.7895 | 0.1 | 0.10526 | 44020 | 2025-10-21 00:00:00 | data not available | data not available | data not available | data not available | data not available | data not available | 45750
data not applicable | [5 empty] | data not applicable | dabih solar ltd | - | Preston Hill Farm | Preston Vale | Penkridge | Stafford | ST19 5RA | United Kingdom | 391072 | 314402 | Bushbury D 132Kv | data not available | data not available | 0.4 | National Grid Electricity Distribution (West Midlands) Plc | Solar | Photovoltaic | data not applicable | data not available | data not available | 49.9 | data not applicable | data not applicable | data not applicable | data not available | data not available | data not applicable | data not applicable | data not applicable | data not applicable | data not available | data not available | data not applicable | data not available | Accepted to connect | data not applicable | data not applicable | data not applicable | data not applicable | data not applicable | data not applicable | 49.9 | 49.9 | 52.5263 | 0.8 | 0.84211 | 44070 | 2025-10-03 00:00:00 | data not available | data not available | data not available | data not available | data not available | data not available | 45750
data not applicable | [5 empty] | data not applicable | boultbee brooks (renewables costock)ltd | Costock solar farm | Wysall Road | Costock | Rushcliffe | Nottinghamshire | LE12 6YP | United Kingdom | 457307 | 326380 | Ratcliffe On Soar 132Kv S Stn | data not available | data not available | 132 | National Grid Electricity Distribution (East Midlands) Plc | Solar | Photovoltaic | data not applicable | data not available | data not available | 49.9 | data not applicable | data not applicable | data not applicable | data not available | data not available | data not applicable | data not applicable | data not applicable | data not applicable | data not available | data not available | data not applicable | data not available | Accepted to connect | data not applicable | data not applicable | data not applicable | data not applicable | data not applicable | data not applicable | 49.9 | 49.9 | 52.5263 | 0.35 | 0.36842 | 44106 | 2026-06-04 00:00:00 | data not available | data not available | data not available | data not available | data not available | data not available | 45750
data not applicable | [5 empty] | data not applicable | bailoh limited | Land at manor farm, manor farm solar plant | Beachampton | data not available | Milton keynes | Buckinghamshire | MK19 6DT | United Kingdom | 477558 | 237101 | East Claydon 132Kv S Stn | Stony Stratford 33Kv S Stn | data not available | 33 | National Grid Electricity Distribution (East Midlands) Plc | Solar | Photovoltaic | data not applicable | data not available | data not available | 25 | data not applicable | data not applicable | data not applicable | data not available | data not available | data not applicable | data not applicable | data not applicable | data not applicable | data not available | data not available | data not applicable | data not available | Accepted to connect | data not applicable | data not applicable | data not applicable | data not applicable | data not applicable | data not applicable | 25 | 25 | 26.3158 | 0.1 | 0.10526 | 44039 | 2026-01-15 00:00:00 | data not available | data not available | data not available | data not available | data not available | data not available | 45750
data not applicable | [5 empty] | data not applicable | Ash solar farm limited | Ash farm, pv installation for 7mw | Charlton Rd | Coleford | Radstock | data not available | BA3 5EX | United Kingdom | 367684 | 151110 | Seabank Sgp | Radstock Bsp 132Kv | data not available | 33 | National Grid Electricity Distribution (South West) Plc | Solar | Photovoltaic | data not applicable | data not available | data not available | 10 | data not applicable | data not applicable | data not applicable | data not available | data not available | data not applicable | data not applicable | data not applicable | data not applicable | data not available | data not available | data not applicable | data not available | Accepted to connect | data not applicable | data not applicable | data not applicable | data not applicable | data not applicable | data not applicable | 10 | 10 | 10.5263 | data not available | 0 | 44039 | 2026-06-11 00:00:00 | data not available | data not available | data not available | data not available | data not available | data not available | 45750
data not applicable | [5 empty] | data not applicable | ipv flexigen limited | Corley solar farm | Breach Oak Lane | data not available | Astley cp | North Warwickshire | CV7 8AU | United Kingdom | 430846 | 286944 | Coventry 132Kv S Stn | Nuneaton 33Kv S Stn | data not available | 33 | National Grid Electricity Distribution (East Midlands) Plc | Solar | Photovoltaic | data not applicable | data not available | data not available | 12.8 | data not applicable | data not applicable | data not applicable | data not available | data not available | data not applicable | data not applicable | data not applicable | data not applicable | data not available | data not available | data not applicable | data not available | Accepted to connect | data not applicable | data not applicable | data not applicable | data not applicable | data not applicable | data not applicable | 12.8 | 12.8 | 13.4737 | 0.05 | 0.05263 | 44130 | 2026-01-30 00:00:00 | data not available | data not available | data not available | data not available | data not available | data not available | 45750
data not applicable | [5 empty] | data not applicable | Highwith solar limited | High witheven farm, solar pv on land at | data not available | Canworthy Water | data not available | data not available | PL15 8UB | United Kingdom | 222654 | 92375.3333 | Alverdiscott Sgp | Pyworthy Bsp | data not available | 132 | National Grid Electricity Distribution (South West) Plc | Solar | Photovoltaic | data not applicable | data not available | data not available | 32 | data not applicable | data not applicable | data not applicable | data not available | data not available | data not applicable | data not applicable | data not applicable | data not applicable | data not available | data not available | data not applicable | data not available | Accepted to connect | data not applicable | data not applicable | data not applicable | data not applicable | data not applicable | data not applicable | 32 | 32 | 33.6842 | 0.2 | 0.21053 | 44148 | 2025-12-29 00:00:00 | data not available | data not available | data not available | data not available | data not available | data not available | 45750
data not applicable | [5 empty] | data not applicable | rwe renewables uk solar and storage ltd | Wade lane farm | Wade Lane | data not available | Hill ridware | Rugeley | WS15 3RE | United Kingdom | 407825 | 318021 | Rugeley 132Kv S Stn | data not available | data not available | 132 | National Grid Electricity Distribution (West Midlands) Plc | Solar | Photovoltaic | data not applicable | data not available | data not available | 49.9 | data not applicable | data not applicable | data not applicable | data not available | data not available | data not applicable | data not applicable | data not applicable | data not applicable | data not available | data not available | data not applicable | data not available | Accepted to connect | data not applicable | data not applicable | data not applicable | data not applicable | data not applicable | data not applicable | 49.9 | 49.9 | 52.5263 | 0.001 | 0.00105 | 44113 | 2025-10-07 00:00:00 | data not available | data not available | data not available | data not available | data not available | data not available | 45750
data not applicable | [5 empty] | data not applicable | vicarage drove energy centre limited | Ash farm, land at | Vicarage Drove | Bicker | Boston | data not available | PE20 3BJ | United Kingdom | data not available | data not available | Bicker Fen 132Kv S Stn | data not available | data not available | 132 | National Grid Electricity Distribution (East Midlands) Plc | Solar | Photovoltaic | data not applicable | data not available | data not available | 70 | data not applicable | data not applicable | data not applicable | data not available | data not available | data not applicable | data not applicable | data not applicable | data not applicable | data not available | data not available | data not applicable | data not available | Accepted to connect | data not applicable | data not applicable | data not applicable | data not applicable | data not applicable | data not applicable | 70 | 70 | 73.6842 | 20.5 | 21.5789 | 44138 | 2025-09-24 00:00:00 | data not available | data not available | data not available | data not available | data not available | data not available | 45750
data not applicable | [5 empty] | data not applicable | severn trent green power lodge farm ltd | Solar site 25520 wistow lodge pv | Leicester Road | data not available | Wistow | Leicestershire | LE8 0QF | United Kingdom | 465381 | 295735 | Enderby 132Kv S Stn | data not available | data not available | 132 | National Grid Electricity Distribution (East Midlands) Plc | Solar | Photovoltaic | data not applicable | data not available | data not available | 40 | data not applicable | data not applicable | data not applicable | data not available | data not available | data not applicable | data not applicable | data not applicable | data not applicable | data not available | data not available | data not applicable | data not available | Accepted to connect | data not applicable | data not applicable | data not applicable | data not applicable | data not applicable | data not applicable | 40 | 40 | 42.1053 | 0.3 | 0.31579 | 44145 | 2026-03-05 00:00:00 | data not available | data not available | data not available | data not available | data not available | data not available | 45750
data not applicable | [5 empty] | data not applicable | stretton baskerville solar farm limited | Canal solar farm | Canal Solar Farm | Hinckley | Leicestershire | data not available | LE10 3EE | United Kingdom | 441358 | 291764 | Coventry 132Kv S Stn | Hinckley 33Kv S Stn | data not available | 33 | National Grid Electricity Distribution (East Midlands) Plc | Solar | Photovoltaic | data not applicable | data not available | data not available | 35 | data not applicable | data not applicable | data not applicable | data not available | data not available | data not applicable | data not applicable | data not applicable | data not applicable | data not available | data not available | data not applicable | data not available | Accepted to connect | data not applicable | data not applicable | data not applicable | data not applicable | data not applicable | data not applicable | 35 | 35 | 36.8421 | 7 | 7.3684 | 44117 | 2026-03-26 00:00:00 | data not available | data not available | data not available | data not available | data not available | data not available | 45750
data not applicable | [5 empty] | data not applicable | Lower tean leys solar farm limited | data not available | Lower Tean Leys | Tean Leys | data not available | Staffs | ST10 4NS | United Kingdom | 401063 | 338020 | Rugeley 132Kv S Stn | data not available | data not available | 132 | National Grid Electricity Distribution (West Midlands) Plc | Solar | Photovoltaic | data not applicable | data not available | data not available | 49.9 | data not applicable | data not applicable | data not applicable | data not available | data not available | data not applicable | data not applicable | data not applicable | data not applicable | data not available | data not available | data not applicable | data not available | Accepted to connect | data not applicable | data not applicable | data not applicable | data not applicable | data not applicable | data not applicable | 49.9 | 49.9 | 52.5263 | 20 | 21.0526 | 44161 | 2025-09-25 00:00:00 | data not available | data not available | data not available | data not available | data not available | data not available | 45750
data not applicable | [5 empty] | data not applicable | Derril water solar limited | Proposed solar scheme | data not available | Pyworthy | Holsworthy | data not available | EX22 6LJ | United Kingdom | 229699 | 101795 | Alverdiscott Sgp | Pyworthy Bsp | data not available | 33 | National Grid Electricity Distribution (South West) Plc | Solar | Photovoltaic | data not applicable | data not available | data not available | 32.2 | data not applicable | data not applicable | data not applicable | data not available | data not available | data not applicable | data not applicable | data not applicable | data not applicable | data not available | data not available | data not applicable | data not available | Accepted to connect | data not applicable | data not applicable | data not applicable | data not applicable | data not applicable | data not applicable | 32.2 | 32.2 | 33.8947 | 0.1 | 0.10526 | 44025 | 2025-06-30 00:00:00 | data not available | data not available | data not available | data not available | data not available | data not available | 45750
data not applicable | [5 empty] | data not applicable | opdenergy uk 1 ltd | Pyghtle farm | Wicken Park Road | Wicken | Milton keynes | data not available | MK19 6BZ | United Kingdom | 474578 | 239670 | East Claydon 132Kv S Stn | Stony Stratford 33Kv S Stn | data not available | 33 | National Grid Electricity Distribution (East Midlands) Plc | Solar | Photovoltaic | data not applicable | data not available | data not available | 15 | data not applicable | data not applicable | data not applicable | data not available | data not available | data not applicable | data not applicable | data not applicable | data not applicable | data not available | data not available | data not applicable | data not available | Accepted to connect | data not applicable | data not applicable | data not applicable | data not applicable | data not applicable | data not applicable | 15 | 15 | 15.7895 | 0.6 | 0.63158 | 44161 | 2025-10-14 00:00:00 | data not available | data not available | data not available | data not available | data not available | data not available | 45750
data not applicable | [5 empty] | data not applicable | Edf energy renewables limited | Althorp estate solar pv farm | data not available | data not available | data not available | data not available | NN7 3NF | United Kingdom | 467208 | 259774 | Grendon 132Kv S Stn | Northampton West 33Kv S Stn | data not available | 33 | National Grid Electricity Distribution (East Midlands) Plc | Solar | Photovoltaic | data not applicable | data not available | data not available | 49.95 | data not applicable | data not applicable | data not applicable | data not available | data not available | data not applicable | data not applicable | data not applicable | data not applicable | data not available | data not available | data not applicable | data not available | Accepted to connect | data not applicable | data not applicable | data not applicable | data not applicable | data not applicable | data not applicable | 49.95 | 49.95 | 52.5789 | 0.5 | 0.52632 | 44172 | 2026-03-02 00:00:00 | data not available | data not available | data not available | data not available | data not available | data not available | 45750
data not applicable | [5 empty] | data not applicable | Innova renewables ltd | Blythe house solar and storage plant | Land At Blythe House Farm | Tean | Stoke on trent | data not available | ST10 4JW | United Kingdom | 400497 | 339082 | Rugeley 132Kv S Stn | data not available | data not available | 132 | National Grid Electricity Distribution (West Midlands) Plc | Solar | Photovoltaic | data not applicable | data not available | data not available | 80 | data not applicable | data not applicable | data not applicable | data not available | data not available | data not applicable | data not applicable | data not applicable | data not applicable | data not available | data not available | data not applicable | data not available | Accepted to connect | data not applicable | data not applicable | data not applicable | data not applicable | data not applicable | data not applicable | 80 | 80 | 84.2105 | 0.001 | 0.00105 | 44085 | 2025-09-30 00:00:00 | data not available | data not available | data not available | data not available | data not available | data not available | 45750
data not applicable | [5 empty] | data not applicable | Coubar solar limited | Proposed solar pv | Land At Courtwell House Farm | Coffinswell | Newton abbot | data not available | TQ12 4SS | United Kingdom | 289690 | 68378.34 | Abham Sgp | Torquay Bsp | data not available | 33 | National Grid Electricity Distribution (South West) Plc | Solar | Photovoltaic | data not applicable | data not available | data not available | 16 | data not applicable | data not applicable | data not applicable | data not available | data not available | data not applicable | data not applicable | data not applicable | data not applicable | data not available | data not available | data not applicable | data not available | Accepted to connect | data not applicable | data not applicable | data not applicable | data not applicable | data not applicable | data not applicable | 16 | 16 | 16.8421 | 0.2 | 0.21053 | 44159 | 2025-09-17 00:00:00 | data not available | data not available | data not available | data not available | data not available | data not available | 45750
data not applicable | [5 empty] | data not applicable | moreton morrell solar limited | Moreton morrell solar plant | Land At Church Hill Farm | data not available | And land off newbold road | data not available | CV35 9DD | United Kingdom | 431406 | 254761 | Berkswell 132Kv S Stn | Harbury 33Kv S Stn | data not available | 33 | National Grid Electricity Distribution (East Midlands) Plc | Solar | Photovoltaic | data not applicable | data not available | data not available | 20 | data not applicable | data not applicable | data not applicable | data not available | data not available | data not applicable | data not applicable | data not applicable | data not applicable | data not available | data not available | data not applicable | data not available | Accepted to connect | data not applicable | data not applicable | data not applicable | data not applicable | data not applicable | data not applicable | 20 | 20 | 21.0526 | 0.2 | 0.21053 | 44060 | 2025-07-10 00:00:00 | data not available | data not available | data not available | data not available | data not available | data not available | 45750
data not applicable | [5 empty] | data not applicable | renantis uk limited | Glyn taf solar park | Bryntail Farm | Rhydyfelin | Pontypridd | data not available | CF37 5LJ | United Kingdom | 309316 | 189250 | Upper Boat | Upper Boat Bsp | data not available | 33 | National Grid Electricity Distribution (South Wales) Plc | Solar | Photovoltaic | data not applicable | data not available | data not available | 38 | data not applicable | data not applicable | data not applicable | data not available | data not available | data not applicable | data not applicable | data not applicable | data not applicable | data not available | data not available | data not applicable | data not available | Accepted to connect | data not applicable | data not applicable | data not applicable | data not applicable | data not applicable | data not applicable | 38 | 38 | 40 | 0.3 | 0.31579 | 44113 | 2026-07-23 00:00:00 | data not available | data not available | data not available | data not available | data not available | data not available | 45750
data not applicable | [5 empty] | data not applicable | Eeb59 limited | Hanwell estate pv, ref 20620,, land park farm west farm | Hanwell | data not available | Banbury | data not available | OX17 1HL | United Kingdom | 443497 | 243187 | East Claydon 132Kv S Stn | data not available | data not available | 132 | National Grid Electricity Distribution (West Midlands) Plc | Solar | Photovoltaic | data not applicable | data not available | data not available | 40 | data not applicable | data not applicable | data not applicable | data not available | data not available | data not applicable | data not applicable | data not applicable | data not applicable | data not available | data not available | data not applicable | data not available | Accepted to connect | data not applicable | data not applicable | data not applicable | data not applicable | data not applicable | data not applicable | 40 | 40 | 42.1053 | 0.3 | 0.31579 | 44174 | 2025-10-14 00:00:00 | data not available | data not available | data not available | data not available | data not available | data not available | 45750
data not applicable | [5 empty] | data not applicable | ads no3 limited | data not available | Rocks Green | data not available | Rock green | Shropshire | SY8 2DT | United Kingdom | 352394 | 275870 | Bishops Wood 132Kv S Stn | data not available | data not available | 33 | National Grid Electricity Distribution (West Midlands) Plc | Solar | Photovoltaic | data not applicable | data not available | data not available | 40 | data not applicable | data not applicable | data not applicable | data not available | data not available | data not applicable | data not applicable | data not applicable | data not applicable | data not available | data not available | data not applicable | data not available | Accepted to connect | data not applicable | data not applicable | data not applicable | data not applicable | data not applicable | data not applicable | 40 | 40 | 42.1053 | 12 | 12.6316 | 44172 | 2025-09-22 00:00:00 | data not available | data not available | data not available | data not available | data not available | data not available | 45750
data not applicable | [5 empty] | data not applicable | Edf energy renewables limited | Land east of : | Sulgrave | data not available | Banbury | data not available | OX17 2SF | United Kingdom | 456146 | 245844 | East Claydon 132Kv S Stn | data not available | data not available | 132 | National Grid Electricity Distribution (East Midlands) Plc | Solar | Photovoltaic | data not applicable | data not available | data not available | 129.87 | data not applicable | data not applicable | data not applicable | data not available | data not available | data not applicable | data not applicable | data not applicable | data not applicable | data not available | data not available | data not applicable | data not available | Accepted to connect | data not applicable | data not applicable | data not applicable | data not applicable | data not applicable | data not applicable | 129.87 | 129.87 | 136.7053 | 0.5 | 0.52632 | 44172 | 2025-10-27 00:00:00 | data not available | data not available | data not available | data not available | data not available | data not available | 45750
data not applicable | [5 empty] | data not applicable | Ecotricity generation ltd | Woodlands farm | data not available | Clapton | Berkeley | data not available | GL13 9QU | United Kingdom | 366478 | 197821 | Iron Acton 132Kv S Stn | Ryeford 132Kv S Stn | Berkeley 33 11Kv S Stn | 11 | National Grid Electricity Distribution (West Midlands) Plc | Solar | Photovoltaic | data not applicable | data not available | data not available | 4 | data not applicable | data not applicable | data not applicable | data not available | data not available | data not applicable | data not applicable | data not applicable | data not applicable | data not available | data not available | data not applicable | data not available | Accepted to connect | data not applicable | data not applicable | data not applicable | data not applicable | data not applicable | data not applicable | 4 | 4 | 4.2105 | 0.05 | 0.05263 | 44102 | 2025-10-01 00:00:00 | data not available | data not available | data not available | data not available | data not available | data not available | 45750
data not applicable | [5 empty] | data not applicable | Celaeno solar ltd | Moreton brook | Lea Lane | And Land At, Drointon, Staffor | Rugeley | data not available | WS15 3NP | United Kingdom | 403377 | 325541 | Bushbury D 132Kv | data not available | data not available | 132 | National Grid Electricity Distribution (West Midlands) Plc | Solar | Photovoltaic | data not applicable | data not available | data not available | 49.9 | data not applicable | data not applicable | data not applicable | data not available | data not available | data not applicable | data not applicable | data not applicable | data not applicable | data not available | data not available | data not applicable | data not available | Accepted to connect | data not applicable | data not applicable | data not applicable | data not applicable | data not applicable | data not applicable | 49.9 | 49.9 | 52.5263 | 0.8 | 0.84211 | 44116 | 2025-10-07 00:00:00 | data not available | data not available | data not available | data not available | data not available | data not available | 45750
data not applicable | [5 empty] | data not applicable | Severn trent green power | Lands at church farm | data not available | Withington | Shrewsbury | Shropshire | SY4 4PZ | United Kingdom | 357881 | 313246 | Shrewsbury 132Kv S Stn | data not available | data not available | 132 | National Grid Electricity Distribution (West Midlands) Plc | Solar | Photovoltaic | data not applicable | data not available | data not available | 25 | data not applicable | data not applicable | data not applicable | data not available | data not available | data not applicable | data not applicable | data not applicable | data not applicable | data not available | data not available | data not applicable | data not available | Accepted to connect | data not applicable | data not applicable | data not applicable | data not applicable | data not applicable | data not applicable | 25 | 25 | 26.3158 | 0.3 | 0.31579 | 44194 | 2025-09-25 00:00:00 | data not available | data not available | data not available | data not available | data not available | data not available | 45750
data not applicable | [5 empty] | data not applicable | trerice solar farm ltd | Treviscoe solar energy farm | data not available | data not available | Indian queens gsp | data not available | data not available | United Kingdom | data not available | data not available | Indian Queens Sgp | data not available | data not available | 132 | National Grid Electricity Distribution (South West) Plc | Solar | Photovoltaic | data not applicable | data not available | data not available | 32 | data not applicable | data not applicable | data not applicable | data not available | data not available | 25 | data not applicable | data not applicable | data not applicable | data not available | data not available | data not applicable | data not available | Accepted to connect | data not applicable | data not applicable | data not applicable | data not applicable | data not applicable | data not applicable | 57 | 44 | 46.3158 | 25 | 26.3158 | 44148 | 2026-01-13 00:00:00 | data not available | data not available | data not available | data not available | data not available | data not available | 45750
data not applicable | [5 empty] | data not applicable | Eeb52 limited | Proposed solar & battery storage | Wyndham Estate | data not available | Washford | data not available | TA23 0JT | United Kingdom | 305280 | 142021 | Taunton Sgp | Bowhays Cross Bsp | data not available | 33 | National Grid Electricity Distribution (South West) Plc | Solar | Photovoltaic | data not applicable | data not available | data not available | 20 | Stored Energy (all stored energy irrespective of the original energy source) | Storage - Electrochemical (Batteries) | No | data not available | data not available | 20 | data not applicable | data not applicable | data not applicable | data not available | data not available | data not applicable | data not available | Accepted to connect | data not applicable | data not applicable | data not applicable | data not applicable | data not applicable | data not applicable | 40 | 20 | 21.0526 | 20 | 21.0526 | 44132 | 2026-02-12 00:00:00 | data not available | data not available | data not available | data not available | data not available | data not available | 45750
data not applicable | [5 empty] | data not applicable | Communities for renewables cic | Chelson meadow landfill site | The Ride | data not available | Plymouth | data not available | PL9 7JS | United Kingdom | 250801 | 55167 | Abham Sgp | Plymouth Bsp | data not available | 33 | National Grid Electricity Distribution (South West) Plc | Solar | Photovoltaic | data not applicable | data not available | data not available | 10 | data not applicable | data not applicable | data not applicable | data not available | data not available | data not applicable | data not applicable | data not applicable | data not applicable | data not available | data not available | data not applicable | data not available | Accepted to connect | data not applicable | data not applicable | data not applicable | data not applicable | data not applicable | data not applicable | 10 | 10 | 10.5263 | data not available | 0 | 44174 | 2025-09-02 00:00:00 | data not available | data not available | data not available | data not available | data not available | data not available | 45750
data not applicable | [5 empty] | data not applicable | tolldish hall farm solar limited | Tolldish hall solar plant | Parrotts Grove | data not available | Coventry | data not available | CV2 1NR | United Kingdom | 436896 | 284334 | Coventry 132Kv S Stn | Coventry North 33Kv S Stn | data not available | 33 | National Grid Electricity Distribution (East Midlands) Plc | Solar | Photovoltaic | data not applicable | data not available | data not available | 25 | data not applicable | data not applicable | data not applicable | data not available | data not available | data not applicable | data not applicable | data not applicable | data not applicable | data not available | data not available | data not applicable | data not available | Accepted to connect | data not applicable | data not applicable | data not applicable | data not applicable | data not applicable | data not applicable | 25 | 25 | 26.3158 | 0.2 | 0.21053 | 44211 | 2026-05-14 00:00:00 | data not available | data not available | data not available | data not available | data not available | data not available | 45750
data not applicable | [5 empty] | data not applicable | opdenergy uk 4 limited | data not available | Blithbury Road | Colton | Lichfield | Staffordshire | WS15 3HW | United Kingdom | 406381 | 320014 | Rugeley 132Kv S Stn | data not available | data not available | 132 | National Grid Electricity Distribution (West Midlands) Plc | Solar | Photovoltaic | data not applicable | data not available | data not available | 42 | data not applicable | data not applicable | data not applicable | data not available | data not available | data not applicable | data not applicable | data not applicable | data not applicable | data not available | data not available | data not applicable | data not available | Accepted to connect | data not applicable | data not applicable | data not applicable | data not applicable | data not applicable | data not applicable | 42 | 42 | 44.2105 | 0.6 | 0.63158 | 44168 | 2025-09-30 00:00:00 | data not available | data not available | data not available | data not available | data not available | data not available | 45750
data not applicable | [5 empty] | data not applicable | longlands solar farm limited | Hill court solar farm | Hill Court Estate | Hill | Berkeley | data not available | GL13 9ED | United Kingdom | 363605 | 196251 | Iron Acton 132Kv S Stn | data not available | data not available | 132 | National Grid Electricity Distribution (West Midlands) Plc | Solar | Photovoltaic | No | data not available | data not available | 35 | Stored Energy (all stored energy irrespective of the original energy source) | Storage - Electrochemical (Batteries) | data not applicable | data not available | data not available | 35 | data not applicable | data not applicable | data not applicable | data not available | data not available | data not applicable | data not available | Accepted to connect | data not applicable | data not applicable | data not applicable | data not applicable | data not applicable | data not applicable | 70 | 35 | 36.8421 | 35 | 36.8421 | 44203 | 2025-10-08 00:00:00 | data not available | data not available | data not available | data not available | data not available | data not available | 45750
data not applicable | [5 empty] | data not applicable | renewable energy systems limited | Land off | Longhedge Lane | Thoroton | Nottingham | data not available | NG13 9DS | United Kingdom | 476210 | 342464 | Staythorpe C 132Kv S Stn | data not available | data not available | 132 | National Grid Electricity Distribution (East Midlands) Plc | Solar | Photovoltaic | data not applicable | data not available | data not available | 49.9 | data not applicable | data not applicable | data not applicable | data not available | data not available | data not applicable | data not applicable | data not applicable | data not applicable | data not available | data not available | data not applicable | data not available | Accepted to connect | data not applicable | data not applicable | data not applicable | data not applicable | data not applicable | data not applicable | 49.9 | 49.9 | 52.5263 | 0.4 | 0.42105 | 44169 | 2028-06-05 00:00:00 | data not available | data not available | data not available | data not available | data not available | data not available | 45750
data not applicable | [5 empty] | data not applicable | birchall green solar farm limited | Norchard farm | data not available | Crossway Green | Stourport-on-severn, | data not available | DY13 9SN | United Kingdom | 391221 | 270589 | Bishops Wood 132Kv S Stn | Stourport 132 66 33Kv S Stn | data not available | 66 | National Grid Electricity Distribution (West Midlands) Plc | Solar | Photovoltaic | data not applicable | data not available | data not available | 25 | data not applicable | data not applicable | data not applicable | data not available | data not available | data not applicable | data not applicable | data not applicable | data not applicable | data not available | data not available | data not applicable | data not available | Accepted to connect | data not applicable | data not applicable | data not applicable | data not applicable | data not applicable | data not applicable | 25 | 25 | 26.3158 | 1 | 1.0526 | 44161 | 2025-08-26 00:00:00 | data not available | data not available | data not available | data not available | data not available | data not available | 45750
data not applicable | [5 empty] | data not applicable | opdenergy uk 3 limited | Plump hill, locquiers farm | Forest Of Dean | data not available | Gloucestershire | data not available | GL17 0HQ | United Kingdom | 365461 | 217152 | Port Ham 132Kv S Stn | Lydney 33Kv S Stn | Mitcheldean 33 11Kv S Stn | 33 | National Grid Electricity Distribution (West Midlands) Plc | Solar | Photovoltaic | data not applicable | data not available | data not available | 12 | data not applicable | data not applicable | data not applicable | data not available | data not available | data not applicable | data not applicable | data not applicable | data not applicable | data not available | data not available | data not applicable | data not available | Accepted to connect | data not applicable | data not applicable | data not applicable | data not applicable | data not applicable | data not applicable | 12 | 12 | 12.6316 | 0.3 | 0.31579 | 44253 | 2027-03-31 00:00:00 | data not available | data not available | data not available | data not available | data not available | data not available | 45750
data not applicable | [5 empty] | data not applicable | first renewable developements ltd | Kettering energy park, cpw ref 200964 | Wold Road | Burton Lattimer | Kettering | data not available | NN15 5PN | United Kingdom | 490454 | 275198 | data not available | data not available | data not available | 132 | National Grid Electricity Distribution (East Midlands) Plc | Solar | Photovoltaic | data not applicable | data not available | data not available | 30 | data not applicable | data not applicable | data not applicable | data not available | data not available | data not applicable | data not applicable | data not applicable | data not applicable | data not available | data not available | data not applicable | data not available | Accepted to connect | data not applicable | data not applicable | data not applicable | data not applicable | data not applicable | data not applicable | 30 | 0 | 0 | 40 | 42.1053 | 44306 | 2025-10-14 00:00:00 | data not available | data not available | data not available | data not available | data not available | data not available | 45750
data not applicable | [5 empty] | data not applicable | Oakley solar limited | Garendon solar plant | Land North Of Shepshed | data not available | North west leicestershire | data not available | LE12 9SH | United Kingdom | 448168 | 320575 | Ratcliffe On Soar 132Kv S Stn | data not available | data not available | 132 | National Grid Electricity Distribution (East Midlands) Plc | Solar | Photovoltaic | data not applicable | data not available | data not available | 49.9 | data not applicable | data not applicable | data not applicable | data not available | data not available | data not applicable | data not applicable | data not applicable | data not applicable | data not available | data not available | data not applicable | data not available | Accepted to connect | data not applicable | data not applicable | data not applicable | data not applicable | data not applicable | data not applicable | 49.9 | 49.9 | 52.5263 | 0.2 | 0.21053 | 44257 | 2025-08-04 00:00:00 | data not available | data not available | data not available | data not available | data not available | data not available | 45750
data not applicable | [5 empty] | data not applicable | shireoaks energy centre limited | Shireoaks hall farm | Spring Lane | Shireoaks | Nottinghamshire | data not available | S81 8LY | United Kingdom | 455450 | 380903 | Chesterfield 132Kv S Stn | Whitwell 33Kv S Stn | data not available | 33 | National Grid Electricity Distribution (East Midlands) Plc | Solar | Photovoltaic | data not applicable | data not available | data not available | 15 | data not applicable | data not applicable | data not applicable | data not available | data not available | data not applicable | data not applicable | data not applicable | data not applicable | data not available | data not available | data not applicable | data not available | Accepted to connect | data not applicable | data not applicable | data not applicable | data not applicable | data not applicable | data not applicable | 15 | 15 | 15.7895 | 0.15 | 0.15789 | 44225 | 2025-11-22 00:00:00 | data not available | data not available | data not available | data not available | data not available | data not available | 45750
data not applicable | [5 empty] | data not applicable | vital energi (bilsthorpe) limited | Baldwins crane hire, vogen stor | Westway Road | Alexandria Dock | Newport | data not available | NP20 2WE | United Kingdom | data not available | data not available | Uskmouth | data not available | data not available | 33 | National Grid Electricity Distribution (South Wales) Plc | Solar | Photovoltaic | data not applicable | data not available | data not available | 20 | data not applicable | data not applicable | data not applicable | data not available | data not available | data not applicable | data not applicable | data not applicable | data not applicable | data not available | data not available | data not applicable | data not available | Accepted to connect | data not applicable | data not applicable | data not applicable | data not applicable | data not applicable | data not applicable | 20 | 20 | 21.0526 | 3.5 | 3.6842 | 44232 | 2025-09-01 00:00:00 | data not available | data not available | data not available | data not available | data not available | data not available | 45750
data not applicable | [5 empty] | data not applicable | Gsi howgrove limited | Howgrove | Land Off Green Lane | data not available | data not available | data not available | BS40 8DT | United Kingdom | 352380 | 162836 | Bridgwater Sgp | Churchill 33Kv | data not available | 33 | National Grid Electricity Distribution (South West) Plc | Solar | Photovoltaic | data not applicable | data not available | data not available | 13.7 | data not applicable | data not applicable | data not applicable | data not available | data not available | data not applicable | data not applicable | data not applicable | data not applicable | data not available | data not available | data not applicable | data not available | Accepted to connect | data not applicable | data not applicable | data not applicable | data not applicable | data not applicable | data not applicable | 13.7 | 13.7 | 14.421 | 0.1 | 0.10526 | 44277 | 2025-10-28 00:00:00 | data not available | data not available | data not available | data not available | data not available | data not available | 45750
data not applicable | [5 empty] | data not applicable | yardley road solar farm limited | Potterspury solar | Land North Of | data not available | Potterspury | data not available | NN12 7TT | United Kingdom | 476650 | 244460 | East Claydon 132Kv S Stn | Bradwell Abbey 33Kv S Stn | data not available | 33 | National Grid Electricity Distribution (East Midlands) Plc | Solar | Photovoltaic | data not applicable | data not available | data not available | 40 | data not applicable | data not applicable | data not applicable | data not available | data not available | data not applicable | data not applicable | data not applicable | data not applicable | data not available | data not available | data not applicable | data not available | Accepted to connect | data not applicable | data not applicable | data not applicable | data not applicable | data not applicable | data not applicable | 40 | 40 | 42.1053 | 0.3 | 0.31579 | 44180 | 2025-09-09 00:00:00 | data not available | data not available | data not available | data not available | data not available | data not available | 45750
data not applicable | [5 empty] | data not applicable | staffordshire solar 1 limited | Middle road farm | Middle Road | Harbury, | Leamington spa | data not available | CV33 9JN | United Kingdom | 436115 | 260718 | Berkswell 132Kv S Stn | data not available | data not available | 132 | National Grid Electricity Distribution (East Midlands) Plc | Solar | Photovoltaic | data not applicable | data not available | data not available | 40.65 | data not applicable | data not applicable | data not applicable | data not available | data not available | 20 | data not applicable | data not applicable | data not applicable | data not available | data not available | data not applicable | data not available | Accepted to connect | data not applicable | data not applicable | data not applicable | data not applicable | data not applicable | data not applicable | 60.65 | 40.65 | 42.7895 | 20 | 21.0526 | 44267 | 2025-08-13 00:00:00 | data not available | data not available | data not available | data not available | data not available | data not available | 45750
data not applicable | [5 empty] | data not applicable | frocester solar farm limited | Frochester estate solar plant | Bath Road | Frocester | Stroud | data not available | GL10 3TH | United Kingdom | 377641 | 203443 | Iron Acton 132Kv S Stn | Cambridge Arms 132Kv | data not available | 132 | National Grid Electricity Distribution (West Midlands) Plc | Solar | Photovoltaic | data not applicable | data not available | data not available | 40 | data not applicable | data not applicable | data not applicable | data not available | data not available | data not applicable | data not applicable | data not applicable | data not applicable | data not available | data not available | data not applicable | data not available | Accepted to connect | data not applicable | data not applicable | data not applicable | data not applicable | data not applicable | data not applicable | 40 | 40 | 42.1053 | 0.2 | 0.21053 | 44252 | 2025-08-11 00:00:00 | data not available | data not available | data not available | data not available | data not available | data not available | 45750
data not applicable | [5 empty] | data not applicable | --REDACTED-- | --REDACTED-- | --REDACTED-- | --REDACTED-- | Exeter | data not available | EX5 2 | United Kingdom | --REDACTED-- | --REDACTED-- | Exeter Main Sgp | Sowton Bsp | data not available | 33 | National Grid Electricity Distribution (South West) Plc | Solar | Photovoltaic | data not applicable | data not available | data not available | 10 | data not applicable | data not applicable | data not applicable | data not available | data not available | data not applicable | data not applicable | data not applicable | data not applicable | data not available | data not available | data not applicable | data not available | Accepted to connect | data not applicable | data not applicable | data not applicable | data not applicable | data not applicable | data not applicable | 10 | 10 | 10.5263 | data not available | 0 | 44299 | 2025-09-18 00:00:00 | data not available | data not available | data not available | data not available | data not available | data not available | 45750
data not applicable | [5 empty] | data not applicable | jbm solar projects 26 limited | Bagworth road | Newbold Verdon | Hinckley And Bosworth, | Leicestershire | data not available | LE9 9NB | United Kingdom | 444547 | 305076 | Enderby 132Kv S Stn | data not available | data not available | 0.4 | National Grid Electricity Distribution (East Midlands) Plc | Solar | Photovoltaic | data not applicable | data not available | data not available | 49.9 | data not applicable | data not applicable | data not applicable | data not available | data not available | data not applicable | data not applicable | data not applicable | data not applicable | data not available | data not available | data not applicable | data not available | Accepted to connect | data not applicable | data not applicable | data not applicable | data not applicable | data not applicable | data not applicable | 49.9 | 50 | 52.6316 | 0.25 | 0.26316 | 44223 | 2025-08-11 00:00:00 | data not available | data not available | data not available | data not available | data not available | data not available | 45750
data not applicable | [5 empty] | data not applicable | elgin energy esco ltd | 261020 - manor farm | Whitfield | data not available | Brackley | Northamptonshire | NN13 5GJ | United Kingdom | 460026 | 239596 | East Claydon 132Kv S Stn | Brackley 132Kv S Stn | data not available | 33 | National Grid Electricity Distribution (East Midlands) Plc | Solar | Photovoltaic | data not applicable | data not available | data not available | 30 | data not applicable | data not applicable | data not applicable | data not available | data not available | data not applicable | data not applicable | data not applicable | data not applicable | data not available | data not available | data not applicable | data not available | Accepted to connect | data not applicable | data not applicable | data not applicable | data not applicable | data not applicable | data not applicable | 30 | 30 | 31.5789 | 0.6 | 0.63158 | 44266 | 2026-02-06 00:00:00 | data not available | data not available | data not available | data not available | data not available | data not available | 45750
data not applicable | [5 empty] | data not applicable | econergy international ltd | Berrington farm solar | Cliff Hollow | Berrington | Shrewsbury | data not available | SY5 6HD | United Kingdom | 352841 | 307001 | Shrewsbury 132Kv S Stn | data not available | data not available | 33 | National Grid Electricity Distribution (West Midlands) Plc | Solar | Photovoltaic | data not applicable | data not available | data not available | 21 | data not applicable | data not applicable | data not applicable | data not available | data not available | data not applicable | data not applicable | data not applicable | data not applicable | data not available | data not available | data not applicable | data not available | Accepted to connect | data not applicable | data not applicable | data not applicable | data not applicable | data not applicable | data not applicable | 21 | 21 | 22.1053 | 0.1 | 0.10526 | 44293 | 2025-09-19 00:00:00 | data not available | data not available | data not available | data not available | data not available | data not available | 45750
data not applicable | [5 empty] | data not applicable | lel twitch hill limited | data not available | Cheswell Grange | Cheswell | Newport | data not available | TF10 9AE | United Kingdom | 371955 | 316480 | Ironbridge 132Kv S Stn | data not available | data not available | 33 | National Grid Electricity Distribution (West Midlands) Plc | Solar | Photovoltaic | data not applicable | data not available | data not available | 19 | data not applicable | data not applicable | data not applicable | data not available | data not available | data not applicable | data not applicable | data not applicable | data not applicable | data not available | data not available | data not applicable | data not available | Accepted to connect | data not applicable | data not applicable | data not applicable | data not applicable | data not applicable | data not applicable | 19 | 19 | 20 | 1 | 1.0526 | 44223 | 2025-08-28 00:00:00 | data not available | data not available | data not available | data not available | data not available | data not available | 45750
data not applicable | [5 empty] | data not applicable | Menear hybrid limited | Menear farm, solar and electricity storage | Menear Road | data not available | St austell | data not available | PL25 3TD | United Kingdom | 203434 | 54499.5 | Indian Queens Sgp | St Austell Bsp | data not available | 33 | National Grid Electricity Distribution (South West) Plc | Solar | Photovoltaic | data not applicable | data not available | data not available | 10.73 | data not applicable | data not applicable | data not applicable | data not available | data not available | 5.25 | data not applicable | data not applicable | data not applicable | data not available | data not available | data not applicable | data not available | Accepted to connect | data not applicable | data not applicable | data not applicable | data not applicable | data not applicable | data not applicable | 15.98 | 15 | 15.7895 | 5 | 5.2632 | 44298 | 2026-11-01 00:00:00 | data not available | data not available | data not available | data not available | data not available | data not available | 45750
data not applicable | [5 empty] | data not applicable | solar century holdings ltd | Coode estate west, white cross | data not available | Whte Cross | Cornwall | data not available | TR8 4LX | United Kingdom | 190087 | 60180 | Indian Queens Sgp | data not available | data not available | 132 | National Grid Electricity Distribution (South West) Plc | Solar | Photovoltaic | data not applicable | data not available | data not available | 47.7 | data not applicable | data not applicable | data not applicable | data not available | data not available | 25.5 | data not applicable | data not applicable | data not applicable | data not available | data not available | data not applicable | data not available | Accepted to connect | data not applicable | data not applicable | data not applicable | data not applicable | data not applicable | data not applicable | 73.2 | 55 | 57.8947 | 25 | 26.3158 | 44303 | 2026-01-14 00:00:00 | data not available | data not available | data not available | data not available | data not available | data not available | 45750
data not applicable | [5 empty] | data not applicable | church farm energy centre limited | Church farm | Kingston-On-Soar | data not available | Nottinghamshire | data not available | NG11 0DE | United Kingdom | 453935 | 329985 | Ratcliffe On Soar 132Kv S Stn | data not available | data not available | 132 | National Grid Electricity Distribution (East Midlands) Plc | Solar | Photovoltaic | data not applicable | data not available | data not available | 49.9 | data not applicable | data not applicable | data not applicable | data not available | data not available | data not applicable | data not applicable | data not applicable | data not applicable | data not available | data not available | data not applicable | data not available | Accepted to connect | data not applicable | data not applicable | data not applicable | data not applicable | data not applicable | data not applicable | 49.9 | 49.9 | 52.5263 | 0.499 | 0.52526 | 44286 | 2028-11-03 00:00:00 | data not available | data not available | data not available | data not available | data not available | data not available | 45750
data not applicable | [5 empty] | data not applicable | Ecotricity group limited | Land to the east of the a38 | At Martin Hussingtree | data not available | Worcestershire | data not available | WR3 8TB | United Kingdom | 388432 | 260105 | Bishops Wood 132Kv S Stn | Stourport 132 66 33Kv S Stn | Droitwich 66 11Kv S Stn | 11 | National Grid Electricity Distribution (West Midlands) Plc | Solar | Photovoltaic | data not applicable | data not available | data not available | 2 | data not applicable | data not applicable | data not applicable | data not available | data not available | data not applicable | data not applicable | data not applicable | data not applicable | data not available | data not available | data not applicable | data not available | Accepted to connect | data not applicable | data not applicable | data not applicable | data not applicable | data not applicable | data not applicable | 2 | 2 | 2.1053 | 0.1 | 0.10526 | 44272 | 2025-12-01 00:00:00 | data not available | data not available | data not available | data not available | data not available | data not available | 45750
data not applicable | [5 empty] | data not applicable | sirius ecodev (worcester) limited | Worcs solar battery storage plant | Tibberton | Worcester | Worcestershire | data not available | WR4 0AA | United Kingdom | 389168 | 257396 | Bishops Wood 132Kv S Stn | data not available | data not available | 132 | National Grid Electricity Distribution (West Midlands) Plc | Solar | Photovoltaic | data not applicable | data not available | data not available | 30 | data not applicable | data not applicable | data not applicable | data not available | data not available | data not applicable | data not applicable | data not applicable | data not applicable | data not available | data not available | data not applicable | data not available | Accepted to connect | data not applicable | data not applicable | data not applicable | data not applicable | data not applicable | data not applicable | 30 | 30 | 31.5789 | 7 | 7.3684 | 44266 | 2025-08-28 00:00:00 | data not available | data not available | data not available | data not available | data not available | data not available | 45750
data not applicable | [5 empty] | data not applicable | Rhondda cynon taf cbc | Tynycoed solar | data not available | Coed Ely | Rhondda cynon taf | data not available | CF39 8EX | United Kingdom | 301004 | 168984 | Upper Boat | Upper Boat Bsp | data not available | 33 | National Grid Electricity Distribution (South Wales) Plc | Solar | Photovoltaic | data not applicable | data not available | data not available | 5 | data not applicable | data not applicable | data not applicable | data not available | data not available | data not applicable | data not applicable | data not applicable | data not applicable | data not available | data not available | data not applicable | data not available | Accepted to connect | data not applicable | data not applicable | data not applicable | data not applicable | data not applicable | data not applicable | 5 | 5 | 5.2632 | 0.05 | 0.05263 | 44286 | 2025-07-31 00:00:00 | data not available | data not available | data not available | data not available | data not available | data not available | 45750
data not applicable | [5 empty] | data not applicable | Certus utility consulting | Proposed solar farm | Monmouth Hill | data not available | Almondsbury | data not available | BS32 4EN | United Kingdom | 359871 | 183911 | Iron Acton Sgp | Bradley Stoke Bsp | data not available | 132 | National Grid Electricity Distribution (South West) Plc | Solar | Photovoltaic | data not applicable | data not available | data not available | 49.9 | data not applicable | data not applicable | data not applicable | data not available | data not available | data not applicable | data not applicable | data not applicable | data not applicable | data not available | data not available | data not applicable | data not available | Accepted to connect | data not applicable | data not applicable | data not applicable | data not applicable | data not applicable | data not applicable | 49.9 | 49.9 | 52.5263 | 0.5 | 0.52632 | 44322 | 2026-02-02 00:00:00 | data not available | data not available | data not available | data not available | data not available | data not available | 45750
data not applicable | [5 empty] | data not applicable | Gayton solar limited | Land at rothersthorpe | Milton Road | Gayton, South | Northampton | data not available | NN7 3ER | United Kingdom | 472227 | 255522 | Grendon 132Kv S Stn | Northampton 33Kv S Stn | data not available | 33 | National Grid Electricity Distribution (East Midlands) Plc | Solar | Photovoltaic | data not applicable | data not available | data not available | 39.96 | data not applicable | data not applicable | data not applicable | data not available | data not available | data not applicable | data not applicable | data not applicable | data not applicable | data not available | data not available | data not applicable | data not available | Accepted to connect | data not applicable | data not applicable | data not applicable | data not applicable | data not applicable | data not applicable | 39.96 | 39.96 | 42.0632 | 0.1 | 0.10526 | 44277 | 2025-11-30 00:00:00 | data not available | data not available | data not available | data not available | data not available | data not available | 45750
data not applicable | [5 empty] | data not applicable | Oaks farm solar limited | The oaks farm solar plant | Stratford Road | Whaddon | Milton keynes | data not available | MK17 0NF | United Kingdom | 479140 | 235997 | East Claydon 132Kv S Stn | Stony Stratford 33Kv S Stn | data not available | 33 | National Grid Electricity Distribution (East Midlands) Plc | Solar | Photovoltaic | data not applicable | data not available | data not available | 20 | data not applicable | data not applicable | data not applicable | data not available | data not available | data not applicable | data not applicable | data not applicable | data not applicable | data not available | data not available | data not applicable | data not available | Accepted to connect | data not applicable | data not applicable | data not applicable | data not applicable | data not applicable | data not applicable | 20 | 22 | 23.1579 | 0.15 | 0.15789 | 44307 | 2025-08-26 00:00:00 | data not available | data not available | data not available | data not available | data not available | data not available | 45750
data not applicable | [5 empty] | data not applicable | bf16d bhf solar ltd | Brick house solar plant | Brick House Farm | Greete | Ludlow | Shropshire | SY8 3BZ | United Kingdom | 357529 | 270765 | Bishops Wood 132Kv S Stn | data not available | data not available | 132 | National Grid Electricity Distribution (West Midlands) Plc | Solar | Photovoltaic | data not applicable | data not available | data not available | 49.9 | data not applicable | data not applicable | data not applicable | data not available | data not available | data not applicable | data not applicable | data not applicable | data not applicable | data not available | data not available | data not applicable | data not available | Accepted to connect | data not applicable | data not applicable | data not applicable | data not applicable | data not applicable | data not applicable | 49.9 | 49.9 | 52.5263 | 0.3 | 0.31579 | 44293 | 2025-10-03 00:00:00 | data not available | data not available | data not available | data not available | data not available | data not available | 45750
data not applicable | [5 empty] | data not applicable | Iolo energy limited | Pen onn farm | data not available | Llancarfan | Vale of glamorgan | data not available | CF62 3AG | United Kingdom | 305385 | 169903 | Aberthaw Power Station | data not available | data not available | 132 | National Grid Electricity Distribution (South Wales) Plc | Solar | Photovoltaic | data not applicable | data not available | data not available | 49.999 | data not applicable | data not applicable | data not applicable | data not available | data not available | data not applicable | data not applicable | data not applicable | data not applicable | data not available | data not available | data not applicable | data not available | Accepted to connect | data not applicable | data not applicable | data not applicable | data not applicable | data not applicable | data not applicable | 49.999 | 49.999 | 52.6305 | 0.1 | 0.10526 | 44249 | 2025-09-01 00:00:00 | data not available | data not available | data not available | data not available | data not available | data not available | 45750
data not applicable | [5 empty] | data not applicable | pd412war ltd | - | Hampton Lodge Farm | Hampton On The Hill | Warwick | data not available | CV35 8QT | United Kingdom | 425293 | 263920 | Berkswell 132Kv S Stn | Warwick 33Kv S Stn | data not available | 33 | National Grid Electricity Distribution (East Midlands) Plc | Solar | Photovoltaic | data not applicable | data not available | data not available | 16 | data not applicable | data not applicable | data not applicable | data not available | data not available | data not applicable | data not applicable | data not applicable | data not applicable | data not available | data not available | data not applicable | data not available | Accepted to connect | data not applicable | data not applicable | data not applicable | data not applicable | data not applicable | data not applicable | 16 | 16 | 16.8421 | 1 | 1.0526 | 44337 | 2026-12-18 00:00:00 | data not available | data not available | data not available | data not available | data not available | data not available | 45750
data not applicable | [5 empty] | data not applicable | Octo partners limited | Tonmawr farm | Margam | data not available | Port talbot | data not available | SA13 2NT | United Kingdom | data not available | data not available | Pyle Grid | Pyle Bsp | Pyle Primary | 33 | National Grid Electricity Distribution (South Wales) Plc | Solar | Photovoltaic | data not applicable | data not available | data not available | 29 | data not applicable | data not applicable | data not applicable | data not available | data not available | data not applicable | data not applicable | data not applicable | data not applicable | data not available | data not available | data not applicable | data not available | Accepted to connect | data not applicable | data not applicable | data not applicable | data not applicable | data not applicable | data not applicable | 29 | 29 | 30.5263 | 0.1 | 0.10526 | 44335 | 2026-03-30 00:00:00 | data not available | data not available | data not available | data not available | data not available | data not available | 45750
data not applicable | [5 empty] | data not applicable | Bluestone wing 1 limited | Land on the west side of | Glaston Road | Wing | Oakham | data not available | LE15 8RU | United Kingdom | 488996 | 301048 | Grendon 132Kv S Stn | Oakham 33Kv S Stn | data not available | 33 | National Grid Electricity Distribution (East Midlands) Plc | Solar | Photovoltaic | data not applicable | data not available | data not available | 40 | data not applicable | data not applicable | data not applicable | data not available | data not available | data not applicable | data not applicable | data not applicable | data not applicable | data not available | data not available | data not applicable | data not available | Accepted to connect | data not applicable | data not applicable | data not applicable | data not applicable | data not applicable | data not applicable | 40 | 40 | 42.1053 | data not available | 0 | 44359 | 2026-03-02 00:00:00 | data not available | data not available | data not available | data not available | data not available | data not available | 45750
data not applicable | [5 empty] | data not applicable | Drointon solar farm limited | Yew tree farm | Drointon | data not available | Stafford | data not available | ST18 0LX | United Kingdom | 402614 | 327237 | Rugeley 132Kv S Stn | Rugeley 132Kv Switching Site | data not available | 132 | National Grid Electricity Distribution (West Midlands) Plc | Solar | Photovoltaic | data not applicable | data not available | data not available | 49.9 | data not applicable | data not applicable | data not applicable | data not available | data not available | data not applicable | data not applicable | data not applicable | data not applicable | data not available | data not available | data not applicable | data not available | Accepted to connect | data not applicable | data not applicable | data not applicable | data not applicable | data not applicable | data not applicable | 49.9 | 49.9 | 52.5263 | 49.9 | 52.5263 | 44342 | 2025-08-21 00:00:00 | data not available | data not available | data not available | data not available | data not available | data not available | 45750
data not applicable | [5 empty] | data not applicable | Elgin energy esco ltd | Willey estate | Wyke | Broseley | Telford | Shropshire | TF13 6PE | United Kingdom | 363234 | 301022 | Ironbridge 132Kv S Stn | data not available | data not available | 132 | National Grid Electricity Distribution (West Midlands) Plc | Solar | Photovoltaic | data not applicable | data not available | data not available | 49.9 | data not applicable | data not applicable | data not applicable | data not available | data not available | data not applicable | data not applicable | data not applicable | data not applicable | data not available | data not available | data not applicable | data not available | Accepted to connect | data not applicable | data not applicable | data not applicable | data not applicable | data not applicable | data not applicable | 49.9 | 49.9 | 52.5263 | 49.9 | 52.5263 | 44365 | 2025-10-10 00:00:00 | data not available | data not available | data not available | data not available | data not available | data not available | 45750
data not applicable | [5 empty] | data not applicable | grupotec solar uk 1 ltd | Limebury | Land Near Woolfardisworthy | Cranford | Bideford | data not available | EX39 5QG | United Kingdom | 236512 | 122467 | Alverdiscott Sgp | East Yelland Bsp | data not available | 33 | National Grid Electricity Distribution (South West) Plc | Solar | Photovoltaic | data not applicable | data not available | data not available | 5.2 | data not applicable | data not applicable | data not applicable | data not available | data not available | data not applicable | data not applicable | data not applicable | data not applicable | data not available | data not available | data not applicable | data not available | Accepted to connect | data not applicable | data not applicable | data not applicable | data not applicable | data not applicable | data not applicable | 5.2 | 5.2 | 5.4737 | 0.1 | 0.10526 | 44328 | 2025-05-31 00:00:00 | data not available | data not available | data not available | data not available | data not available | data not available | 45750
data not applicable | [5 empty] | data not applicable | xre alpha ltd | Substation | Ironbridge | data not available | Telford | data not available | TF8 7BL | United Kingdom | 365857 | 304089 | Ironbridge 132Kv S Stn | data not available | data not available | 132 | National Grid Electricity Distribution (West Midlands) Plc | Solar | Photovoltaic | data not applicable | data not available | data not available | 50 | data not applicable | data not applicable | data not applicable | data not available | data not available | data not applicable | data not applicable | data not applicable | data not applicable | data not available | data not available | data not applicable | data not available | Accepted to connect | data not applicable | data not applicable | data not applicable | data not applicable | data not applicable | data not applicable | 50 | 50 | 52.6316 | 50 | 52.6316 | 44372 | 2025-09-30 00:00:00 | data not available | data not available | data not available | data not available | data not available | data not available | 45750
data not applicable | [5 empty] | data not applicable | Pepperhill solar farm limited | Bickley solar farm | Bickley Solar Farm | Albrighton | Wolverhampton | data not available | WV7 3AT | United Kingdom | 382772 | 302594 | Penn 132Kv S Stn | data not available | data not available | 33 | National Grid Electricity Distribution (West Midlands) Plc | Solar | Photovoltaic | data not applicable | data not available | data not available | 15 | data not applicable | data not applicable | data not applicable | data not available | data not available | 8 | data not applicable | data not applicable | data not applicable | data not available | data not available | data not applicable | data not available | Accepted to connect | data not applicable | data not applicable | data not applicable | data not applicable | data not applicable | data not applicable | 23 | 15 | 15.7895 | 8 | 8.421 | 44330 | 2025-10-14 00:00:00 | data not available | data not available | data not available | data not available | data not available | data not available | 45750
data not applicable | [5 empty] | data not applicable | totmonslow solar limited | Land at totmonslow cottage | Draycott Road | data not available | Stoke-on-trent | data not available | ST10 4JJ | United Kingdom | 399860 | 339812 | Cellarhead 132Kv | data not available | data not available | 33 | National Grid Electricity Distribution (West Midlands) Plc | Solar | Photovoltaic | data not applicable | data not available | data not available | 15 | data not applicable | data not applicable | data not applicable | data not available | data not available | data not applicable | data not applicable | data not applicable | data not applicable | data not available | data not available | data not applicable | data not available | Accepted to connect | data not applicable | data not applicable | data not applicable | data not applicable | data not applicable | data not applicable | 15 | 15 | 15.7895 | 1 | 1.0526 | 44341 | 2025-05-01 00:00:00 | data not available | data not available | data not available | data not available | data not available | data not available | 45750
data not applicable | [5 empty] | data not applicable | Gsi hawthorn limited | Hawthorne farm | Off Scropton Road | Scropton | Derby | data not available | DE65 5PQ | United Kingdom | 420088 | 330150 | Drakelow 132Kv | Burton 33Kv | Hatton 33 11Kv S Stn | 11 | National Grid Electricity Distribution (East Midlands) Plc | Solar | Photovoltaic | data not applicable | data not available | data not available | 6.24 | data not applicable | data not applicable | data not applicable | data not available | data not available | data not applicable | data not applicable | data not applicable | data not applicable | data not available | data not available | data not applicable | data not available | Accepted to connect | data not applicable | data not applicable | data not applicable | data not applicable | data not applicable | data not applicable | 6.24 | 6.1 | 6.4211 | 0.05 | 0.05263 | 44354 | 2025-05-01 00:00:00 | data not available | data not available | data not available | data not available | data not available | data not available | 45750
data not applicable | [5 empty] | data not applicable | rwe renewables uk solar and storage lim | J019b brinsea ii | Brinsea Green Farm | data not available | Congresbury | North Somerset | BS49 5JN | United Kingdom | 344703 | 161734 | Sandford 132Kv Sgp | Churchill Bsp 132Kv | data not available | 132 | National Grid Electricity Distribution (South West) Plc | Solar | Photovoltaic | data not applicable | data not available | data not available | 30 | data not applicable | data not applicable | data not applicable | data not available | data not available | data not applicable | data not applicable | data not applicable | data not applicable | data not available | data not available | data not applicable | data not available | Accepted to connect | data not applicable | data not applicable | data not applicable | data not applicable | data not applicable | data not applicable | 30 | 30 | 31.5789 | 0.25 | 0.26316 | 44306 | 2026-05-18 00:00:00 | data not available | data not available | data not available | data not available | data not available | data not available | 45750
data not applicable | [5 empty] | data not applicable | uk torfaen 1 limited | Panteg solar farm | Newport Road | Torfaen | Pontypool | data not available | NP4 0TP | United Kingdom | 330579 | 198171 | Uskmouth | Panteg 132/11Kv | data not available | 11 | National Grid Electricity Distribution (South Wales) Plc | Solar | Photovoltaic | data not applicable | data not available | data not available | 10 | data not applicable | data not applicable | data not applicable | data not available | data not available | data not applicable | data not applicable | data not applicable | data not applicable | data not available | data not available | data not applicable | data not available | Accepted to connect | data not applicable | data not applicable | data not applicable | data not applicable | data not applicable | data not applicable | 10 | 10 | 10.5263 | 0.3 | 0.31579 | 44389 | 2025-10-06 00:00:00 | data not available | data not available | data not available | data not available | data not available | data not available | 45750
data not applicable | [5 empty] | data not applicable | scottishpower renewables (uk) ltd | Mw solar site | Adbaston | data not available | Stafford | Staffordshire | ST20 0RQ | United Kingdom | 374670 | 329512 | Cellarhead 132Kv | data not available | data not available | 33 | National Grid Electricity Distribution (West Midlands) Plc | Solar | Photovoltaic | data not applicable | data not available | data not available | 35 | data not applicable | data not applicable | data not applicable | data not available | data not available | data not applicable | data not applicable | data not applicable | data not applicable | data not available | data not available | data not applicable | data not available | Accepted to connect | data not applicable | data not applicable | data not applicable | data not applicable | data not applicable | data not applicable | 35 | 35 | 36.8421 | 0.26 | 0.27368 | 44503 | 2028-01-01 00:00:00 | data not available | data not available | data not available | data not available | data not available | data not available | 45750
data not applicable | [5 empty] | data not applicable | North newton solar farm limited | data not available | Mounsel House | data not available | North newton | data not available | TA7 0BU | United Kingdom | 330420 | 129990 | Bridgwater Sgp | Bridgwater Grid Bsp | data not available | 132 | National Grid Electricity Distribution (South West) Plc | Solar | Photovoltaic | data not applicable | data not available | data not available | 30 | data not applicable | data not applicable | data not applicable | data not available | data not available | data not applicable | data not applicable | data not applicable | data not applicable | data not available | data not available | data not applicable | data not available | Accepted to connect | data not applicable | data not applicable | data not applicable | data not applicable | data not applicable | data not applicable | 30 | 30 | 31.5789 | 1 | 1.0526 | 44371 | 2026-06-15 00:00:00 | data not available | data not available | data not available | data not available | data not available | data not available | 45750
data not applicable | [5 empty] | data not applicable | eden devco (uk) llp | - | Peninsula Land East Of Awre | Gloucestershire | data not available | data not available | GL14 1EL | United Kingdom | 369705 | 207993 | Port Ham 132Kv S Stn | data not available | data not available | 132 | National Grid Electricity Distribution (West Midlands) Plc | Solar | Photovoltaic | data not applicable | data not available | data not available | 40 | data not applicable | data not applicable | data not applicable | data not available | data not available | 20 | data not applicable | data not applicable | data not applicable | data not available | data not available | data not applicable | data not available | Accepted to connect | data not applicable | data not applicable | data not applicable | data not applicable | data not applicable | data not applicable | 60 | 40 | 42.1053 | 20 | 21.0526 | 44385 | 2025-10-07 00:00:00 | data not available | data not available | data not available | data not available | data not available | data not available | 45750
data not applicable | [5 empty] | data not applicable | tean leys energy storage limited | Tean leys farm | data not available | Leigh | Stoke on trent | data not available | ST10 4NS | United Kingdom | 401063 | 338020 | Cellarhead 132Kv | data not available | data not available | 132 | National Grid Electricity Distribution (West Midlands) Plc | Solar | Photovoltaic | data not applicable | data not available | data not available | 49.9 | data not applicable | data not applicable | data not applicable | data not available | data not available | data not applicable | data not applicable | data not applicable | data not applicable | data not available | data not available | data not applicable | data not available | Accepted to connect | data not applicable | data not applicable | data not applicable | data not applicable | data not applicable | data not applicable | 49.9 | 49.9 | 52.5263 | 49.9 | 52.5263 | 44427 | 2025-09-10 00:00:00 | data not available | data not available | data not available | data not available | data not available | data not available | 45750
data not applicable | [5 empty] | data not applicable | dwr cymru cyf | Sor welsh water pv solar park | Sor Pumping Station | Sluvad | Panteg | data not available | NP4 0TA | United Kingdom | 332455 | 198304 | Uskmouth | Panteg 132/11Kv | Panteg Primary | 11 | National Grid Electricity Distribution (South Wales) Plc | Solar | Photovoltaic | No | data not available | data not available | 3.5 | data not applicable | data not applicable | data not applicable | data not available | data not available | data not applicable | data not applicable | data not applicable | data not applicable | data not available | data not available | data not applicable | data not available | Accepted to connect | data not applicable | data not applicable | data not applicable | data not applicable | data not applicable | data not applicable | 3.5 | 2.7 | 2.8421 | data not available | 0 | 44413 | 2025-08-05 00:00:00 | data not available | data not available | data not available | data not available | data not available | data not available | 45750
data not applicable | [5 empty] | data not applicable | greentech invest uk (10) limited | Abbey farm | - | Lilleshall | Newport | Shropshire, | TF10 9HW | United Kingdom | 373355 | 314087 | Ironbridge 132Kv S Stn | data not available | data not available | 33 | National Grid Electricity Distribution (West Midlands) Plc | Solar | Photovoltaic | data not applicable | data not available | data not available | 25 | data not applicable | data not applicable | data not applicable | data not available | data not available | data not applicable | data not applicable | data not applicable | data not applicable | data not available | data not available | data not applicable | data not available | Accepted to connect | data not applicable | data not applicable | data not applicable | data not applicable | data not applicable | data not applicable | 25 | 25 | 26.3158 | 0.5 | 0.52632 | 44425 | 2025-08-21 00:00:00 | data not available | data not available | data not available | data not available | data not available | data not available | 45750
data not applicable | [5 empty] | data not applicable | Dhl | Plantation house, , the bell plantation | Watling Street | data not available | Towcester | Northamptonshire | NN12 6GX | United Kingdom | 468648 | 249832 | East Claydon 132Kv S Stn | Brackley 132Kv S Stn | Towcester 33 11Kv S Stn | 11 | National Grid Electricity Distribution (East Midlands) Plc | Solar | Photovoltaic | data not applicable | data not available | data not available | 6 | data not applicable | data not applicable | data not applicable | data not available | data not available | data not applicable | data not applicable | data not applicable | data not applicable | data not available | data not available | data not applicable | data not available | Accepted to connect | data not applicable | data not applicable | data not applicable | data not applicable | data not applicable | data not applicable | 6 | 6 | 6.3158 | 5.2 | 5.4737 | 44264 | 2026-02-18 00:00:00 | data not available | data not available | data not available | data not available | data not available | data not available | 45750
data not applicable | [5 empty] | data not applicable | uk warwickshire 1 ltd | Kenilworth solar farm | Rouncil Lane | data not available | Kenilworth | data not available | CV8 1NN | United Kingdom | 426730 | 270199 | Berkswell 132Kv S Stn | Warwick 33Kv S Stn | data not available | 33 | National Grid Electricity Distribution (East Midlands) Plc | Solar | Photovoltaic | data not applicable | data not available | data not available | 20 | data not applicable | data not applicable | data not applicable | data not available | data not available | data not applicable | data not applicable | data not applicable | data not applicable | data not available | data not available | data not applicable | data not available | Accepted to connect | data not applicable | data not applicable | data not applicable | data not applicable | data not applicable | data not applicable | 20 | 20 | 21.0526 | 0.1 | 0.10526 | 44392 | 2025-10-29 00:00:00 | data not available | data not available | data not available | data not available | data not available | data not available | 45750
data not applicable | [5 empty] | data not applicable | frocester solar farm limited | Land off | Bath Road | Frocester | Stroud | data not available | GL10 3TH | United Kingdom | 377641 | 203443 | Port Ham 132Kv S Stn | data not available | data not available | 132 | National Grid Electricity Distribution (West Midlands) Plc | Solar | Photovoltaic | data not applicable | data not available | data not available | 40 | data not applicable | data not applicable | data not applicable | data not available | data not available | data not applicable | data not applicable | data not applicable | data not applicable | data not available | data not available | data not applicable | data not available | Accepted to connect | data not applicable | data not applicable | data not applicable | data not applicable | data not applicable | data not applicable | 40 | 40 | 42.1053 | 0.2 | 0.21053 | 44363 | 2025-08-28 00:00:00 | data not available | data not available | data not available | data not available | data not available | data not available | 45750
data not applicable | [5 empty] | data not applicable | Opde uk limited | East of | Uffington | data not available | Shrewsbury | data not available | SY4 4SF | United Kingdom | 352872 | 313907 | Shrewsbury 132Kv S Stn | Shrewsbury 132/33Kv | data not available | 33 | National Grid Electricity Distribution (West Midlands) Plc | Solar | Photovoltaic | data not applicable | data not available | data not available | 25 | data not applicable | data not applicable | data not applicable | data not available | data not available | data not applicable | data not applicable | data not applicable | data not applicable | data not available | data not available | data not applicable | data not available | Accepted to connect | data not applicable | data not applicable | data not applicable | data not applicable | data not applicable | data not applicable | 25 | 25 | 26.3158 | 0.6 | 0.63158 | 44532 | 2025-10-06 00:00:00 | data not available | data not available | data not available | data not available | data not available | data not available | 45750
data not applicable | [5 empty] | data not applicable | gs ignis limited | Land off, brecks farm | Brick Yard Road | Retford | Nottinghamshire | data not available | DN22 0PT | United Kingdom | 469222 | 377892 | Staythorpe C 132Kv S Stn | Checkerhouse 33Kv S Stn | data not available | 33 | National Grid Electricity Distribution (East Midlands) Plc | Solar | Photovoltaic | data not applicable | data not available | data not available | 34.5 | data not applicable | data not applicable | data not applicable | data not available | data not available | data not applicable | data not applicable | data not applicable | data not applicable | data not available | data not available | data not applicable | data not available | Accepted to connect | data not applicable | data not applicable | data not applicable | data not applicable | data not applicable | data not applicable | 34.5 | 34.5 | 36.3158 | 0.1 | 0.10526 | 44384 | 2025-11-17 00:00:00 | data not available | data not available | data not available | data not available | data not available | data not available | 45750
data not applicable | [5 empty] | data not applicable | Sandbay solar limited | Sandbay solar | data not available | data not available | Weston super mare | data not available | BS22 9YT | United Kingdom | 334312 | 164154 | Sandford 132Kv Sgp | Weston Bsp 132Kv | data not available | 33 | National Grid Electricity Distribution (South West) Plc | Solar | Photovoltaic | data not applicable | data not available | data not available | 13.69 | data not applicable | data not applicable | data not applicable | data not available | data not available | data not applicable | data not applicable | data not applicable | data not applicable | data not available | data not available | data not applicable | data not available | Accepted to connect | data not applicable | data not applicable | data not applicable | data not applicable | data not applicable | data not applicable | 13.69 | 13.69 | 14.4105 | data not available | 0 | 44439 | 2025-09-16 00:00:00 | data not available | data not available | data not available | data not available | data not available | data not available | 45750
data not applicable | [5 empty] | data not applicable | Infraland & boultbee brooks | Proposed solar | Land Around Criffle Mill | Tideford | Saltash | data not available | PL12 5JU | United Kingdom | 232636 | 60468 | Landulph Sgp | data not available | data not available | 132 | National Grid Electricity Distribution (South West) Plc | Solar | Photovoltaic | data not applicable | data not available | data not available | 49.9 | data not applicable | data not applicable | data not applicable | data not available | data not available | data not applicable | data not applicable | data not applicable | data not applicable | data not available | data not available | data not applicable | data not available | Accepted to connect | data not applicable | data not applicable | data not applicable | data not applicable | data not applicable | data not applicable | 49.9 | 49.9 | 52.5263 | 0.2 | 0.21053 | 44427 | 2028-06-01 00:00:00 | data not available | data not available | data not available | data not available | data not available | data not available | 45750
data not applicable | [5 empty] | data not applicable | balin solar farm limited | Proposed solar & battery storage | Holbeach St Matthews | data not available | Spalding | Lincolnshire | PE12 8EW | United Kingdom | 540883 | 330962 | Walpole 132Kv S Stn | data not available | data not available | 132 | National Grid Electricity Distribution (East Midlands) Plc | Solar | Photovoltaic | data not applicable | data not available | data not available | 49.9 | data not applicable | data not applicable | data not applicable | data not available | data not available | data not applicable | data not applicable | data not applicable | data not applicable | data not available | data not available | data not applicable | data not available | Accepted to connect | data not applicable | data not applicable | data not applicable | data not applicable | data not applicable | data not applicable | 49.9 | 49.9 | 52.5263 | 0.25 | 0.26316 | 44365 | 2025-10-29 00:00:00 | data not available | data not available | data not available | data not available | data not available | data not available | 45750
data not applicable | [5 empty] | data not applicable | Infinis solar ltd | Boston lfg solar project | Slippery Gowt Lane | Boston | Lincs | data not available | PE21 7AA | United Kingdom | 533927 | 345197 | Walpole 132Kv S Stn | Boston 33Kv S Stn | Marsh Lane 33 11Kv S Stn | 11 | National Grid Electricity Distribution (East Midlands) Plc | Solar | Photovoltaic | data not applicable | data not available | data not available | 7.5 | data not applicable | data not applicable | data not applicable | data not available | data not available | data not applicable | data not applicable | data not applicable | data not applicable | data not available | data not available | data not applicable | data not available | Accepted to connect | data not applicable | data not applicable | data not applicable | data not applicable | data not applicable | data not applicable | 7.5 | 7.5 | 7.8947 | 0.1 | 0.10526 | 44398 | 2025-08-06 00:00:00 | data not available | data not available | data not available | data not available | data not available | data not available | 45750
data not applicable | [5 empty] | data not applicable | --REDACTED-- | --REDACTED-- | --REDACTED-- | --REDACTED-- | Lincoln | data not available | LN4 3 | United Kingdom | --REDACTED-- | --REDACTED-- | West Burton 132Kv S Stn | Lincoln Main No 1 33Kv S Stn | Metheringham 33 11Kv S Stn | 11 | National Grid Electricity Distribution (East Midlands) Plc | Solar | Photovoltaic | data not applicable | data not available | data not available | 7.6 | data not applicable | data not applicable | data not applicable | data not available | data not available | data not applicable | data not applicable | data not applicable | data not applicable | data not available | data not available | data not applicable | data not available | Accepted to connect | data not applicable | data not applicable | data not applicable | data not applicable | data not applicable | data not applicable | 7.6 | 7.6 | 8 | 0.1 | 0.10526 | 44370 | 2025-04-14 00:00:00 | data not available | data not available | data not available | data not available | data not available | data not available | 45750
data not applicable | [5 empty] | data not applicable | --REDACTED-- | --REDACTED-- | --REDACTED-- | --REDACTED-- | Tixall | data not available | ST18 0 | United Kingdom | --REDACTED-- | --REDACTED-- | Bushbury D 132Kv | Stafford 132 25Kv S Stn | data not available | 132 | National Grid Electricity Distribution (West Midlands) Plc | Solar | Photovoltaic | data not applicable | data not available | data not available | 49.49 | data not applicable | data not applicable | data not applicable | data not available | data not available | data not applicable | data not applicable | data not applicable | data not applicable | data not available | data not available | data not applicable | data not available | Accepted to connect | data not applicable | data not applicable | data not applicable | data not applicable | data not applicable | data not applicable | 49.49 | 49.49 | 52.0947 | 0.2 | 0.21053 | 44397 | 2025-09-16 00:00:00 | data not available | data not available | data not available | data not available | data not available | data not available | 45750
data not applicable | [5 empty] | data not applicable | Edf renewables | Sandholme solar farm | Sandholme Lane | Frampton | boston | Lincolnshire | PE20 1AF | United Kingdom | 533529 | 338375 | Walpole 132Kv S Stn | data not available | data not available | 132 | National Grid Electricity Distribution (East Midlands) Plc | Solar | Photovoltaic | data not applicable | data not available | data not available | 99.9 | data not applicable | data not applicable | data not applicable | data not available | data not available | data not applicable | data not applicable | data not applicable | data not applicable | data not available | data not available | data not applicable | data not available | Accepted to connect | data not applicable | data not applicable | data not applicable | data not applicable | data not applicable | data not applicable | 99.9 | 99.9 | 105.1579 | 0.5 | 0.52632 | 44411 | 2025-12-08 00:00:00 | data not available | data not available | data not available | data not available | data not available | data not available | 45750
data not applicable | [5 empty] | data not applicable | ledwyche solar limited | Le157 - henley hall | Squirrel Lane | Henley, Bitterley | Middleton | Shropshire | SY8 3HA | United Kingdom | 354147 | 275078 | Bishops Wood 132Kv S Stn | Ludlow 132Kv S Stn | data not available | 33 | National Grid Electricity Distribution (West Midlands) Plc | Solar | Photovoltaic | data not applicable | data not available | data not available | 12 | data not applicable | data not applicable | data not applicable | data not available | data not available | data not applicable | data not applicable | data not applicable | data not applicable | data not available | data not available | data not applicable | data not available | Accepted to connect | data not applicable | data not applicable | data not applicable | data not applicable | data not applicable | data not applicable | 12 | 12 | 12.6316 | 10.47 | 11.0211 | 44389 | 2025-08-21 00:00:00 | data not available | data not available | data not available | data not available | data not available | data not available | 45750
data not applicable | [5 empty] | data not applicable | eeb71 limited | Lands at chillington estate | Chillington Hall, Upper Avenue | data not available | Brewood and coven | South Staffordshire | WV8 1RB | United Kingdom | 386087 | 307053 | Bushbury D 132Kv | data not available | data not available | 33 | National Grid Electricity Distribution (West Midlands) Plc | Solar | Photovoltaic | data not applicable | data not available | data not available | 40 | data not applicable | data not applicable | data not applicable | data not available | data not available | data not applicable | data not applicable | data not applicable | data not applicable | data not available | data not available | data not applicable | data not available | Accepted to connect | data not applicable | data not applicable | data not applicable | data not applicable | data not applicable | data not applicable | 40 | 40 | 42.1053 | 40 | 42.1053 | 44452 | 2025-09-30 00:00:00 | data not available | data not available | data not available | data not available | data not available | data not available | 45750
data not applicable | [5 empty] | data not applicable | wood lodge solar project limited | Wood lodge farm, , wood lodge solar project | Huntingdon Road | Thrapston | Kettering | Northamptonshire | NN14 4NJ | United Kingdom | 501259 | 277856 | Grendon 132Kv S Stn | data not available | data not available | 132 | National Grid Electricity Distribution (East Midlands) Plc | Solar | Photovoltaic | data not applicable | data not available | data not available | 36 | data not applicable | data not applicable | data not applicable | data not available | data not available | data not applicable | data not applicable | data not applicable | data not applicable | data not available | data not available | data not applicable | data not available | Accepted to connect | data not applicable | data not applicable | data not applicable | data not applicable | data not applicable | data not applicable | 36 | 36 | 37.8947 | 0.35 | 0.36842 | 44449 | 2026-03-02 00:00:00 | data not available | data not available | data not available | data not available | data not available | data not available | 45750
data not applicable | [5 empty] | data not applicable | European energy dev ltd | Glebe farm, kingston brook solar | Wysall Road | Costock | Loughborough | data not available | LE12 6XQ | United Kingdom | 458609 | 326478 | Ratcliffe On Soar 132Kv S Stn | data not available | data not available | 132 | National Grid Electricity Distribution (East Midlands) Plc | Solar | Photovoltaic | data not applicable | data not available | data not available | 49.9 | data not applicable | data not applicable | data not applicable | data not available | data not available | data not applicable | data not applicable | data not applicable | data not applicable | data not available | data not available | data not applicable | data not available | Accepted to connect | data not applicable | data not applicable | data not applicable | data not applicable | data not applicable | data not applicable | 49.9 | 49.9 | 52.5263 | 0.2 | 0.21053 | 44431 | 2026-01-21 00:00:00 | data not available | data not available | data not available | data not available | data not available | data not available | 45750
data not applicable | [5 empty] | data not applicable | greentech invest uk (5) limited | Solar pv park | data not available | Wayford | Crewkerne | data not available | TA18 8QN | United Kingdom | 340707 | 106779 | Axminster Sgp | Woodcote Bsp | data not available | 33 | National Grid Electricity Distribution (South West) Plc | Solar | Photovoltaic | data not applicable | data not available | data not available | 15 | data not applicable | data not applicable | data not applicable | data not available | data not available | data not applicable | data not applicable | data not applicable | data not applicable | data not available | data not available | data not applicable | data not available | Accepted to connect | data not applicable | data not applicable | data not applicable | data not applicable | data not applicable | data not applicable | 15 | 15 | 15.7895 | 0.5 | 0.52632 | 44460 | 2029-12-01 00:00:00 | data not available | data not available | data not available | data not available | data not available | data not available | 45750
data not applicable | [5 empty] | data not applicable | infinis limited | Calvert phase | Brackley Lane | data not available | Calvert | data not available | MK18 2HF | United Kingdom | 468921 | 224578 | East Claydon 132Kv S Stn | Stony Stratford 33Kv S Stn | data not available | 33 | National Grid Electricity Distribution (East Midlands) Plc | Solar | Photovoltaic | data not applicable | data not available | data not available | 9 | data not applicable | data not applicable | data not applicable | data not available | data not available | data not applicable | data not applicable | data not applicable | data not applicable | data not available | data not available | data not applicable | data not available | Accepted to connect | data not applicable | data not applicable | data not applicable | data not applicable | data not applicable | data not applicable | 9 | 9 | 9.4737 | data not available | 0 | 44487 | 2025-11-15 00:00:00 | data not available | data not available | data not available | data not available | data not available | data not available | 45750
data not applicable | [5 empty] | data not applicable | Wse cox's brook limited | Cox's brook | Twigworth | data not available | Gloucester | data not available | data not available | United Kingdom | 244894 | 78575.5494 | Port Ham 132Kv S Stn | Castle Meads 33Kv S Stn | data not available | 33 | National Grid Electricity Distribution (West Midlands) Plc | Solar | Photovoltaic | data not applicable | data not available | data not available | 16 | data not applicable | data not applicable | data not applicable | data not available | data not available | data not applicable | data not applicable | data not applicable | data not applicable | data not available | data not available | data not applicable | data not available | Accepted to connect | data not applicable | data not applicable | data not applicable | data not applicable | data not applicable | data not applicable | 16 | 16 | 16.8421 | 0.82 | 0.86316 | 44426 | 2025-09-17 00:00:00 | data not available | data not available | data not available | data not available | data not available | data not available | 45750
data not applicable | [5 empty] | data not applicable | bedworth solar limited | Vauls farm solar park | Land Adjoining Vauls Farm | data not available | Bedworth | data not available | CV12 0NE | United Kingdom | 432872 | 287266 | Coventry 132Kv S Stn | Coventry North 33Kv S Stn | data not available | 33 | National Grid Electricity Distribution (East Midlands) Plc | Solar | Photovoltaic | data not applicable | data not available | data not available | 16 | data not applicable | data not applicable | data not applicable | data not available | data not available | data not applicable | data not applicable | data not applicable | data not applicable | data not available | data not available | data not applicable | data not available | Accepted to connect | data not applicable | data not applicable | data not applicable | data not applicable | data not applicable | data not applicable | 16 | 16 | 16.8421 | 0.1 | 0.10526 | 44411 | 2026-01-30 00:00:00 | data not available | data not available | data not available | data not available | data not available | data not available | 45750
data not applicable | [5 empty] | data not applicable | auk pe12 limited | Boston solar pv & bess | Land Off Middle Marsh Bank | data not available | Holbeach bank | Lincolnshire | data not available | United Kingdom | data not available | data not available | Walpole 132Kv S Stn | data not available | data not available | 132 | National Grid Electricity Distribution (East Midlands) Plc | Solar | Photovoltaic | data not applicable | data not available | data not available | 39.9 | data not applicable | data not applicable | data not applicable | data not available | data not available | 10 | data not applicable | data not applicable | data not applicable | data not available | data not available | data not applicable | data not available | Accepted to connect | data not applicable | data not applicable | data not applicable | data not applicable | data not applicable | data not applicable | 49.9 | 39.9 | 42 | 10 | 10.5263 | 44411 | 2026-03-09 00:00:00 | data not available | data not available | data not available | data not available | data not available | data not available | 45750
data not applicable | [5 empty] | data not applicable | sonnedix bengrove limited | Bengrove farm | Base Lane | Sandhurst | Gloucester | data not available | GL2 9PA | United Kingdom | 384106 | 223260 | Port Ham 132Kv S Stn | Castle Meads 33Kv S Stn | data not available | 33 | National Grid Electricity Distribution (West Midlands) Plc | Solar | Photovoltaic | data not applicable | data not available | data not available | 15 | data not applicable | data not applicable | data not applicable | data not available | data not available | data not applicable | data not applicable | data not applicable | data not applicable | data not available | data not available | data not applicable | data not available | Accepted to connect | data not applicable | data not applicable | data not applicable | data not applicable | data not applicable | data not applicable | 15 | 15 | 15.7895 | 1 | 1.0526 | 44370 | 2025-09-29 00:00:00 | data not available | data not available | data not available | data not available | data not available | data not available | 45750
data not applicable | [5 empty] | data not applicable | Langar lane solar farm limited | - | Land At Langer Lane | Wingerworth | Chesterfield | data not available | S42 6TS | United Kingdom | 437343 | 367952 | Chesterfield 132Kv S Stn | Goitside 33Kv S Stn | data not available | 33 | National Grid Electricity Distribution (East Midlands) Plc | Solar | Photovoltaic | data not applicable | data not available | data not available | 7.5 | data not applicable | data not applicable | data not applicable | data not available | data not available | 0.999 | data not applicable | data not applicable | data not applicable | data not available | data not available | data not applicable | data not available | Accepted to connect | data not applicable | data not applicable | data not applicable | data not applicable | data not applicable | data not applicable | 8.499 | 7.5 | 7.8947 | 0.999 | 1.0516 | 44419 | 2026-12-18 00:00:00 | data not available | data not available | data not available | data not available | data not available | data not available | 45750
data not applicable | [5 empty] | data not applicable | jbm solar projects 12 ltd | Main land centred around:, j081 myttons | Roden Lane | Recall Magna | Telford | data not available | TF6 6BP | United Kingdom | 356593 | 316509 | Shrewsbury 132Kv S Stn | data not available | data not available | 33 | National Grid Electricity Distribution (West Midlands) Plc | Solar | Photovoltaic | data not applicable | data not available | data not available | 30 | data not applicable | data not applicable | data not applicable | data not available | data not available | data not applicable | data not applicable | data not applicable | data not applicable | data not available | data not available | data not applicable | data not available | Accepted to connect | data not applicable | data not applicable | data not applicable | data not applicable | data not applicable | data not applicable | 30 | 30 | 31.5789 | 30 | 31.5789 | 44519 | 2025-10-10 00:00:00 | data not available | data not available | data not available | data not available | data not available | data not available | 45750
data not applicable | [5 empty] | data not applicable | Voltalia uk ltd | Land off a5/kilsby road | Kilsby | data not available | West northamptonshire | data not available | CV23 8UW | United Kingdom | 457361 | 270254 | Coventry 132Kv S Stn | data not available | data not available | 132 | National Grid Electricity Distribution (East Midlands) Plc | Solar | Photovoltaic | data not applicable | data not available | data not available | 40.6 | data not applicable | data not applicable | data not applicable | data not available | data not available | data not applicable | data not applicable | data not applicable | data not applicable | data not available | data not available | data not applicable | data not available | Accepted to connect | data not applicable | data not applicable | data not applicable | data not applicable | data not applicable | data not applicable | 40.6 | 40.6 | 42.7368 | 0.2 | 0.21053 | 44480 | 2026-02-17 00:00:00 | data not available | data not available | data not available | data not available | data not available | data not available | 45750
data not applicable | [5 empty] | data not applicable | Innova renewables limited | Rodington solar & storage | Land At Rodington | data not available | Shrewsbury | data not available | TF6 6NF | United Kingdom | 361081 | 313794 | Ironbridge 132Kv S Stn | data not available | data not available | 132 | National Grid Electricity Distribution (West Midlands) Plc | Solar | Photovoltaic | data not applicable | data not available | data not available | 99.9 | data not applicable | data not applicable | data not applicable | data not available | data not available | 49.9 | data not applicable | data not applicable | data not applicable | data not available | data not available | data not applicable | data not available | Accepted to connect | data not applicable | data not applicable | data not applicable | data not applicable | data not applicable | data not applicable | 149.8 | 99.9 | 105.1579 | 49.9 | 52.5263 | 44552 | 2025-10-08 00:00:00 | data not available | data not available | data not available | data not available | data not available | data not available | 45750
data not applicable | [5 empty] | data not applicable | Ham farm solar limited | Ham farm | Creech St Michael | data not available | Taunton | data not available | TA3 5NY | United Kingdom | 328740 | 125144 | Bridgwater Sgp | Bridgwater Grid Bsp | data not available | 33 | National Grid Electricity Distribution (South West) Plc | Solar | Photovoltaic | data not applicable | data not available | data not available | 14 | data not applicable | data not applicable | data not applicable | data not available | data not available | data not applicable | data not applicable | data not applicable | data not applicable | data not available | data not available | data not applicable | data not available | Accepted to connect | data not applicable | data not applicable | data not applicable | data not applicable | data not applicable | data not applicable | 14 | 14 | 14.7368 | 2 | 2.1053 | 44461 | 2026-07-03 00:00:00 | data not available | data not available | data not available | data not available | data not available | data not available | 45750
data not applicable | [5 empty] | data not applicable | --REDACTED-- | --REDACTED-- | --REDACTED-- | --REDACTED-- | Bromsgrove | Worcestershire | B61 7 | United Kingdom | --REDACTED-- | --REDACTED-- | Bishops Wood 132Kv S Stn | Stourport 132 66 33Kv S Stn | data not available | 66 | National Grid Electricity Distribution (West Midlands) Plc | Solar | Photovoltaic | data not applicable | data not available | data not available | 30 | data not applicable | data not applicable | data not applicable | data not available | data not available | data not applicable | data not applicable | data not applicable | data not applicable | data not available | data not available | data not applicable | data not available | Accepted to connect | data not applicable | data not applicable | data not applicable | data not applicable | data not applicable | data not applicable | 30 | 30 | 31.5789 | 0.23 | 0.24211 | 44473 | 2025-08-26 00:00:00 | data not available | data not available | data not available | data not available | data not available | data not available | 45750
data not applicable | [5 empty] | data not applicable | Infraland limited | Land at leaton | Tiddlecross Lane | Wrockwardine | Wellington | Shropshire | TF6 5EG | United Kingdom | 361080 | 312923 | Shrewsbury 132Kv S Stn | data not available | data not available | 33 | National Grid Electricity Distribution (West Midlands) Plc | Solar | Photovoltaic | data not applicable | data not available | data not available | 12 | data not applicable | data not applicable | data not applicable | data not available | data not available | data not applicable | data not applicable | data not applicable | data not applicable | data not available | data not available | data not applicable | data not available | Accepted to connect | data not applicable | data not applicable | data not applicable | data not applicable | data not applicable | data not applicable | 12 | 12 | 12.6316 | 4 | 4.2105 | 44477 | 2026-10-01 00:00:00 | data not available | data not available | data not available | data not available | data not available | data not available | 45750
data not applicable | [5 empty] | data not applicable | ns solar 02 limited | Chalrey road solar farm | Ingleberry Road | data not available | Charley | Leicestershire | LE12 9XR | United Kingdom | data not available | data not available | Ratcliffe On Soar 132Kv S Stn | data not available | data not available | 132 | National Grid Electricity Distribution (East Midlands) Plc | Solar | Photovoltaic | data not applicable | data not available | data not available | 49.9 | data not applicable | data not applicable | data not applicable | data not available | data not available | data not applicable | data not applicable | data not applicable | data not applicable | data not available | data not available | data not applicable | data not available | Accepted to connect | data not applicable | data not applicable | data not applicable | data not applicable | data not applicable | data not applicable | 49.9 | 49.9 | 52.5263 | 0.5 | 0.52632 | 44410 | 2025-12-23 00:00:00 | data not available | data not available | data not available | data not available | data not available | data not available | 45750
data not applicable | [5 empty] | data not applicable | codrington energy centre ltd | - | Codrington Road | Wapley | Gloucestershire | data not available | BS37 8RH | United Kingdom | 371584 | 179429 | Iron Acton 132Kv S Stn | Chipping Sodbury 132Kv S Stn | data not available | 33 | National Grid Electricity Distribution (West Midlands) Plc | Solar | Photovoltaic | data not applicable | data not available | data not available | 15 | data not applicable | data not applicable | data not applicable | data not available | data not available | data not applicable | data not applicable | data not applicable | data not applicable | data not available | data not available | data not applicable | data not available | Accepted to connect | data not applicable | data not applicable | data not applicable | data not applicable | data not applicable | data not applicable | 15 | 15 | 15.7895 | 0.15 | 0.15789 | 44434 | 2026-03-31 00:00:00 | data not available | data not available | data not available | data not available | data not available | data not available | 45750
data not applicable | [5 empty] | data not applicable | rolleston 2 solar farm limited | Rolleston park farm, rolleston park 2 | Tutbury | Burton On Trent | Staffordshire | data not available | DE13 9HQ | United Kingdom | 421320 | 327090 | Drakelow 132Kv | Burton 33Kv | data not available | 33 | National Grid Electricity Distribution (East Midlands) Plc | Solar | Photovoltaic | data not applicable | data not available | data not available | 12 | data not applicable | data not applicable | data not applicable | data not available | data not available | data not applicable | data not applicable | data not applicable | data not applicable | data not available | data not available | data not applicable | data not available | Accepted to connect | data not applicable | data not applicable | data not applicable | data not applicable | data not applicable | data not applicable | 12 | 12 | 12.6316 | 0.25 | 0.26316 | 44386 | 2026-06-08 00:00:00 | data not available | data not available | data not available | data not available | data not available | data not available | 45750
data not applicable | [5 empty] | data not applicable | Uk power distribution | Unit 2, dhl | Hall Farm Road | data not available | Castle donnington | data not available | DE24 2BF | United Kingdom | data not available | data not available | Ratcliffe On Soar 132Kv S Stn | Toton 3 33Kv S Stn | data not available | 33 | National Grid Electricity Distribution (East Midlands) Plc | Solar | Photovoltaic | data not applicable | data not available | data not available | 1.36 | data not applicable | data not applicable | data not applicable | data not available | data not available | data not applicable | data not applicable | data not applicable | data not applicable | data not available | data not available | data not applicable | data not available | Accepted to connect | data not applicable | data not applicable | data not applicable | data not applicable | data not applicable | data not applicable | 1.36 | 1.36 | 1.4316 | data not available | 0 | 44363 | 2025-10-29 00:00:00 | data not available | data not available | data not available | data not available | data not available | data not available | 45750
data not applicable | [5 empty] | data not applicable | Uk power distribution limited | Unit 12, dhl | Wilders Way | East Midlands Gateway | Castle donnington | data not available | DE74 2BB | United Kingdom | 447377 | 326129 | Ratcliffe On Soar 132Kv S Stn | Toton 3 33Kv S Stn | data not available | 33 | National Grid Electricity Distribution (East Midlands) Plc | Solar | Photovoltaic | data not applicable | data not available | data not available | 4.2 | data not applicable | data not applicable | data not applicable | data not available | data not available | data not applicable | data not applicable | data not applicable | data not applicable | data not available | data not available | data not applicable | data not available | Accepted to connect | data not applicable | data not applicable | data not applicable | data not applicable | data not applicable | data not applicable | 4.2 | 4.2 | 4.4211 | data not available | 0 | 44363 | 2025-10-29 00:00:00 | data not available | data not available | data not available | data not available | data not available | data not available | 45750
data not applicable | [5 empty] | data not applicable | Lightrock power limited | data not available | Land At Leonard Stanley | data not available | Stroud | Gloucestershire | GL10 2 | United Kingdom | 380572 | 205198 | Iron Acton 132Kv S Stn | data not available | data not available | 132 | National Grid Electricity Distribution (West Midlands) Plc | Solar | Photovoltaic | data not applicable | data not available | data not available | 40 | data not applicable | data not applicable | data not applicable | data not available | data not available | data not applicable | data not applicable | data not applicable | data not applicable | data not available | data not available | data not applicable | data not available | Accepted to connect | data not applicable | data not applicable | data not applicable | data not applicable | data not applicable | data not applicable | 40 | 40 | 42.1053 | 10 | 10.5263 | 44489 | 2025-10-07 00:00:00 | data not available | data not available | data not available | data not available | data not available | data not available | 45750
data not applicable | [5 empty] | data not applicable | bath and west community energy ltd | Mw formal offer | Fairy Hill Solar Farm | data not available | Comtpon dando | data not available | data not available | United Kingdom | data not available | data not available | Iron Acton Sgp | Feeder Road 33Kv | Whitchurch | 11 | National Grid Electricity Distribution (South West) Plc | Solar | Photovoltaic | data not applicable | data not available | data not available | 1.6 | data not applicable | data not applicable | data not applicable | data not available | data not available | data not applicable | data not applicable | data not applicable | data not applicable | data not available | data not available | data not applicable | data not available | Accepted to connect | data not applicable | data not applicable | data not applicable | data not applicable | data not applicable | data not applicable | 1.6 | 1.6 | 1.6842 | 0.2 | 0.21053 | 44483 | 2025-05-01 00:00:00 | data not available | data not available | data not available | data not available | data not available | data not available | 45750
data not applicable | [5 empty] | data not applicable | Eeb70 limited | Proposed solar scheme, 261010 | Treassowe Farm | Nr Ludgvan | Penzance | data not available | TR20 8XQ | United Kingdom | 149463 | 33722.5 | Indian Queens Sgp | Hayle Bsp | data not available | 33 | National Grid Electricity Distribution (South West) Plc | Solar | Photovoltaic | data not applicable | data not available | data not available | 20 | data not applicable | data not applicable | data not applicable | data not available | data not available | data not applicable | data not applicable | data not applicable | data not applicable | data not available | data not available | data not applicable | data not available | Accepted to connect | data not applicable | data not applicable | data not applicable | data not applicable | data not applicable | data not applicable | 20 | 20 | 21.0526 | 0.1 | 0.10526 | 44469 | 2026-01-16 00:00:00 | data not available | data not available | data not available | data not available | data not available | data not available | 45750
data not applicable | [5 empty] | data not applicable | Preston farm solar limited | Preston farm | Garnivals Week Farm | Milverton | Taunton | data not available | TA4 1PJ | United Kingdom | 313622 | 126097 | Taunton Sgp | Taunton Main Bsp | data not available | 33 | National Grid Electricity Distribution (South West) Plc | Solar | Photovoltaic | data not applicable | data not available | data not available | 20 | data not applicable | data not applicable | data not applicable | data not available | data not available | data not applicable | data not applicable | data not applicable | data not applicable | data not available | data not available | data not applicable | data not available | Accepted to connect | data not applicable | data not applicable | data not applicable | data not applicable | data not applicable | data not applicable | 20 | 20 | 21.0526 | 0.2 | 0.21053 | 44476 | 2025-07-10 00:00:00 | data not available | data not available | data not available | data not available | data not available | data not available | 45750
data not applicable | [5 empty] | data not applicable | Anglian water services limitied | Sewage works | Washingborough Road | Canwick | Lincoln | Lincolnshire | LN4 1EF | United Kingdom | data not available | data not available | West Burton 132Kv S Stn | Lincoln Local 132Kv S Stn | Lincoln No 2 11Kv S Stn | 11 | National Grid Electricity Distribution (East Midlands) Plc | Solar | Photovoltaic | data not applicable | data not available | data not available | 3.325 | data not applicable | data not applicable | data not applicable | data not available | data not available | data not applicable | data not applicable | data not applicable | data not applicable | data not available | data not available | data not applicable | data not available | Accepted to connect | data not applicable | data not applicable | data not applicable | data not applicable | data not applicable | data not applicable | 3.325 | 3.325 | 3.5 | data not available | 0 | 44421 | 2025-06-30 00:00:00 | data not available | data not available | data not available | data not available | data not available | data not available | 45750
data not applicable | [5 empty] | data not applicable | new buildings solar farm limited | New buildings farm | - | Hilderstone | Stone | data not available | ST15 8SL | United Kingdom | 396290 | 336549 | Cellarhead 132Kv | data not available | data not available | 132 | National Grid Electricity Distribution (West Midlands) Plc | Solar | Photovoltaic | data not applicable | data not available | data not available | 40 | data not applicable | data not applicable | data not applicable | data not available | data not available | data not applicable | data not applicable | data not applicable | data not applicable | data not available | data not available | data not applicable | data not available | Accepted to connect | data not applicable | data not applicable | data not applicable | data not applicable | data not applicable | data not applicable | 40 | 40 | 42.1053 | 1 | 1.0526 | 44425 | 2025-10-07 00:00:00 | data not available | data not available | data not available | data not available | data not available | data not available | 45750
data not applicable | [5 empty] | data not applicable | Econergy international ltd | Exton estate solar farm | Exton | data not available | Oakham | Rutland | LE15 8AH | United Kingdom | 491098 | 310355 | Grendon 132Kv S Stn | Oakham 132Kv S Stn | data not available | 132 | National Grid Electricity Distribution (East Midlands) Plc | Solar | Photovoltaic | data not applicable | data not available | data not available | 49.9 | data not applicable | data not applicable | data not applicable | data not available | data not available | data not applicable | data not applicable | data not applicable | data not applicable | data not available | data not available | data not applicable | data not available | Accepted to connect | data not applicable | data not applicable | data not applicable | data not applicable | data not applicable | data not applicable | 49.9 | 49.9 | 52.5263 | 0.2 | 0.21053 | 44421 | 2026-03-02 00:00:00 | data not available | data not available | data not available | data not available | data not available | data not available | 45750
data not applicable | [5 empty] | data not applicable | Centrica business services | Jlr gaydon | Banbury Road | Gaydon, | Warwick | data not available | CV35 0RR | United Kingdom | data not available | data not available | Berkswell 132Kv S Stn | Harbury 33Kv S Stn | Jaguar Land Rover | 11 | National Grid Electricity Distribution (East Midlands) Plc | Solar | Photovoltaic | Yes | data not available | data not available | 14.85 | data not applicable | data not applicable | Yes | data not available | data not available | 0.999 | data not applicable | data not applicable | data not applicable | data not available | data not available | data not applicable | data not available | Accepted to connect | data not applicable | data not applicable | data not applicable | data not applicable | data not applicable | data not applicable | 15.849 | 0.949 | 0.99895 | 30 | 31.5789 | 44602 | 2025-07-18 00:00:00 | data not available | data not available | data not available | data not available | data not available | data not available | 45750
data not applicable | [5 empty] | data not applicable | exagen development limited | Willoughby 2 | Costock Road | Wysall | Nottingham | data not available | NG12 5QT | United Kingdom | 459980 | 326739 | Ratcliffe On Soar 132Kv S Stn | data not available | data not available | 132 | National Grid Electricity Distribution (East Midlands) Plc | Solar | Photovoltaic | data not applicable | data not available | data not available | 40 | data not applicable | data not applicable | data not applicable | data not available | data not available | data not applicable | data not applicable | data not applicable | data not applicable | data not available | data not available | data not applicable | data not available | Accepted to connect | data not applicable | data not applicable | data not applicable | data not applicable | data not applicable | data not applicable | 40 | 40 | 42.1053 | 10 | 10.5263 | 44452 | 2026-01-21 00:00:00 | data not available | data not available | data not available | data not available | data not available | data not available | 45750
data not applicable | [5 empty] | data not applicable | Low carbon solar park 23 limited | Solar & battery storage | Sparrowhawk Solar Farm | data not available | Exeter | data not available | EX15 2PJ | United Kingdom | 302928 | 111164 | Exeter Main Sgp | Tiverton Bsp | data not available | 33 | National Grid Electricity Distribution (South West) Plc | Solar | Photovoltaic | data not applicable | data not available | data not available | 35 | data not applicable | data not applicable | data not applicable | data not available | data not available | data not applicable | data not applicable | data not applicable | data not applicable | data not available | data not available | data not applicable | data not available | Accepted to connect | data not applicable | data not applicable | data not applicable | data not applicable | data not applicable | data not applicable | 35 | 35 | 36.8421 | 0.25 | 0.26316 | 44470 | 2026-02-02 00:00:00 | data not available | data not available | data not available | data not available | data not available | data not available | 45750
data not applicable | [5 empty] | data not applicable | Black torrington solar limited | East rightadown farm | Rightadown Farm | data not available | Holsworthy | data not available | EX22 7XZ | United Kingdom | 241821 | 104016 | Alverdiscott Sgp | Pyworthy Bsp | data not available | 0.4 | National Grid Electricity Distribution (South West) Plc | Solar | Photovoltaic | data not applicable | data not available | data not available | 5.59 | data not applicable | data not applicable | data not applicable | data not available | data not available | data not applicable | data not applicable | data not applicable | data not applicable | data not available | data not available | data not applicable | data not available | Accepted to connect | data not applicable | data not applicable | data not applicable | data not applicable | data not applicable | data not applicable | 5.59 | 5.59 | 5.8842 | 0.15 | 0.15789 | 44494 | 2026-12-01 00:00:00 | data not available | data not available | data not available | data not available | data not available | data not available | 45750
data not applicable | [5 empty] | data not applicable | shawton energy | data not available | Point Lane | data not available | Cosheston | Pembroke Dock | SA72 4UN | United Kingdom | 199758 | 203871 | Pembroke Power Station | Golden Hill Grid | data not available | 33 | National Grid Electricity Distribution (South Wales) Plc | Solar | Photovoltaic | data not applicable | data not available | data not available | 5.62 | data not applicable | data not applicable | data not applicable | data not available | data not available | data not applicable | data not applicable | data not applicable | data not applicable | data not available | data not available | data not applicable | data not available | Accepted to connect | data not applicable | data not applicable | data not applicable | data not applicable | data not applicable | data not applicable | 5.62 | 5.62 | 5.9158 | 0.25 | 0.26316 | 44481 | 2026-03-30 00:00:00 | data not available | data not available | data not available | data not available | data not available | data not available | 45750
data not applicable | [5 empty] | data not applicable | Wallace wood solar farm limited | Barry solar farm | - | data not available | Barry | data not available | CF5 6BE | United Kingdom | 311728 | 171465 | Aberthaw Power Station | data not available | data not available | 132 | National Grid Electricity Distribution (South Wales) Plc | Solar | Photovoltaic | data not applicable | data not available | data not available | 48.98 | data not applicable | data not applicable | data not applicable | data not available | data not available | data not applicable | data not applicable | data not applicable | data not applicable | data not available | data not available | data not applicable | data not available | Accepted to connect | data not applicable | data not applicable | data not applicable | data not applicable | data not applicable | data not applicable | 48.98 | 48.98 | 51.5579 | 0.5 | 0.52632 | 44470 | 2026-07-07 00:00:00 | data not available | data not available | data not available | data not available | data not available | data not available | 45750
data not applicable | [5 empty] | data not applicable | tamworth solar limited | Land and builds lying to the | Moor Lane | Amington | Tamworth | data not available | B79 0BX | United Kingdom | 422802 | 305731 | Lea Marston 132Kv S Stn | Tamworth 33Kv S Stn | data not available | 33 | National Grid Electricity Distribution (East Midlands) Plc | Solar | Photovoltaic | data not applicable | data not available | data not available | 30 | data not applicable | data not applicable | data not applicable | data not available | data not available | data not applicable | data not applicable | data not applicable | data not applicable | data not available | data not available | data not applicable | data not available | Accepted to connect | data not applicable | data not applicable | data not applicable | data not applicable | data not applicable | data not applicable | 30 | 30 | 31.5789 | 1 | 1.0526 | 44489 | 2026-10-30 00:00:00 | data not available | data not available | data not available | data not available | data not available | data not available | 45750
data not applicable | [5 empty] | data not applicable | pace rex energy limited | Uku113 bc bleathwood (tilt) | Bleathwood Road | data not available | Ludlow | data not available | SY8 4LE | United Kingdom | 354689 | 270793 | Bishops Wood 132Kv S Stn | data not available | data not available | 132 | National Grid Electricity Distribution (West Midlands) Plc | Solar | Photovoltaic | data not applicable | data not available | data not available | 49.8 | data not applicable | data not applicable | data not applicable | data not available | data not available | data not applicable | data not applicable | data not applicable | data not applicable | data not available | data not available | data not applicable | data not available | Accepted to connect | data not applicable | data not applicable | data not applicable | data not applicable | data not applicable | data not applicable | 49.8 | 49.8 | 52.4211 | 30 | 31.5789 | 44482 | 2025-08-26 00:00:00 | data not available | data not available | data not available | data not available | data not available | data not available | 45750
data not applicable | [5 empty] | data not applicable | Re projects development limited | Longlands solar farm | Stoney Lane | data not available | Bromsgrove | data not available | B60 1LZ | United Kingdom | 400181 | 270687 | Bishops Wood 132Kv S Stn | Stourport 132 66 33Kv S Stn | data not available | 66 | National Grid Electricity Distribution (West Midlands) Plc | Solar | Photovoltaic | data not applicable | data not available | data not available | 25 | data not applicable | data not applicable | data not applicable | data not available | data not available | data not applicable | data not applicable | data not applicable | data not applicable | data not available | data not available | data not applicable | data not available | Accepted to connect | data not applicable | data not applicable | data not applicable | data not applicable | data not applicable | data not applicable | 25 | 25 | 26.3158 | 1 | 1.0526 | 44510 | 2025-09-03 00:00:00 | data not available | data not available | data not available | data not available | data not available | data not available | 45750
data not applicable | [5 empty] | data not applicable | Coven solar limited | data not available | Lawn Lane | Bilbrook | Coven | data not available | WV9 5BA | United Kingdom | 390651 | 305848 | Bushbury D 132Kv | data not available | data not available | 33 | National Grid Electricity Distribution (West Midlands) Plc | Solar | Photovoltaic | data not applicable | data not available | data not available | 39.59 | data not applicable | data not applicable | data not applicable | data not available | data not available | data not applicable | data not applicable | data not applicable | data not applicable | data not available | data not available | data not applicable | data not available | Accepted to connect | data not applicable | data not applicable | data not applicable | data not applicable | data not applicable | data not applicable | 39.59 | 39.59 | 41.6737 | 0.1 | 0.10526 | 44544 | 2025-10-14 00:00:00 | data not available | data not available | data not available | data not available | data not available | data not available | 45750
data not applicable | [5 empty] | data not applicable | integrum renewable energy limited | Fen dyke farm | Land Off Barding Drove | Sutton St James | Spalding | data not available | PE12 0HD | United Kingdom | 537390 | 315132 | Walpole 132Kv S Stn | South Holland 33Kv S Stn | data not available | 33 | National Grid Electricity Distribution (East Midlands) Plc | Solar | Photovoltaic | data not applicable | data not available | data not available | 20 | data not applicable | data not applicable | data not applicable | data not available | data not available | 9.9 | data not applicable | data not applicable | data not applicable | data not available | data not available | data not applicable | data not available | Accepted to connect | data not applicable | data not applicable | data not applicable | data not applicable | data not applicable | data not applicable | 29.9 | 20 | 21.0526 | 9.9 | 10.421 | 44565 | 2026-06-08 00:00:00 | data not available | data not available | data not available | data not available | data not available | data not available | 45750
data not applicable | [5 empty] | data not applicable | --REDACTED-- | --REDACTED-- | --REDACTED-- | --REDACTED-- | Taunton | Somerset | TA3 5 | United Kingdom | --REDACTED-- | --REDACTED-- | Bridgwater Sgp | Bridgwater Grid Bsp | data not available | 33 | National Grid Electricity Distribution (South West) Plc | Solar | Photovoltaic | data not applicable | data not available | data not available | 19.4 | data not applicable | data not applicable | data not applicable | data not available | data not available | data not applicable | data not applicable | data not applicable | data not applicable | data not available | data not available | data not applicable | data not available | Accepted to connect | data not applicable | data not applicable | data not applicable | data not applicable | data not applicable | data not applicable | 19.4 | 19.4 | 20.4211 | 0.15 | 0.15789 | 44596 | 2026-06-18 00:00:00 | data not available | data not available | data not available | data not available | data not available | data not available | 45750
data not applicable | [5 empty] | data not applicable | Green switch capital ltd | Washdyke farm | Stow Lane | Folkingham | Sleaford | data not available | NG34 OJA | United Kingdom | data not available | data not available | Bicker Fen 132Kv S Stn | Sleaford 33Kv S Stn | data not available | 33 | National Grid Electricity Distribution (East Midlands) Plc | Solar | Photovoltaic | data not applicable | data not available | data not available | 24.75 | data not applicable | data not applicable | data not applicable | data not available | data not available | data not applicable | data not applicable | data not applicable | data not applicable | data not available | data not available | data not applicable | data not available | Accepted to connect | data not applicable | data not applicable | data not applicable | data not applicable | data not applicable | data not applicable | 24.75 | 24.75 | 26.0526 | 0.1 | 0.10526 | 44551 | 2025-11-11 00:00:00 | data not available | data not available | data not available | data not available | data not available | data not available | 45750
data not applicable | [5 empty] | data not applicable | res development company 26 limited | Varley farm | - | data not available | Wotton-under-edge, | data not available | GL12 8AJ | United Kingdom | 369814 | 190572 | Iron Acton 132Kv S Stn | Chipping Sodbury 132Kv S Stn | data not available | 33 | National Grid Electricity Distribution (West Midlands) Plc | Solar | Photovoltaic | data not applicable | data not available | data not available | 25 | data not applicable | data not applicable | data not applicable | data not available | data not available | data not applicable | data not applicable | data not applicable | data not applicable | data not available | data not available | data not applicable | data not available | Accepted to connect | data not applicable | data not applicable | data not applicable | data not applicable | data not applicable | data not applicable | 25 | 25 | 26.3158 | 0.1 | 0.10526 | 44588 | 2025-08-20 00:00:00 | data not available | data not available | data not available | data not available | data not available | data not available | 45750
data not applicable | [5 empty] | data not applicable | Green switch energy | Wincote farm | Eccleshall | data not available | data not available | data not available | ST21 6HU | United Kingdom | 382302 | 327012 | Cellarhead 132Kv | Meaford C 132Kv S Stn | Eccleshall Primary 33 11Kv S Stn | 33 | National Grid Electricity Distribution (West Midlands) Plc | Solar | Photovoltaic | data not applicable | data not available | data not available | 30.25 | data not applicable | data not applicable | data not applicable | data not available | data not available | data not applicable | data not applicable | data not applicable | data not applicable | data not available | data not available | data not applicable | data not available | Accepted to connect | data not applicable | data not applicable | data not applicable | data not applicable | data not applicable | data not applicable | 30.25 | 30.25 | 31.8421 | 0.1 | 0.10526 | 44608 | 2025-09-19 00:00:00 | data not available | data not available | data not available | data not available | data not available | data not available | 45750
data not applicable | [5 empty] | data not applicable | heath road energy centre limited | - | Heath Road | data not available | Bagworth | Leicestershire | LE67 1DF | United Kingdom | 444974 | 306630 | Enderby 132Kv S Stn | Coalville 33Kv S Stn | data not available | 33 | National Grid Electricity Distribution (East Midlands) Plc | Solar | Photovoltaic | data not applicable | data not available | data not available | 18 | data not applicable | data not applicable | data not applicable | data not available | data not available | data not applicable | data not applicable | data not applicable | data not applicable | data not available | data not available | data not applicable | data not available | Accepted to connect | data not applicable | data not applicable | data not applicable | data not applicable | data not applicable | data not applicable | 18 | 18 | 18.9474 | 0.25 | 0.26316 | 44551 | 2027-03-01 00:00:00 | data not available | data not available | data not available | data not available | data not available | data not available | 45750
data not applicable | [5 empty] | data not applicable | Greenway solar farm limited | Greenway pv station | High Ham | data not available | South somerset | data not available | TA7 9BN | United Kingdom | 342454 | 134820 | Bridgwater Sgp | Bridgwater Grid Bsp | data not available | 33 | National Grid Electricity Distribution (South West) Plc | Solar | Photovoltaic | data not applicable | data not available | data not available | 15 | data not applicable | data not applicable | data not applicable | data not available | data not available | data not applicable | data not applicable | data not applicable | data not applicable | data not available | data not available | data not applicable | data not available | Accepted to connect | data not applicable | data not applicable | data not applicable | data not applicable | data not applicable | data not applicable | 15 | 15 | 15.7895 | 0.12 | 0.12632 | 44585 | 2026-07-17 00:00:00 | data not available | data not available | data not available | data not available | data not available | data not available | 45750
data not applicable | [5 empty] | data not applicable | wetmore solar limited | Wetmore hall farm | data not available | Burton On Trent | Staffordshire | data not available | DE15 0TG | United Kingdom | 426916 | 325242 | Drakelow 132Kv | data not available | data not available | 33 | National Grid Electricity Distribution (East Midlands) Plc | Solar | Photovoltaic | data not applicable | data not available | data not available | 25 | data not applicable | data not applicable | data not applicable | data not available | data not available | data not applicable | data not applicable | data not applicable | data not applicable | data not available | data not available | data not applicable | data not available | Accepted to connect | data not applicable | data not applicable | data not applicable | data not applicable | data not applicable | data not applicable | 25 | 25 | 26.3158 | 0.15 | 0.15789 | 44586 | 2026-07-23 00:00:00 | data not available | data not available | data not available | data not available | data not available | data not available | 45750
data not applicable | [5 empty] | data not applicable | Ks spv 66 limited | Draycott solar farm | Sandon Road | Hilderstone | Stafford | data not available | ST15 8WE | United Kingdom | 395899 | 335997 | Cellarhead 132Kv | data not available | data not available | 132 | National Grid Electricity Distribution (West Midlands) Plc | Solar | Photovoltaic | data not applicable | data not available | data not available | 49.9 | data not applicable | data not applicable | data not applicable | data not available | data not available | data not applicable | data not applicable | data not applicable | data not applicable | data not available | data not available | data not applicable | data not available | Accepted to connect | data not applicable | data not applicable | data not applicable | data not applicable | data not applicable | data not applicable | 49.9 | 49.9 | 52.5263 | data not available | 0 | 44623 | 2025-10-08 00:00:00 | data not available | data not available | data not available | data not available | data not available | data not available | 45750
data not applicable | [5 empty] | data not applicable | Grenergy renewables uk ltd | Steetley lane solar | Land On The North West Side Of | Whitwell | Worksop | data not available | S80 3DZ | United Kingdom | 454260 | 378432 | Chesterfield 132Kv S Stn | Whitwell 33Kv S Stn | data not available | 33 | National Grid Electricity Distribution (East Midlands) Plc | Solar | Photovoltaic | data not applicable | data not available | data not available | 15 | data not applicable | data not applicable | data not applicable | data not available | data not available | data not applicable | data not applicable | data not applicable | data not applicable | data not available | data not available | data not applicable | data not available | Accepted to connect | data not applicable | data not applicable | data not applicable | data not applicable | data not applicable | data not applicable | 15 | 15 | 15.7895 | 0.35 | 0.36842 | 44592 | 2025-09-03 00:00:00 | data not available | data not available | data not available | data not available | data not available | data not available | 45750
data not applicable | [5 empty] | data not applicable | First renewable developments ltd | Kettering energy park | Wold Road | Burton Lattimer | Kettering | data not available | NN15 5PN | United Kingdom | 490454 | 275198 | Grendon 132Kv S Stn | data not available | data not available | 33 | National Grid Electricity Distribution (East Midlands) Plc | Solar | Photovoltaic | data not applicable | data not available | data not available | 35 | data not applicable | data not applicable | data not applicable | data not available | data not available | data not applicable | data not applicable | data not applicable | data not applicable | data not available | data not available | data not applicable | data not available | Accepted to connect | data not applicable | data not applicable | data not applicable | data not applicable | data not applicable | data not applicable | 35 | 35 | 36.8421 | data not available | 0 | 44638 | 2026-03-02 00:00:00 | data not available | data not available | data not available | data not available | data not available | data not available | 45750
data not applicable | [5 empty] | data not applicable | Public power solutions | data not available | East Dundry Lane | Dundry | Bristol | data not available | BS41 8NJ | United Kingdom | 357122 | 166392 | Iron Acton Sgp | Feeder Road 33Kv | data not available | 33 | National Grid Electricity Distribution (South West) Plc | Solar | Photovoltaic | data not applicable | data not available | data not available | 18 | data not applicable | data not applicable | data not applicable | data not available | data not available | data not applicable | data not applicable | data not applicable | data not applicable | data not available | data not available | data not applicable | data not available | Accepted to connect | data not applicable | data not applicable | data not applicable | data not applicable | data not applicable | data not applicable | 18 | 18 | 18.9474 | data not available | 0 | 44652 | 2028-01-01 00:00:00 | data not available | data not available | data not available | data not available | data not available | data not available | 45750
data not applicable | [5 empty] | data not applicable | Conrad energy (developments) ii limited | Ellbridge farm | Hatt | data not available | Saltash | data not available | PL12 6PU | United Kingdom | 240367 | 63095 | Landulph Sgp | Landulph Bsp | data not available | 132 | National Grid Electricity Distribution (South West) Plc | Solar | Photovoltaic | data not applicable | data not available | data not available | 49.92 | data not applicable | data not applicable | data not applicable | data not available | data not available | data not applicable | data not applicable | data not applicable | data not applicable | data not available | data not available | data not applicable | data not available | Accepted to connect | data not applicable | data not applicable | data not applicable | data not applicable | data not applicable | data not applicable | 49.92 | 49.92 | 52.5474 | 0.3 | 0.31579 | 44615 | 2026-06-05 00:00:00 | data not available | data not available | data not available | data not available | data not available | data not available | 45750
data not applicable | [5 empty] | data not applicable | Spring dev 12 limited | Land south of a40 over | data not available | Highnam | Tewkesbury, | Gloucestershire, | GL2 8DE | United Kingdom | 381167 | 219552 | Port Ham 132Kv S Stn | data not available | data not available | 132 | National Grid Electricity Distribution (West Midlands) Plc | Solar | Photovoltaic | No | data not available | data not available | 99 | data not applicable | data not applicable | data not applicable | data not available | data not available | data not applicable | data not applicable | data not applicable | data not applicable | data not available | data not available | data not applicable | data not available | Accepted to connect | data not applicable | data not applicable | data not applicable | data not applicable | data not applicable | data not applicable | 99 | 99 | 104.2105 | 3 | 3.1579 | 44658 | 2027-12-30 00:00:00 | data not available | data not available | data not available | data not available | data not available | data not available | 45750
data not applicable | [5 empty] | data not applicable | bluestone st peters lane 1 ltd | St peters lane gft bickenhill | And East St Peters Lane | Bickenhill | Birmingham | data not available | B92 0DT | United Kingdom | 419002 | 282701 | Lea Marston 132Kv S Stn | data not available | data not available | 132 | National Grid Electricity Distribution (West Midlands) Plc | Solar | Photovoltaic | No | data not available | data not available | 49.9 | data not applicable | data not applicable | data not applicable | data not available | data not available | data not applicable | data not applicable | data not applicable | data not applicable | data not available | data not available | data not applicable | data not available | Accepted to connect | data not applicable | data not applicable | data not applicable | data not applicable | data not applicable | data not applicable | 49.9 | 49 | 51.5789 | 0.2 | 0.21053 | 44643 | 2025-12-01 00:00:00 | data not available | data not available | data not available | data not available | data not available | data not available | 45750
data not applicable | [5 empty] | data not applicable | ranksborough solar limited | Ranksborough farm, 1014 | Langham | data not available | Oakham | Leicestershire | LE15 7EJ | United Kingdom | 483502 | 311008 | Grendon 132Kv S Stn | Oakham 33Kv S Stn | data not available | 33 | National Grid Electricity Distribution (East Midlands) Plc | Solar | Photovoltaic | No | data not available | data not available | 30 | data not applicable | data not applicable | data not applicable | data not available | data not available | data not applicable | data not applicable | data not applicable | data not applicable | data not available | data not available | data not applicable | data not available | Accepted to connect | data not applicable | data not applicable | data not applicable | data not applicable | data not applicable | data not applicable | 30 | 30 | 31.5789 | 0.03 | 0.03158 | 44641 | 2026-03-02 00:00:00 | data not available | data not available | data not available | data not available | data not available | data not available | 45750
data not applicable | [5 empty] | data not applicable | Rwe renewables uk solar storage limited | Rag lane | Tanhouse Lane | Yate | South gloucestershire | data not available | BS37 | United Kingdom | 370957 | 181859 | Iron Acton 132Kv S Stn | Chipping Sodbury 132Kv S Stn | data not available | 33 | National Grid Electricity Distribution (West Midlands) Plc | Solar | Photovoltaic | No | data not available | data not available | 22 | data not applicable | data not applicable | data not applicable | data not available | data not available | data not applicable | data not applicable | data not applicable | data not applicable | data not available | data not available | data not applicable | data not available | Accepted to connect | data not applicable | data not applicable | data not applicable | data not applicable | data not applicable | data not applicable | 22 | 22 | 23.1579 | 4 | 4.2105 | 44571 | 2027-05-10 00:00:00 | data not available | data not available | data not available | data not available | data not available | data not available | 45750
data not applicable | [5 empty] | data not applicable | starlight energy spv 1 limited | Land on the south side of | Bognop Road | Essington | Wolverhampton | data not available | WV10 7HP | United Kingdom | 394028 | 304187 | Bushbury D 132Kv | data not available | data not available | 33 | National Grid Electricity Distribution (West Midlands) Plc | Solar | Photovoltaic | No | data not available | data not available | 30 | data not applicable | data not applicable | data not applicable | data not available | data not available | data not applicable | data not applicable | data not applicable | data not applicable | data not available | data not available | data not applicable | data not available | Accepted to connect | data not applicable | data not applicable | data not applicable | data not applicable | data not applicable | data not applicable | 30 | 30 | 31.5789 | 30 | 31.5789 | 44628 | 2025-10-03 00:00:00 | data not available | data not available | data not available | data not available | data not available | data not available | 45750
data not applicable | [5 empty] | data not applicable | Pace brigadier energy limited | data not available | East & West Lassington Lane | data not available | Gloucester | data not available | GL2 8LT | United Kingdom | 379911 | 220511 | Port Ham 132Kv S Stn | data not available | data not available | 132 | National Grid Electricity Distribution (West Midlands) Plc | Solar | Photovoltaic | No | data not available | data not available | 40 | data not applicable | data not applicable | data not applicable | data not available | data not available | data not applicable | data not applicable | data not applicable | data not applicable | data not available | data not available | data not applicable | data not available | Accepted to connect | data not applicable | data not applicable | data not applicable | data not applicable | data not applicable | data not applicable | 40 | 40 | 42.1053 | 40 | 42.1053 | 44641 | 2025-10-13 00:00:00 | data not available | data not available | data not available | data not available | data not available | data not available | 45750
data not applicable | [5 empty] | data not applicable | starlight energy uk limited | Land on the east side of | Kibworth Road | data not available | Saddington | data not available | data not available | United Kingdom | data not available | data not available | Grendon 132Kv S Stn | Kibworth 33Kv S Stn | data not available | 33 | National Grid Electricity Distribution (East Midlands) Plc | Solar | Photovoltaic | No | data not available | data not available | 20 | Stored Energy (all stored energy irrespective of the original energy source) | Storage - Electrochemical (Batteries) | No | data not available | data not available | 20 | data not applicable | data not applicable | data not applicable | data not available | data not available | data not applicable | data not available | Accepted to connect | data not applicable | data not applicable | data not applicable | data not applicable | data not applicable | data not applicable | 40 | 20 | 21.0526 | 20 | 21.0526 | 44623 | 2026-03-02 00:00:00 | data not available | data not available | data not available | data not available | data not available | data not available | 45750
data not applicable | [5 empty] | data not applicable | taynton solar limited | Hill farm | data not available | data not available | Taynton | Gloucestershire | GL19 3AN | United Kingdom | 373838 | 222034 | Port Ham 132Kv S Stn | data not available | data not available | 132 | National Grid Electricity Distribution (West Midlands) Plc | Solar | Photovoltaic | No | data not available | data not available | 49.5 | data not applicable | data not applicable | data not applicable | data not available | data not available | data not applicable | data not applicable | data not applicable | data not applicable | data not available | data not available | data not applicable | data not available | Accepted to connect | data not applicable | data not applicable | data not applicable | data not applicable | data not applicable | data not applicable | 49.5 | 49.5 | 52.1053 | 0.12 | 0.12632 | 44589 | 2025-08-27 00:00:00 | data not available | data not available | data not available | data not available | data not available | data not available | 45750
data not applicable | [5 empty] | data not applicable | frome valley solar farm limited | Foley farm solar pv | data not available | Stoke Edith | Hereford | data not available | HR1 4HG | United Kingdom | 360130 | 238863 | Bishops Wood 132Kv S Stn | Hereford 66Kv S Stn | data not available | 66 | National Grid Electricity Distribution (West Midlands) Plc | Solar | Photovoltaic | No | data not available | data not available | 16.3 | data not applicable | data not applicable | data not applicable | data not available | data not available | data not applicable | data not applicable | data not applicable | data not applicable | data not available | data not available | data not applicable | data not available | Accepted to connect | data not applicable | data not applicable | data not applicable | data not applicable | data not applicable | data not applicable | 16.3 | 16.3 | 17.1579 | 0.1 | 0.10526 | 44623 | 2025-10-09 00:00:00 | data not available | data not available | data not available | data not available | data not available | data not available | 45750
data not applicable | [5 empty] | data not applicable | haunton farmers' solar limited | Haunton manor farm | Main Road | data not available | Haunton | data not available | B79 9HN | United Kingdom | 423625 | 310790 | Lea Marston 132Kv S Stn | data not available | data not available | 132 | National Grid Electricity Distribution (East Midlands) Plc | Solar | Photovoltaic | No | data not available | data not available | 11.125 | data not applicable | data not applicable | data not applicable | data not available | data not available | data not applicable | data not applicable | data not applicable | data not applicable | data not available | data not available | data not applicable | data not available | Accepted to connect | data not applicable | data not applicable | data not applicable | data not applicable | data not applicable | data not applicable | 11.125 | 49.9 | 52.5263 | 0.35 | 0.36842 | 44593 | 2026-05-29 00:00:00 | data not available | data not available | data not available | data not available | data not available | data not available | 45750
data not applicable | [5 empty] | data not applicable | ridge clear energy ltd | Former raf | Temple Oaks | data not available | Folkingham | data not available | NG33 4HG | United Kingdom | 501861 | 328506 | Bicker Fen 132Kv S Stn | data not available | data not available | 132 | National Grid Electricity Distribution (East Midlands) Plc | Solar | Photovoltaic | No | data not available | data not available | 204 | Stored Energy (all stored energy irrespective of the original energy source) | Storage - Electrochemical (Batteries) | No | data not available | data not available | 204 | data not applicable | data not applicable | data not applicable | data not available | data not available | data not applicable | data not available | Accepted to connect | data not applicable | data not applicable | data not applicable | data not applicable | data not applicable | data not applicable | 408 | 204 | 214.7368 | 204 | 214.7368 | 44690 | 2026-02-19 00:00:00 | data not available | data not available | data not available | data not available | data not available | data not available | 45750
data not applicable | [5 empty] | data not applicable | Pace tribute energy limited | Near postcode gl2 7ll | Land East Of Moor St | data not available | Gloucester | data not available | data not available | United Kingdom | data not available | data not available | Port Ham 132Kv S Stn | data not available | data not available | 132 | National Grid Electricity Distribution (West Midlands) Plc | Solar | Photovoltaic | No | data not available | data not available | 49.5 | data not applicable | data not applicable | data not applicable | data not available | data not available | data not applicable | data not applicable | data not applicable | data not applicable | data not available | data not available | data not applicable | data not available | Accepted to connect | data not applicable | data not applicable | data not applicable | data not applicable | data not applicable | data not applicable | 49.5 | 49.5 | 52.1053 | 49.5 | 52.1053 | 44684 | 2025-10-14 00:00:00 | data not available | data not available | data not available | data not available | data not available | data not available | 45750
data not applicable | [5 empty] | data not applicable | dwr cymru cyf (welsh water) | Camdwr road solar park | Candwr Road | data not available | Ponthir | data not available | NP18 1HU | United Kingdom | 332981 | 193995 | Uskmouth | Newport East | data not available | 132 | National Grid Electricity Distribution (South Wales) Plc | Solar | Photovoltaic | No | data not available | data not available | 45.8 | data not applicable | data not applicable | data not applicable | data not available | data not available | data not applicable | data not applicable | data not applicable | data not applicable | data not available | data not available | data not applicable | data not available | Accepted to connect | data not applicable | data not applicable | data not applicable | data not applicable | data not applicable | data not applicable | 45.8 | 45.8 | 48.2105 | 1.3 | 1.3684 | 44671 | 2025-08-12 00:00:00 | data not available | data not available | data not available | data not available | data not available | data not available | 45750
data not applicable | [5 empty] | data not applicable | Welsh government land division | Upper cosmeston farm | - | Sull | Penarth | data not available | CF64 5UB | United Kingdom | 317705 | 168484 | data not available | data not available | data not available | 33 | National Grid Electricity Distribution (South Wales) Plc | Solar | Photovoltaic | No | data not available | data not available | 18 | data not applicable | data not applicable | data not applicable | data not available | data not available | data not applicable | data not applicable | data not applicable | data not applicable | data not available | data not available | data not applicable | data not available | Accepted to connect | data not applicable | data not applicable | data not applicable | data not applicable | data not applicable | data not applicable | 18 | 18 | 18.9474 | 0.162 | 0.17053 | 44634 | 2026-07-01 00:00:00 | data not available | data not available | data not available | data not available | data not available | data not available | 45750
data not applicable | [5 empty] | data not applicable | Exagen | data not available | Lower Park Road | data not available | Braunton | data not available | EX33 2LQ | United Kingdom | 249532 | 135993 | Alverdiscott Sgp | East Yelland Bsp | data not available | 33 | National Grid Electricity Distribution (South West) Plc | Solar | Photovoltaic | No | data not available | data not available | 14.7 | data not applicable | data not applicable | data not applicable | data not available | data not available | data not applicable | data not applicable | data not applicable | data not applicable | data not available | data not available | data not applicable | data not available | Accepted to connect | data not applicable | data not applicable | data not applicable | data not applicable | data not applicable | data not applicable | 14.7 | 15 | 15.7895 | 0.5 | 0.52632 | 44701 | 2025-12-15 00:00:00 | data not available | data not available | data not available | data not available | data not available | data not available | 45750
data not applicable | [5 empty] | data not applicable | rwe renewables uk solar and storage lim | data not available | Larford Lane | Astley | Stourport on severn | data not available | DY13 0SG | United Kingdom | 380497 | 268785 | Bishops Wood 132Kv S Stn | data not available | data not available | 132 | National Grid Electricity Distribution (West Midlands) Plc | Solar | Photovoltaic | No | data not available | data not available | 49.9 | data not applicable | data not applicable | data not applicable | data not available | data not available | data not applicable | data not applicable | data not applicable | data not applicable | data not available | data not available | data not applicable | data not available | Accepted to connect | data not applicable | data not applicable | data not applicable | data not applicable | data not applicable | data not applicable | 49.9 | 49.9 | 52.5263 | 0.25 | 0.26316 | 44623 | 2025-09-25 00:00:00 | data not available | data not available | data not available | data not available | data not available | data not available | 45750
data not applicable | [5 empty] | data not applicable | Infra3 ltd | North drayton solar farm | Alcester Road | data not available | Billesley | Stratford On Avon | B49 6NQ | United Kingdom | 414069 | 255941 | Feckenham 66 11Kv S Stn | Feckenham 66/11Kv | Great Alne 66 11Kv S Stn | 66 | National Grid Electricity Distribution (West Midlands) Plc | Solar | Photovoltaic | No | data not available | data not available | 25 | data not applicable | data not applicable | data not applicable | data not available | data not available | data not applicable | data not applicable | data not applicable | data not applicable | data not available | data not available | data not applicable | data not available | Accepted to connect | data not applicable | data not applicable | data not applicable | data not applicable | data not applicable | data not applicable | 25 | 25 | 26.3158 | 0.1 | 0.10526 | 44623 | 2025-09-30 00:00:00 | data not available | data not available | data not available | data not available | data not available | data not available | 45750
data not applicable | [5 empty] | data not applicable | harmony ob limited | Osberton solar | Osberton Estate | Rayton Lane | Osberton | Worksop | S81 0UF | United Kingdom | 463096 | 379589 | West Burton 132Kv S Stn | data not available | data not available | 33 | National Grid Electricity Distribution (East Midlands) Plc | Solar | Photovoltaic | No | data not available | data not available | 34 | data not applicable | data not applicable | data not applicable | data not available | data not available | data not applicable | data not applicable | data not applicable | data not applicable | data not available | data not available | data not applicable | data not available | Accepted to connect | data not applicable | data not applicable | data not applicable | data not applicable | data not applicable | data not applicable | 34 | 34 | 35.7895 | 0.125 | 0.13158 | 44628 | 2025-12-22 00:00:00 | data not available | data not available | data not available | data not available | data not available | data not available | 45750
data not applicable | [5 empty] | data not applicable | bluestone raf newton 1 ltd | data not available | Raf Newton | Rushcliffe | Nottingham | data not available | NG13 8HL | United Kingdom | data not available | data not available | Stoke Bardolph 132Kv | data not available | data not available | 132 | National Grid Electricity Distribution (East Midlands) Plc | Solar | Photovoltaic | No | data not available | data not available | 49.99 | data not applicable | data not applicable | data not applicable | data not available | data not available | data not applicable | data not applicable | data not applicable | data not applicable | data not available | data not available | data not applicable | data not available | Accepted to connect | data not applicable | data not applicable | data not applicable | data not applicable | data not applicable | data not applicable | 49.99 | 49.99 | 52.621 | 0.6 | 0.63158 | 44629 | 2025-07-14 00:00:00 | data not available | data not available | data not available | data not available | data not available | data not available | 45750
data not applicable | [5 empty] | data not applicable | Wessex solar management limited | Manor farm | data not available | data not available | Oldthorpe | data not available | PE10 0ER | United Kingdom | 509107 | 315591 | Walpole 132Kv S Stn | data not available | data not available | 132 | National Grid Electricity Distribution (East Midlands) Plc | Solar | Photovoltaic | No | data not available | data not available | 49.9 | Stored Energy (all stored energy irrespective of the original energy source) | Storage - Electrochemical (Batteries) | No | data not available | data not available | 49.9 | data not applicable | data not applicable | data not applicable | data not available | data not available | data not applicable | data not available | Accepted to connect | data not applicable | data not applicable | data not applicable | data not applicable | data not applicable | data not applicable | 99.8 | 49.9 | 52.5263 | 49.9 | 52.5263 | 44684 | 2025-11-12 00:00:00 | data not available | data not available | data not available | data not available | data not available | data not available | 45750
data not applicable | [5 empty] | data not applicable | Sudbury estate solar farm limited | Sudbury estate | Main Road | Sudbury | Ashbourne | data not available | DE6 5HS | United Kingdom | 415774 | 333364 | Willington 132Kv S Stn | data not available | data not available | 132 | National Grid Electricity Distribution (East Midlands) Plc | Solar | Photovoltaic | No | data not available | data not available | 49.2 | Stored Energy (all stored energy irrespective of the original energy source) | Storage - Electrochemical (Batteries) | No | data not available | data not available | 49.2 | data not applicable | data not applicable | data not applicable | data not available | data not available | data not applicable | data not available | Accepted to connect | data not applicable | data not applicable | data not applicable | data not applicable | data not applicable | data not applicable | 98.4 | 49.2 | 51.7895 | 49.2 | 51.7895 | 44630 | 2026-06-09 00:00:00 | data not available | data not available | data not available | data not available | data not available | data not available | 45750
data not applicable | [5 empty] | data not applicable | O&g solar (spv32) ltd | Land to the northof the | A40 | data not available | Highnam | Gloucester | GL2 8AD | United Kingdom | 378038 | 219406 | Port Ham 132Kv S Stn | Castle Meads 33Kv S Stn | data not available | 33 | National Grid Electricity Distribution (West Midlands) Plc | Solar | Photovoltaic | No | data not available | data not available | 36 | data not applicable | data not applicable | data not applicable | data not available | data not available | data not applicable | data not applicable | data not applicable | data not applicable | data not available | data not available | data not applicable | data not available | Accepted to connect | data not applicable | data not applicable | data not applicable | data not applicable | data not applicable | data not applicable | 36 | 36 | 37.8947 | data not available | 0 | 44641 | 2025-09-29 00:00:00 | data not available | data not available | data not available | data not available | data not available | data not available | 45750
data not applicable | [5 empty] | data not applicable | exagen development limited | Willoughby 2 | Costock Road | Wysall | Nottingham | data not available | NG12 5QT | United Kingdom | 459980 | 326739 | Ratcliffe On Soar 132Kv S Stn | data not available | data not available | 132 | National Grid Electricity Distribution (East Midlands) Plc | Solar | Photovoltaic | No | data not available | data not available | 85 | Stored Energy (all stored energy irrespective of the original energy source) | Storage - Electrochemical (Batteries) | No | data not available | data not available | 85 | data not applicable | data not applicable | data not applicable | data not available | data not available | data not applicable | data not available | Accepted to connect | data not applicable | data not applicable | data not applicable | data not applicable | data not applicable | data not applicable | 170 | 85 | 89.4737 | 85 | 89.4737 | 44606 | 2025-07-02 00:00:00 | data not available | data not available | data not available | data not available | data not available | data not available | 45750
data not applicable | [5 empty] | data not applicable | Integrum renewable energy | Home farm | Main Road | Dyke | Bourne | data not available | PE10 0AG | United Kingdom | 510525 | 321753 | Walpole 132Kv S Stn | Bourne 33Kv S Stn | data not available | 33 | National Grid Electricity Distribution (East Midlands) Plc | Solar | Photovoltaic | No | data not available | data not available | 28 | data not applicable | data not applicable | data not applicable | data not available | data not available | data not applicable | data not applicable | data not applicable | data not applicable | data not available | data not available | data not applicable | data not available | Accepted to connect | data not applicable | data not applicable | data not applicable | data not applicable | data not applicable | data not applicable | 28 | 28 | 29.4737 | data not available | 0 | 44634 | 2026-07-09 00:00:00 | data not available | data not available | data not available | data not available | data not available | data not available | 45750
data not applicable | [5 empty] | data not applicable | Great western air ambulance charity | Emergency air operations base | Gloucester Road | Almondsbury | Bristol | data not available | BS32 4FB | United Kingdom | 361416 | 183745 | Iron Acton Sgp | Bradley Stoke Bsp | Almondsbury | 11 | National Grid Electricity Distribution (South West) Plc | Solar | Photovoltaic | No | data not available | data not available | 5 | data not applicable | data not applicable | data not applicable | data not available | data not available | data not applicable | data not applicable | data not applicable | data not applicable | data not available | data not available | data not applicable | data not available | Accepted to connect | data not applicable | data not applicable | data not applicable | data not applicable | data not applicable | data not applicable | 5 | 5 | 5.2632 | data not available | 0 | 44742 | 2026-01-09 00:00:00 | data not available | data not available | data not available | data not available | data not available | data not available | 45750
data not applicable | [5 empty] | data not applicable | infinergy limited | Stapleford solar farm | Sawgate Road | Burton Lazars | Melton | Leicestershire | LE14 2XL | United Kingdom | 477234 | 317299 | Staythorpe C 132Kv S Stn | data not available | data not available | 132 | National Grid Electricity Distribution (East Midlands) Plc | Solar | Photovoltaic | No | data not available | data not available | 49.9 | data not applicable | data not applicable | data not applicable | data not available | data not available | data not applicable | data not applicable | data not applicable | data not applicable | data not available | data not available | data not applicable | data not available | Accepted to connect | data not applicable | data not applicable | data not applicable | data not applicable | data not applicable | data not applicable | 49.9 | 49.9 | 52.5263 | 0.2 | 0.21053 | 44663 | 2025-08-13 00:00:00 | data not available | data not available | data not available | data not available | data not available | data not available | 45750
data not applicable | [5 empty] | data not applicable | Inova renewables ltd | Broadholme farm solar plant | Broadholme Farm | data not available | Wellingborough | data not available | NN9 5PN | United Kingdom | 493247 | 269365 | Grendon 132Kv S Stn | Irthlingborough 33Kv S Stn | data not available | 11 | National Grid Electricity Distribution (East Midlands) Plc | Solar | Photovoltaic | No | data not available | data not available | 7.6 | data not applicable | data not applicable | data not applicable | data not available | data not available | data not applicable | data not applicable | data not applicable | data not applicable | data not available | data not available | data not applicable | data not available | Accepted to connect | data not applicable | data not applicable | data not applicable | data not applicable | data not applicable | data not applicable | 7.6 | 7.6 | 8 | 0.1 | 0.10526 | 44664 | 2025-07-21 00:00:00 | data not available | data not available | data not available | data not available | data not available | data not available | 45750
data not applicable | [5 empty] | data not applicable | willington (newton lane) solar limited | Land on the east and west of, willington solar pv | Newton Lane | Bretby | Newton solney | data not available | DE15 0RU | United Kingdom | 429159 | 324327 | Drakelow 132Kv | Burton 33Kv | data not available | 33 | National Grid Electricity Distribution (East Midlands) Plc | Solar | Photovoltaic | No | data not available | data not available | 16.6 | data not applicable | data not applicable | data not applicable | data not available | data not available | data not applicable | data not applicable | data not applicable | data not applicable | data not available | data not available | data not applicable | data not available | Accepted to connect | data not applicable | data not applicable | data not applicable | data not applicable | data not applicable | data not applicable | 16.6 | 16.6 | 17.4737 | 0.1 | 0.10526 | 44663 | 2025-08-22 00:00:00 | data not available | data not available | data not available | data not available | data not available | data not available | 45750
data not applicable | [5 empty] | data not applicable | Bsr energy limited | Land at | Newhouse Farm | data not available | Cotton | Stoke On Trent | ST10 3DT | United Kingdom | 405577 | 347938 | Cellarhead 132Kv | Forsbrook 33Kv S Stn | data not available | 33 | National Grid Electricity Distribution (West Midlands) Plc | Solar | Photovoltaic | No | data not available | data not available | 25 | data not applicable | data not applicable | data not applicable | data not available | data not available | data not applicable | data not applicable | data not applicable | data not applicable | data not available | data not available | data not applicable | data not available | Accepted to connect | data not applicable | data not applicable | data not applicable | data not applicable | data not applicable | data not applicable | 25 | 25 | 26.3158 | 0.3 | 0.31579 | 44719 | 2025-09-30 00:00:00 | data not available | data not available | data not available | data not available | data not available | data not available | 45750
data not applicable | [5 empty] | data not applicable | deepmore energy centre limited | data not available | Deepmore Lane | Four Ashes | Staffordshire | data not available | WV10 7DE | United Kingdom | 392007 | 308382 | Bushbury D 132Kv | data not available | data not available | 33 | National Grid Electricity Distribution (West Midlands) Plc | Solar | Photovoltaic | No | data not available | data not available | 18 | data not applicable | data not applicable | data not applicable | data not available | data not available | data not applicable | data not applicable | data not applicable | data not applicable | data not available | data not available | data not applicable | data not available | Accepted to connect | data not applicable | data not applicable | data not applicable | data not applicable | data not applicable | data not applicable | 18 | 18 | 18.9474 | 0.18 | 0.18947 | 44677 | 2028-04-01 00:00:00 | data not available | data not available | data not available | data not available | data not available | data not available | 45750
data not applicable | [5 empty] | data not applicable | Cabot park solar ltd | Site at | Moorhouse Lane | data not available | Bristol | data not available | BS10 7RT | United Kingdom | 354862 | 179767 | Seabank Sgp | Avonmouth Bsp | Avonmouth | 11 | National Grid Electricity Distribution (South West) Plc | Solar | Photovoltaic | No | data not available | data not available | 3.5 | data not applicable | data not applicable | data not applicable | data not available | data not available | data not applicable | data not applicable | data not applicable | data not applicable | data not available | data not available | data not applicable | data not available | Accepted to connect | data not applicable | data not applicable | data not applicable | data not applicable | data not applicable | data not applicable | 3.5 | 3.5 | 3.6842 | 0.5 | 0.52632 | 44677 | 2025-05-28 00:00:00 | data not available | data not available | data not available | data not available | data not available | data not available | 45750
data not applicable | [5 empty] | data not applicable | ns solar 03 limited | Sherbourne farm solar | Sherbourne Farm | data not available | Warwick | data not available | CV35 8AD | United Kingdom | 425493 | 262313 | Berkswell 132Kv S Stn | Warwick 33Kv S Stn | data not available | 33 | National Grid Electricity Distribution (East Midlands) Plc | Solar | Photovoltaic | No | data not available | data not available | 25 | data not applicable | data not applicable | data not applicable | data not available | data not available | data not applicable | data not applicable | data not applicable | data not applicable | data not available | data not available | data not applicable | data not available | Accepted to connect | data not applicable | data not applicable | data not applicable | data not applicable | data not applicable | data not applicable | 25 | 25 | 26.3158 | 1 | 1.0526 | 44580 | 2027-03-19 00:00:00 | data not available | data not available | data not available | data not available | data not available | data not available | 45750
data not applicable | [5 empty] | data not applicable | o&g solar (spv 51) limited | data not available | Patch Elm Lane | data not available | Rangeworthy | South Gloucestershire | BS37 | United Kingdom | 370957 | 181859 | Iron Acton 132Kv S Stn | data not available | data not available | 132 | National Grid Electricity Distribution (West Midlands) Plc | Solar | Photovoltaic | No | data not available | data not available | 200 | Stored Energy (all stored energy irrespective of the original energy source) | Storage - Electrochemical (Batteries) | No | data not available | data not available | 200 | data not applicable | data not applicable | data not applicable | data not available | data not available | data not applicable | data not available | Accepted to connect | data not applicable | data not applicable | data not applicable | data not applicable | data not applicable | data not applicable | 400 | 200 | 210.5263 | 200 | 210.5263 | 44712 | 2025-10-07 00:00:00 | data not available | data not available | data not available | data not available | data not available | data not available | 45750
data not applicable | [5 empty] | data not applicable | Bsr applications limited | - | Land At Leamington Road | Princethorpe | Rugby | data not available | CV23 9PY | United Kingdom | 439829 | 270918 | Berkswell 132Kv S Stn | Warwick 33Kv S Stn | data not available | 33 | National Grid Electricity Distribution (East Midlands) Plc | Solar | Photovoltaic | No | data not available | data not available | 12 | data not applicable | data not applicable | data not applicable | data not available | data not available | data not applicable | data not applicable | data not applicable | data not applicable | data not available | data not available | data not applicable | data not available | Accepted to connect | data not applicable | data not applicable | data not applicable | data not applicable | data not applicable | data not applicable | 12 | 12 | 12.6316 | 0.3 | 0.31579 | 44691 | 2025-12-10 00:00:00 | data not available | data not available | data not available | data not available | data not available | data not available | 45750
data not applicable | [5 empty] | data not applicable | eeb 50 limited | Fawsley estate solar farm | Fawsley | data not available | Daventry | Northamptonshire | NN11 3YS | United Kingdom | 454411 | 255542 | Coventry 132Kv S Stn | Daventry 33Kv S Stn | data not available | 33 | National Grid Electricity Distribution (East Midlands) Plc | Solar | Photovoltaic | No | data not available | data not available | 12 | data not applicable | data not applicable | data not applicable | data not available | data not available | data not applicable | data not applicable | data not applicable | data not applicable | data not available | data not available | data not applicable | data not available | Accepted to connect | data not applicable | data not applicable | data not applicable | data not applicable | data not applicable | data not applicable | 12 | 12 | 12.6316 | 0.1 | 0.10526 | 44748 | 2025-11-04 00:00:00 | data not available | data not available | data not available | data not available | data not available | data not available | 45750
data not applicable | [5 empty] | data not applicable | bluestone energy ltd | Raf newton | Rushcliffe | Nottingham | data not available | data not available | NG13 8HL | United Kingdom | data not available | data not available | Stoke Bardolph 132Kv | data not available | data not available | 132 | National Grid Electricity Distribution (East Midlands) Plc | Solar | Photovoltaic | No | data not available | data not available | 49.9 | data not applicable | data not applicable | data not applicable | data not available | data not available | data not applicable | data not applicable | data not applicable | data not applicable | data not available | data not available | data not applicable | data not available | Accepted to connect | data not applicable | data not applicable | data not applicable | data not applicable | data not applicable | data not applicable | 49.9 | 49.9 | 52.5263 | 0.6 | 0.63158 | 44686 | 2025-09-30 00:00:00 | data not available | data not available | data not available | data not available | data not available | data not available | 45750
data not applicable | [5 empty] | data not applicable | Evolution power limited | Gashay farm | Thorncombe | data not available | Somerset | data not available | TA20 4PW | United Kingdom | 337481 | 101724 | Axminster Sgp | Woodcote Bsp | data not available | 33 | National Grid Electricity Distribution (South West) Plc | Solar | Photovoltaic | No | data not available | data not available | 22 | Stored Energy (all stored energy irrespective of the original energy source) | Storage - Electrochemical (Batteries) | No | data not available | data not available | 20 | data not applicable | data not applicable | data not applicable | data not available | data not available | data not applicable | data not available | Accepted to connect | data not applicable | data not applicable | data not applicable | data not applicable | data not applicable | data not applicable | 42 | 22 | 23.1579 | 20 | 21.0526 | 44750 | 2025-12-23 00:00:00 | data not available | data not available | data not available | data not available | data not available | data not available | 45750
data not applicable | [5 empty] | data not applicable | Pathfinder clean energy (pace) ukdev lt | Land north of bath road | Nearest Post Code Sn12 8Ef | data not available | Wiltshire | data not available | data not available | United Kingdom | data not available | data not available | Melksham Sgp | data not available | data not available | 132 | National Grid Electricity Distribution (South West) Plc | Solar | Photovoltaic | No | data not available | data not available | 49.5 | Stored Energy (all stored energy irrespective of the original energy source) | Storage - Electrochemical (Batteries) | No | data not available | data not available | 49.5 | data not applicable | data not applicable | data not applicable | data not available | data not available | data not applicable | data not available | Accepted to connect | data not applicable | data not applicable | data not applicable | data not applicable | data not applicable | data not applicable | 99 | 49.5 | 52.1053 | 49.5 | 52.1053 | 44638 | 2026-05-21 00:00:00 | data not available | data not available | data not available | data not available | data not available | data not available | 45750
data not applicable | [5 empty] | data not applicable | caerphilly county borough council | Cwm ifor farm, solar park | data not available | data not available | Caerphilly | data not available | CF83 2TU | United Kingdom | 313853 | 188927 | Upper Boat | Upper Boat Bsp | data not available | 33 | National Grid Electricity Distribution (South Wales) Plc | Solar | Photovoltaic | No | data not available | data not available | 15 | data not applicable | data not applicable | data not applicable | data not available | data not available | data not applicable | data not applicable | data not applicable | data not applicable | data not available | data not available | data not applicable | data not available | Accepted to connect | data not applicable | data not applicable | data not applicable | data not applicable | data not applicable | data not applicable | 15 | 15 | 15.7895 | 0.05 | 0.05263 | 44648 | 2026-12-31 00:00:00 | data not available | data not available | data not available | data not available | data not available | data not available | 45750
data not applicable | [5 empty] | data not applicable | Green switch capital limited | Higher overton farm | - | data not available | Bishops tawton | data not available | EX32 0DX | United Kingdom | 257343 | 129297 | Alverdiscott Sgp | Barnstaple Bsp | data not available | 33 | National Grid Electricity Distribution (South West) Plc | Solar | Photovoltaic | No | data not available | data not available | 8 | data not applicable | data not applicable | data not applicable | data not available | data not available | data not applicable | data not applicable | data not applicable | data not applicable | data not available | data not available | data not applicable | data not available | Accepted to connect | data not applicable | data not applicable | data not applicable | data not applicable | data not applicable | data not applicable | 8 | 8 | 8.421 | 0.1 | 0.10526 | 44699 | 2025-10-29 00:00:00 | data not available | data not available | data not available | data not available | data not available | data not available | 45750
data not applicable | [5 empty] | data not applicable | Windel solar 12 ltd | Brentingby hall farm | Main Road | Brentingby | Melton mowbray | data not available | LE14 4RX | United Kingdom | 481904 | 323225 | Grendon 132Kv S Stn | data not available | data not available | 132 | National Grid Electricity Distribution (East Midlands) Plc | Solar | Photovoltaic | No | data not available | data not available | 35 | data not applicable | data not applicable | data not applicable | data not available | data not available | data not applicable | data not applicable | data not applicable | data not applicable | data not available | data not available | data not applicable | data not available | Accepted to connect | data not applicable | data not applicable | data not applicable | data not applicable | data not applicable | data not applicable | 35 | 35 | 36.8421 | 0.2 | 0.21053 | 44733 | 2026-02-16 00:00:00 | data not available | data not available | data not available | data not available | data not available | data not available | 45750
data not applicable | [5 empty] | data not applicable | marehame lane solar limited | Thorns farm, land adjoining | data not available | Aswardby | Sleaford | data not available | NG34 8SG | United Kingdom | 507461 | 339818 | Bicker Fen 132Kv S Stn | data not available | data not available | 33 | National Grid Electricity Distribution (East Midlands) Plc | Solar | Photovoltaic | No | data not available | data not available | 40 | data not applicable | data not applicable | data not applicable | data not available | data not available | data not applicable | data not applicable | data not applicable | data not applicable | data not available | data not available | data not applicable | data not available | Accepted to connect | data not applicable | data not applicable | data not applicable | data not applicable | data not applicable | data not applicable | 40 | 40 | 42.1053 | 0.35 | 0.36842 | 44753 | 2026-03-09 00:00:00 | data not available | data not available | data not available | data not available | data not available | data not available | 45750
data not applicable | [5 empty] | data not applicable | Pace rudder energy limited | Uks749 | Land East Of : | Wombourne | Wolverhampton | data not available | WV5 0LU | United Kingdom | 386984 | 291841 | Penn 132Kv S Stn | data not available | data not available | 132 | National Grid Electricity Distribution (West Midlands) Plc | Solar | Photovoltaic | No | data not available | data not available | 49.5 | data not applicable | data not applicable | data not applicable | data not available | data not available | data not applicable | data not applicable | data not applicable | data not applicable | data not available | data not available | data not applicable | data not available | Accepted to connect | data not applicable | data not applicable | data not applicable | data not applicable | data not applicable | data not applicable | 49.5 | 49.5 | 52.1053 | 49.5 | 52.1053 | 44638 | 2025-10-13 00:00:00 | data not available | data not available | data not available | data not available | data not available | data not available | 45750
data not applicable | [5 empty] | data not applicable | Ilton solar ltd | Ilton solar farm | Ilton | data not available | Ilton | Somerset | TA18 8RR | United Kingdom | 340818 | 109441 | Axminster Sgp | Woodcote Bsp | Dowlish Ford | 11 | National Grid Electricity Distribution (South West) Plc | Solar | Photovoltaic | No | data not available | data not available | 0.949 | Solar | Photovoltaic | No | data not available | data not available | 0.949 | data not applicable | data not applicable | data not applicable | data not available | data not available | data not applicable | data not available | Accepted to connect | data not applicable | data not applicable | data not applicable | data not applicable | data not applicable | data not applicable | 1.898 | 0.949 | 0.99895 | 0.05 | 0.05263 | 44705 | 2025-05-07 00:00:00 | data not available | data not available | data not available | data not available | data not available | data not available | 45750
data not applicable | [5 empty] | data not applicable | gooseberry hall solar limited | Gooseberry hall solar farm | Hareway Lane | data not available | Warwick | data not available | CV35 8DD | United Kingdom | 428973 | 260472 | Berkswell 132Kv S Stn | Warwick 33Kv S Stn | data not available | 33 | National Grid Electricity Distribution (East Midlands) Plc | Solar | Photovoltaic | No | data not available | data not available | 20 | data not applicable | data not applicable | data not applicable | data not available | data not available | data not applicable | data not applicable | data not applicable | data not applicable | data not available | data not available | data not applicable | data not available | Accepted to connect | data not applicable | data not applicable | data not applicable | data not applicable | data not applicable | data not applicable | 20 | 20 | 21.0526 | 0.15 | 0.15789 | 44733 | 2025-10-29 00:00:00 | data not available | data not available | data not available | data not available | data not available | data not available | 45750
data not applicable | [5 empty] | data not applicable | Infinis limited | Weldon | Kettering Road | data not available | Weldon | Northamptonshire | NN17 3RJ | United Kingdom | data not available | data not available | Grendon 132Kv S Stn | Corby 33Kv S Stn | data not available | 33 | National Grid Electricity Distribution (East Midlands) Plc | Solar | Photovoltaic | No | data not available | data not available | 20 | Stored Energy (all stored energy irrespective of the original energy source) | Storage - Electrochemical (Batteries) | No | data not available | data not available | 5 | data not applicable | data not applicable | data not applicable | data not available | data not available | data not applicable | data not available | Accepted to connect | data not applicable | data not applicable | data not applicable | data not applicable | data not applicable | data not applicable | 25 | 20 | 21.0526 | 5 | 5.2632 | 44792 | 2025-05-30 00:00:00 | data not available | data not available | data not available | data not available | data not available | data not available | 45750
data not applicable | [5 empty] | data not applicable | gpc 604 ltd | Lincoln solar | Station Road | Potterhanworth | Lincoln | data not available | LN4 1HY | United Kingdom | data not available | data not available | West Burton 132Kv S Stn | Lincoln Main No 1 33Kv S Stn | data not available | 33 | National Grid Electricity Distribution (East Midlands) Plc | Solar | Photovoltaic | No | data not available | data not available | 10 | data not applicable | data not applicable | data not applicable | data not available | data not available | data not applicable | data not applicable | data not applicable | data not applicable | data not available | data not available | data not applicable | data not available | Accepted to connect | data not applicable | data not applicable | data not applicable | data not applicable | data not applicable | data not applicable | 10 | 10 | 10.5263 | 0.25 | 0.26316 | 44783 | 2025-08-01 00:00:00 | data not available | data not available | data not available | data not available | data not available | data not available | 45750
data not applicable | [5 empty] | data not applicable | Grenergy renewables uk limited | Tithe farm solar farm | Nottingham Road | Barrow Upon Soar | Charnwood | Leicestershire | LE12 8JA | United Kingdom | 458324 | 318885 | Ratcliffe On Soar 132Kv S Stn | Loughborough 33Kv S Stn | data not available | 33 | National Grid Electricity Distribution (East Midlands) Plc | Solar | Photovoltaic | No | data not available | data not available | 9.99 | data not applicable | data not applicable | data not applicable | data not available | data not available | data not applicable | data not applicable | data not applicable | data not applicable | data not available | data not available | data not applicable | data not available | Accepted to connect | data not applicable | data not applicable | data not applicable | data not applicable | data not applicable | data not applicable | 9.99 | 9.99 | 10.5158 | 0.35 | 0.36842 | 44706 | 2025-08-13 00:00:00 | data not available | data not available | data not available | data not available | data not available | data not available | 45750
data not applicable | [5 empty] | data not applicable | Pathfinder clean energy (pace) ltd | Uks579 welton hill | Land South Of Water Lane | data not available | Bristol | Somerset | BS39 7SJ | United Kingdom | 365918 | 155424 | Seabank Sgp | Radstock Bsp 132Kv | data not available | 132 | National Grid Electricity Distribution (South West) Plc | Solar | Photovoltaic | No | data not available | data not available | 49.5 | Stored Energy (all stored energy irrespective of the original energy source) | Storage - Electrochemical (Batteries) | No | data not available | data not available | 49.5 | data not applicable | data not applicable | data not applicable | data not available | data not available | data not applicable | data not available | Accepted to connect | data not applicable | data not applicable | data not applicable | data not applicable | data not applicable | data not applicable | 99 | 49.5 | 52.1053 | 49.5 | 52.1053 | 44638 | 2026-04-30 00:00:00 | data not available | data not available | data not available | data not available | data not available | data not available | 45750
data not applicable | [5 empty] | data not applicable | Conrad energy | Keynsham pv plant | Land At Manor Farm | Keynsham | Bristol | data not available | BS31 2TF | United Kingdom | 366296 | 165232 | data not available | Radstock 33Kv | data not available | 33 | National Grid Electricity Distribution (South West) Plc | Solar | Photovoltaic | No | data not available | data not available | 17.16 | data not applicable | data not applicable | data not applicable | data not available | data not available | data not applicable | data not applicable | data not applicable | data not applicable | data not available | data not available | data not applicable | data not available | Accepted to connect | data not applicable | data not applicable | data not applicable | data not applicable | data not applicable | data not applicable | 17.16 | 17.16 | 18.0632 | 0.3 | 0.31579 | 44642 | 2028-01-01 00:00:00 | data not available | data not available | data not available | data not available | data not available | data not available | 45750
data not applicable | [5 empty] | data not applicable | Pace olive energy limited | Land east of, uks560 clapton | Langley | data not available | Somerset | data not available | BA3 4DX | United Kingdom | 364063 | 153927 | Seabank Sgp | Radstock Bsp 132Kv | data not available | 132 | National Grid Electricity Distribution (South West) Plc | Solar | Photovoltaic | No | data not available | data not available | 49.5 | Stored Energy (all stored energy irrespective of the original energy source) | Storage - Electrochemical (Batteries) | No | data not available | data not available | 49.5 | data not applicable | data not applicable | data not applicable | data not available | data not available | data not applicable | data not available | Accepted to connect | data not applicable | data not applicable | data not applicable | data not applicable | data not applicable | data not applicable | 99 | 49.5 | 52.1053 | 49.5 | 52.1053 | 44638 | 2026-06-05 00:00:00 | data not available | data not available | data not available | data not available | data not available | data not available | 45750
data not applicable | [5 empty] | data not applicable | fair park solar limited | Trendeal solar farm | data not available | data not available | Newquay | data not available | TR8 5AZ | United Kingdom | 185887 | 53418.5 | Indian Queens Sgp | data not available | data not available | 132 | National Grid Electricity Distribution (South West) Plc | Solar | Photovoltaic | No | data not available | data not available | 49.9 | data not applicable | data not applicable | data not applicable | data not available | data not available | data not applicable | data not applicable | data not applicable | data not applicable | data not available | data not available | data not applicable | data not available | Accepted to connect | data not applicable | data not applicable | data not applicable | data not applicable | data not applicable | data not applicable | 49.9 | 49.9 | 52.5263 | 0.75 | 0.78947 | 44785 | 2026-01-12 00:00:00 | data not available | data not available | data not available | data not available | data not available | data not available | 45750
data not applicable | [5 empty] | data not applicable | Anglian water services ltd | (ebet) sewage works | Boltons Lane | Ingoldmells | Skegness | Lincolnshire | PE25 1JJ | United Kingdom | 555914 | 367661 | Bicker Fen 132Kv S Stn | Skegness 33Kv S Stn | Ingoldmells 33 11Kv S Stn | 11 | National Grid Electricity Distribution (East Midlands) Plc | Solar | Photovoltaic | No | data not available | data not available | 7 | data not applicable | data not applicable | data not applicable | data not available | data not available | data not applicable | data not applicable | data not applicable | data not applicable | data not available | data not available | data not applicable | data not available | Accepted to connect | data not applicable | data not applicable | data not applicable | data not applicable | data not applicable | data not applicable | 7 | 7 | 7.3684 | data not available | 0 | 44705 | 2025-05-30 00:00:00 | data not available | data not available | data not available | data not available | data not available | data not available | 45750
data not applicable | [5 empty] | data not applicable | Res | Little leacroft farm | Stallington Road | Blythe Bridge | Stoke-on-trent | Staffordshire | ST11 9QH | United Kingdom | 395426 | 339452 | Cellarhead 132Kv | data not available | data not available | 33 | National Grid Electricity Distribution (West Midlands) Plc | Solar | Photovoltaic | No | data not available | data not available | 30 | data not applicable | data not applicable | data not applicable | data not available | data not available | data not applicable | data not applicable | data not applicable | data not applicable | data not available | data not available | data not applicable | data not available | Accepted to connect | data not applicable | data not applicable | data not applicable | data not applicable | data not applicable | data not applicable | 30 | 30 | 31.5789 | 0.1 | 0.10526 | 44810 | 2030-01-01 00:00:00 | data not available | data not available | data not available | data not available | data not available | data not available | 45750
data not applicable | [5 empty] | data not applicable | innova renewables limited | Aggregate industries | Stanton Lane | Ibstock | Coalville | data not available | LE67 1FF | United Kingdom | 444649 | 310324 | Enderby 132Kv S Stn | Coalville 33Kv S Stn | Bardon 33 11Kv S Stn | 11 | National Grid Electricity Distribution (East Midlands) Plc | Solar | Photovoltaic | No | data not available | data not available | 6 | data not applicable | data not applicable | data not applicable | data not available | data not available | data not applicable | data not applicable | data not applicable | data not applicable | data not available | data not available | data not applicable | data not available | Accepted to connect | data not applicable | data not applicable | data not applicable | data not applicable | data not applicable | data not applicable | 6 | 6 | 6.3158 | data not available | 0 | 44811 | 2025-10-22 00:00:00 | data not available | data not available | data not available | data not available | data not available | data not available | 45750
data not applicable | [5 empty] | data not applicable | Conrad energy (developments) ii limited | Tarmac whisby quarry, whisby floating solar | Eagle Road | data not available | Whisby | data not available | LN6 9BT | United Kingdom | 490267 | 367551 | West Burton 132Kv S Stn | Lincoln Main No 1 33Kv S Stn | North Hykeham 33 11Kv S Stn | 11 | National Grid Electricity Distribution (East Midlands) Plc | Solar | Photovoltaic | No | data not available | data not available | 7.6 | data not applicable | data not applicable | data not applicable | data not available | data not available | data not applicable | data not applicable | data not applicable | data not applicable | data not available | data not available | data not applicable | data not available | Accepted to connect | data not applicable | data not applicable | data not applicable | data not applicable | data not applicable | data not applicable | 7.6 | 7.6 | 8 | 0.3 | 0.31579 | 44813 | 2025-07-24 00:00:00 | data not available | data not available | data not available | data not available | data not available | data not available | 45750
data not applicable | [5 empty] | data not applicable | Conrad energy (developments) ii limited | Tarmac whisby quarry, whisby floating solar | Eagle Road | data not available | Whisby | data not available | LN6 9BT | United Kingdom | 490267 | 367551 | West Burton 132Kv S Stn | Lincoln Main No 1 33Kv S Stn | Doddington Park 33 11Kv S Stn | 11 | National Grid Electricity Distribution (East Midlands) Plc | Solar | Photovoltaic | No | data not available | data not available | 5 | data not applicable | data not applicable | data not applicable | data not available | data not available | data not applicable | data not applicable | data not applicable | data not applicable | data not available | data not available | data not applicable | data not available | Accepted to connect | data not applicable | data not applicable | data not applicable | data not applicable | data not applicable | data not applicable | 5 | 5 | 5.2632 | 0.3 | 0.31579 | 44785 | 2025-11-10 00:00:00 | data not available | data not available | data not available | data not available | data not available | data not available | 45750
data not applicable | [5 empty] | data not applicable | abei energy green i i limited | data not available | Podington Road | Wymington | Rushden | data not available | NN10 9LN | United Kingdom | 495394 | 264802 | Grendon 132Kv S Stn | data not available | data not available | 132 | National Grid Electricity Distribution (East Midlands) Plc | Solar | Photovoltaic | No | data not available | data not available | 80 | data not applicable | data not applicable | data not applicable | data not available | data not available | data not applicable | data not applicable | data not applicable | data not applicable | data not available | data not available | data not applicable | data not available | Accepted to connect | data not applicable | data not applicable | data not applicable | data not applicable | data not applicable | data not applicable | 80 | 80 | 84.2105 | data not available | 0 | 44777 | 2026-03-02 00:00:00 | data not available | data not available | data not available | data not available | data not available | data not available | 45750
data not applicable | [5 empty] | data not applicable | Greentech projects holding uk limited | Lutterworth solar farm | Lutterworth | data not available | Glebe | data not available | LE17 4HN | United Kingdom | 454738 | 283651 | Coventry 132Kv S Stn | data not available | data not available | 33 | National Grid Electricity Distribution (East Midlands) Plc | Solar | Photovoltaic | No | data not available | data not available | 26 | data not applicable | data not applicable | data not applicable | data not available | data not available | data not applicable | data not applicable | data not applicable | data not applicable | data not available | data not available | data not applicable | data not available | Accepted to connect | data not applicable | data not applicable | data not applicable | data not applicable | data not applicable | data not applicable | 26 | 26 | 27.3684 | 0.8 | 0.84211 | 44818 | 2026-01-13 00:00:00 | data not available | data not available | data not available | data not available | data not available | data not available | 45750
data not applicable | [5 empty] | data not applicable | Padero solar ltd | Land adj brookthorpe court | Stroud Road | = | Gloucester | data not available | GL4 OUT | United Kingdom | data not available | data not available | Port Ham 132Kv S Stn | Castle Meads 33Kv S Stn | Tuffley 33 11Kv S Stn | 11 | National Grid Electricity Distribution (West Midlands) Plc | Solar | Photovoltaic | No | data not available | data not available | 8 | data not applicable | data not applicable | data not applicable | data not available | data not available | data not applicable | data not applicable | data not applicable | data not applicable | data not available | data not available | data not applicable | data not available | Accepted to connect | data not applicable | data not applicable | data not applicable | data not applicable | data not applicable | data not applicable | 8 | 8 | 8.421 | 0.055 | 0.05789 | 44670 | 2025-10-01 00:00:00 | data not available | data not available | data not available | data not available | data not available | data not available | 45750
data not applicable | [5 empty] | data not applicable | jbm solar projects 39 ltd | Potters hill | Asfordby | Melton Mowbray | Melton | Leicestershire | LE14 3JP | United Kingdom | 473240 | 320794 | Grendon 132Kv S Stn | Melton Mowbray 33Kv S Stn | Holwell 33 11Kv S Stn | 33 | National Grid Electricity Distribution (East Midlands) Plc | Solar | Photovoltaic | No | data not available | data not available | 20 | data not applicable | data not applicable | data not applicable | data not available | data not available | data not applicable | data not applicable | data not applicable | data not applicable | data not available | data not available | data not applicable | data not available | Accepted to connect | data not applicable | data not applicable | data not applicable | data not applicable | data not applicable | data not applicable | 20 | 20 | 21.0526 | 0.1 | 0.10526 | 44781 | 2026-03-02 00:00:00 | data not available | data not available | data not available | data not available | data not available | data not available | 45750
data not applicable | [5 empty] | data not applicable | hollyhurst farm limited | Hollyhurst farm | Coventry Road | data not available | Bulkington | data not available | CV2 1NU | United Kingdom | 437590 | 285392 | Coventry 132Kv S Stn | Coventry North 33Kv S Stn | data not available | 33 | National Grid Electricity Distribution (East Midlands) Plc | Solar | Photovoltaic | No | data not available | data not available | 25 | data not applicable | data not applicable | data not applicable | data not available | data not available | data not applicable | data not applicable | data not applicable | data not applicable | data not available | data not available | data not applicable | data not available | Accepted to connect | data not applicable | data not applicable | data not applicable | data not applicable | data not applicable | data not applicable | 25 | 25 | 26.3158 | 0.09 | 0.09474 | 44813 | 2026-01-07 00:00:00 | data not available | data not available | data not available | data not available | data not available | data not available | 45750
data not applicable | [5 empty] | data not applicable | re projects development limited | Land at sintons end farm | - | Acton | Beauchamp | Worcester | WR6 5AE | United Kingdom | 369192 | 249462 | Bishops Wood 132Kv S Stn | data not available | data not available | 66 | National Grid Electricity Distribution (West Midlands) Plc | Solar | Photovoltaic | No | data not available | data not available | 20 | data not applicable | data not applicable | data not applicable | data not available | data not available | data not applicable | data not applicable | data not applicable | data not applicable | data not available | data not available | data not applicable | data not available | Accepted to connect | data not applicable | data not applicable | data not applicable | data not applicable | data not applicable | data not applicable | 20 | 20 | 21.0526 | 1 | 1.0526 | 44790 | 2025-10-14 00:00:00 | data not available | data not available | data not available | data not available | data not available | data not available | 45750
data not applicable | [5 empty] | data not applicable | jbm solar projects 40 ltd | J162 waterleys farm | Greendale Farm | Whissendine | Rutland | data not available | LE15 7LB | United Kingdom | 481692 | 313290 | Grendon 132Kv S Stn | data not available | data not available | 132 | National Grid Electricity Distribution (East Midlands) Plc | Solar | Photovoltaic | No | data not available | data not available | 49.9 | data not applicable | data not applicable | data not applicable | data not available | data not available | data not applicable | data not applicable | data not applicable | data not applicable | data not available | data not available | data not applicable | data not available | Accepted to connect | data not applicable | data not applicable | data not applicable | data not applicable | data not applicable | data not applicable | 49.9 | 49.9 | 52.5263 | 0.25 | 0.26316 | 44757 | 2026-03-02 00:00:00 | data not available | data not available | data not available | data not available | data not available | data not available | 45750
data not applicable | [5 empty] | data not applicable | Mercer farming | Blakenhall park solar pv, import mpan | Green Lane | Barton Under Needwood | Burton on trent | Staffordshire | DE13 8AJ | United Kingdom | 417837 | 317303 | Drakelow 132Kv | Burton South 33Kv S Stn | Barton Under Needwood 33 11Kv S Stn | 11 | National Grid Electricity Distribution (East Midlands) Plc | Solar | Photovoltaic | No | data not available | data not available | 2 | data not applicable | data not applicable | data not applicable | data not available | data not available | data not applicable | data not applicable | data not applicable | data not applicable | data not available | data not available | data not applicable | data not available | Accepted to connect | data not applicable | data not applicable | data not applicable | data not applicable | data not applicable | data not applicable | 2 | 2 | 2.1053 | 0.75 | 0.78947 | 44720 | 2025-12-08 00:00:00 | data not available | data not available | data not available | data not available | data not available | data not available | 45750
data not applicable | [5 empty] | data not applicable | re projects development limited | Soars lodge farm | Foston Lane | Countesthorpe | Leicester | data not available | LE8 5WP | United Kingdom | 460398 | 294967 | Enderby 132Kv S Stn | data not available | data not available | 132 | National Grid Electricity Distribution (East Midlands) Plc | Solar | Photovoltaic | No | data not available | data not available | 49.9 | data not applicable | data not applicable | data not applicable | data not available | data not available | data not applicable | data not applicable | data not applicable | data not applicable | data not available | data not available | data not applicable | data not available | Accepted to connect | data not applicable | data not applicable | data not applicable | data not applicable | data not applicable | data not applicable | 49.9 | 49.9 | 52.5263 | 1 | 1.0526 | 44678 | 2025-11-11 00:00:00 | data not available | data not available | data not available | data not available | data not available | data not available | 45750
data not applicable | [5 empty] | data not applicable | Igp international prospecting limited | Pasture farm, pasture farm solar plant | Ermine Street | Welby | Grantham | Lincolnshire | NG32 3LU | United Kingdom | 497819 | 339790 | Bicker Fen 132Kv S Stn | Grantham 33Kv S Stn | data not available | 33 | National Grid Electricity Distribution (East Midlands) Plc | Solar | Photovoltaic | No | data not available | data not available | 45 | data not applicable | data not applicable | data not applicable | data not available | data not available | data not applicable | data not applicable | data not applicable | data not applicable | data not available | data not available | data not applicable | data not available | Accepted to connect | data not applicable | data not applicable | data not applicable | data not applicable | data not applicable | data not applicable | 45 | 45 | 47.3684 | 0.2 | 0.21053 | 44772 | 2032-12-31 00:00:00 | data not available | data not available | data not available | data not available | data not available | data not available | 45750
data not applicable | [5 empty] | data not applicable | Armitage 18 solar limited | Ref 34322-2 | Land At Fillongley Pv | data not available | Coventry | data not available | CV7 8DW | United Kingdom | 426632 | 285694 | Coventry 132Kv S Stn | Nuneaton 33Kv S Stn | data not available | 33 | National Grid Electricity Distribution (East Midlands) Plc | Solar | Photovoltaic | No | data not available | data not available | 40 | data not applicable | data not applicable | data not applicable | data not available | data not available | data not applicable | data not applicable | data not applicable | data not applicable | data not available | data not available | data not applicable | data not available | Accepted to connect | data not applicable | data not applicable | data not applicable | data not applicable | data not applicable | data not applicable | 40 | 40 | 42.1053 | 0.1 | 0.10526 | 44777 | 2025-12-01 00:00:00 | data not available | data not available | data not available | data not available | data not available | data not available | 45750
data not applicable | [5 empty] | data not applicable | Anesco limited | Land at grafton solar farm | Sudburough Road | data not available | Sudburough brigstock | Northamptonshire | NN14 3BS | United Kingdom | 495512 | 283248 | Grendon 132Kv S Stn | data not available | data not available | 132 | National Grid Electricity Distribution (East Midlands) Plc | Solar | Photovoltaic | No | data not available | data not available | 39.3 | data not applicable | data not applicable | data not applicable | data not available | data not available | data not applicable | data not applicable | data not applicable | data not applicable | data not available | data not available | data not applicable | data not available | Accepted to connect | data not applicable | data not applicable | data not applicable | data not applicable | data not applicable | data not applicable | 39.3 | 39.3 | 41.3684 | 0.15 | 0.15789 | 44777 | 2026-03-02 00:00:00 | data not available | data not available | data not available | data not available | data not available | data not available | 45750
data not applicable | [5 empty] | data not applicable | somerset council | data not available | data not available | data not available | Bridgwater | data not available | TA6 3JS | United Kingdom | 330276 | 138579 | Bridgwater Sgp | Bridgwater Grid Bsp | Bath Road Primary | 11 | National Grid Electricity Distribution (South West) Plc | Solar | Photovoltaic | No | data not available | data not available | 2.7 | data not applicable | data not applicable | data not applicable | data not available | data not available | data not applicable | data not applicable | data not applicable | data not applicable | data not available | data not available | data not applicable | data not available | Accepted to connect | data not applicable | data not applicable | data not applicable | data not applicable | data not applicable | data not applicable | 2.7 | 2.7 | 2.8421 | 0.2 | 0.21053 | 44771 | 2025-08-01 00:00:00 | data not available | data not available | data not available | data not available | data not available | data not available | 45750
data not applicable | [5 empty] | data not applicable | Ikaros solar | Clarkes lodge | Kislingbury Road | data not available | Bugbrooke | data not available | NN7 3SB | United Kingdom | data not available | data not available | Grendon 132Kv S Stn | Northampton West 33Kv S Stn | Bugbrooke 33 11Kv S Stn | 33 | National Grid Electricity Distribution (East Midlands) Plc | Solar | Photovoltaic | No | data not available | data not available | 10 | data not applicable | data not applicable | data not applicable | data not available | data not available | data not applicable | data not applicable | data not applicable | data not applicable | data not available | data not available | data not applicable | data not available | Accepted to connect | data not applicable | data not applicable | data not applicable | data not applicable | data not applicable | data not applicable | 10 | 10 | 10.5263 | 0.2 | 0.21053 | 44848 | 2026-03-02 00:00:00 | data not available | data not available | data not available | data not available | data not available | data not available | 45750
data not applicable | [5 empty] | data not applicable | Grid energizer ltd | Fox hill , normanton lane | Stamford Road | Normanton On Soar | Rushcliffe | data not available | LE12 5ER | United Kingdom | 452709 | 322702 | Ratcliffe On Soar 132Kv S Stn | Loughborough 33Kv S Stn | data not available | 33 | National Grid Electricity Distribution (East Midlands) Plc | Solar | Photovoltaic | No | data not available | data not available | 25.15 | data not applicable | data not applicable | data not applicable | data not available | data not available | data not applicable | data not applicable | data not applicable | data not applicable | data not available | data not available | data not applicable | data not available | Accepted to connect | data not applicable | data not applicable | data not applicable | data not applicable | data not applicable | data not applicable | 25.15 | 25.15 | 26.4737 | 0.49 | 0.51579 | 44789 | 2026-01-29 00:00:00 | data not available | data not available | data not available | data not available | data not available | data not available | 45750
data not applicable | [5 empty] | data not applicable | Renishaw plc | data not available | New Mills | data not available | Wotton-under-edge | data not available | GL12 8JR | United Kingdom | data not available | data not available | Iron Acton 132Kv S Stn | Ryeford 132Kv S Stn | Hammerley Down 33 11Kv S Stn | 11 | National Grid Electricity Distribution (West Midlands) Plc | Solar | Photovoltaic | No | data not available | data not available | 1.882 | data not applicable | data not applicable | data not applicable | data not available | data not available | data not applicable | data not applicable | data not applicable | data not applicable | data not available | data not available | data not applicable | data not available | Accepted to connect | data not applicable | data not applicable | data not applicable | data not applicable | data not applicable | data not applicable | 1.882 | 1.882 | 1.981 | 3 | 3.1579 | 44764 | 2025-07-01 00:00:00 | data not available | data not available | data not available | data not available | data not available | data not available | 45750
data not applicable | [5 empty] | data not applicable | Cabot park solar ltd | Site at | Lawrence Weston Road | data not available | Bristol | data not available | data not available | United Kingdom | data not available | data not available | Seabank Sgp | Avonmouth Bsp | Avonmouth | 0.4 | National Grid Electricity Distribution (South West) Plc | Solar | Photovoltaic | No | data not available | data not available | 3 | Stored Energy (all stored energy irrespective of the original energy source) | Storage - Electrochemical (Batteries) | No | data not available | data not available | 0.5 | data not applicable | data not applicable | data not applicable | data not available | data not available | data not applicable | data not available | Accepted to connect | data not applicable | data not applicable | data not applicable | data not applicable | data not applicable | data not applicable | 3.5 | 3.5 | 3.6842 | 0.5 | 0.52632 | 44677 | 2025-05-28 00:00:00 | data not available | data not available | data not available | data not available | data not available | data not available | 45750
data not applicable | [5 empty] | data not applicable | Fields form solar ltd | Fields farm | data not available | Atherstone | West mdlands | data not available | data not available | United Kingdom | data not available | data not available | Lea Marston 132Kv S Stn | Tamworth 33Kv S Stn | Wood End 33 11Kv S Stn | 11 | National Grid Electricity Distribution (East Midlands) Plc | Solar | Photovoltaic | No | data not available | data not available | 5 | data not applicable | data not applicable | data not applicable | data not available | data not available | data not applicable | data not applicable | data not applicable | data not applicable | data not available | data not available | data not applicable | data not available | Accepted to connect | data not applicable | data not applicable | data not applicable | data not applicable | data not applicable | data not applicable | 5 | 5 | 5.2632 | data not available | 0 | 44809 | 2026-01-26 00:00:00 | data not available | data not available | data not available | data not available | data not available | data not available | 45750
data not applicable | [5 empty] | data not applicable | axiom developments ltd | Raf scampton solar | Scampton | data not available | Lincoln | data not available | LN1 2FX | United Kingdom | data not available | data not available | West Burton 132Kv S Stn | data not available | data not available | 132 | National Grid Electricity Distribution (East Midlands) Plc | Solar | Photovoltaic | No | data not available | data not available | 100 | data not applicable | data not applicable | data not applicable | data not available | data not available | data not applicable | data not applicable | data not applicable | data not applicable | data not available | data not available | data not applicable | data not available | Accepted to connect | data not applicable | data not applicable | data not applicable | data not applicable | data not applicable | data not applicable | 100 | 100 | 105.2632 | data not available | 0 | 44802 | 2026-06-29 00:00:00 | data not available | data not available | data not available | data not available | data not available | data not available | 45750
data not applicable | [5 empty] | data not applicable | welland bio power ltd | Pebble hall farm | data not available | Theddington | Lutterworth | data not available | LE17 6NJ | United Kingdom | 465965 | 285229 | Grendon 132Kv S Stn | Kibworth 33Kv S Stn | data not available | 33 | National Grid Electricity Distribution (East Midlands) Plc | Solar | Photovoltaic | No | data not available | data not available | 12.8 | data not applicable | data not applicable | data not applicable | data not available | data not available | data not applicable | data not applicable | data not applicable | data not applicable | data not available | data not available | data not applicable | data not available | Accepted to connect | data not applicable | data not applicable | data not applicable | data not applicable | data not applicable | data not applicable | 12.8 | 12.8 | 13.4737 | data not available | 0 | 44868 | 2025-11-30 00:00:00 | data not available | data not available | data not available | data not available | data not available | data not available | 45750
data not applicable | [5 empty] | data not applicable | pace maia energy limited | data not available | Land North Of Spinney Rd | data not available | data not available | Leicestershire | LE18 3TJ | United Kingdom | 461846 | 295555 | Enderby 132Kv S Stn | data not available | data not available | 33 | National Grid Electricity Distribution (East Midlands) Plc | Solar | Photovoltaic | No | data not available | data not available | 20 | Stored Energy (all stored energy irrespective of the original energy source) | Storage - Electrochemical (Batteries) | No | data not available | data not available | 10 | data not applicable | data not applicable | data not applicable | data not available | data not available | data not applicable | data not available | Accepted to connect | data not applicable | data not applicable | data not applicable | data not applicable | data not applicable | data not applicable | 30 | 20 | 21.0526 | 10 | 10.5263 | 44848 | 2026-02-11 00:00:00 | data not available | data not available | data not available | data not available | data not available | data not available | 45750
data not applicable | [5 empty] | data not applicable | Infinis solar limited | Infinis (bretby landfill site | Main Street | Newhall | Swadlincote | Derbyshire | DE11 0TI | United Kingdom | data not available | data not available | Drakelow 132Kv | Burton 33Kv | Bretby 33 11Kv S Stn | 11 | National Grid Electricity Distribution (East Midlands) Plc | Solar | Photovoltaic | No | data not available | data not available | 4.5 | data not applicable | data not applicable | data not applicable | data not available | data not available | data not applicable | data not applicable | data not applicable | data not applicable | data not available | data not available | data not applicable | data not available | Accepted to connect | data not applicable | data not applicable | data not applicable | data not applicable | data not applicable | data not applicable | 4.5 | 4.5 | 4.7368 | 0.15 | 0.15789 | 44816 | 2025-05-16 00:00:00 | data not available | data not available | data not available | data not available | data not available | data not available | 45750
data not applicable | [5 empty] | data not applicable | pace quantum energy limited | Land east of, ukx433 forest | Forest Road | data not available | Leicestershire | data not available | LE9 4LE | United Kingdom | 448377 | 294309 | Enderby 132Kv S Stn | data not available | data not available | 132 | National Grid Electricity Distribution (East Midlands) Plc | Solar | Photovoltaic | No | data not available | data not available | 49.5 | data not applicable | data not applicable | data not applicable | data not available | data not available | data not applicable | data not applicable | data not applicable | data not applicable | data not available | data not available | data not applicable | data not available | Accepted to connect | data not applicable | data not applicable | data not applicable | data not applicable | data not applicable | data not applicable | 49.5 | 49.5 | 52.1053 | 0.5 | 0.52632 | 44854 | 2026-02-25 00:00:00 | data not available | data not available | data not available | data not available | data not available | data not available | 45750
data not applicable | [5 empty] | data not applicable | Sandbay solar limited | Sandbay solar | data not available | data not available | Weston super mare | data not available | BS22 9YT | United Kingdom | 334312 | 164154 | Sandford 132Kv Sgp | Weston Bsp 132Kv | data not available | 33 | National Grid Electricity Distribution (South West) Plc | Solar | Photovoltaic | No | data not available | data not available | 3.515 | data not applicable | data not applicable | data not applicable | data not available | data not available | data not applicable | data not applicable | data not applicable | data not applicable | data not available | data not available | data not applicable | data not available | Accepted to connect | data not applicable | data not applicable | data not applicable | data not applicable | data not applicable | data not applicable | 3.515 | 3.515 | 3.7 | data not available | 0 | 44797 | 2025-12-23 00:00:00 | data not available | data not available | data not available | data not available | data not available | data not available | 45750
data not applicable | [5 empty] | data not applicable | Renewable energy systems ltd | Swithland hall | Swithland | data not available | Leicestershire | data not available | LE12 8TD | United Kingdom | 455238 | 311968 | Enderby 132Kv S Stn | Leicester North 33Kv S Stn | data not available | 33 | National Grid Electricity Distribution (East Midlands) Plc | Solar | Photovoltaic | No | data not available | data not available | 20 | data not applicable | data not applicable | data not applicable | data not available | data not available | data not applicable | data not applicable | data not applicable | data not applicable | data not available | data not available | data not applicable | data not available | Accepted to connect | data not applicable | data not applicable | data not applicable | data not applicable | data not applicable | data not applicable | 20 | 20 | 21.0526 | 0.1 | 0.10526 | 44855 | 2026-06-02 00:00:00 | data not available | data not available | data not available | data not available | data not available | data not available | 45750
data not applicable | [5 empty] | data not applicable | ingarsby 2 solar farm | Ingarsby 2 | Land Off Ingarsby Lane | Houghton On The Hill | Leicestershire | data not available | LE7 9JL | United Kingdom | 469150 | 305834 | Enderby 132Kv S Stn | data not available | data not available | 33 | National Grid Electricity Distribution (East Midlands) Plc | Solar | Photovoltaic | No | data not available | data not available | 17 | data not applicable | data not applicable | data not applicable | data not available | data not available | data not applicable | data not applicable | data not applicable | data not applicable | data not available | data not available | data not applicable | data not available | Accepted to connect | data not applicable | data not applicable | data not applicable | data not applicable | data not applicable | data not applicable | 17 | 17 | 17.8947 | 0.1 | 0.10526 | 44910 | 2025-07-23 00:00:00 | data not available | data not available | data not available | data not available | data not available | data not available | 45750
data not applicable | [5 empty] | data not applicable | Torbay council | Land at nightingale park | Barton Hill Way | data not available | Torquay | data not available | TQ2 8JG | United Kingdom | 290635 | 66319.3333 | Abham Sgp | Torquay Bsp | Lawes Bridge | 11 | National Grid Electricity Distribution (South West) Plc | Solar | Photovoltaic | No | data not available | data not available | 3.2 | data not applicable | data not applicable | data not applicable | data not available | data not available | data not applicable | data not applicable | data not applicable | data not applicable | data not available | data not available | data not applicable | data not available | Accepted to connect | data not applicable | data not applicable | data not applicable | data not applicable | data not applicable | data not applicable | 3.2 | 0.999 | 1.0516 | 3 | 3.1579 | 44852 | 2025-12-01 00:00:00 | data not available | data not available | data not available | data not available | data not available | data not available | 45750
data not applicable | [5 empty] | data not applicable | cherwell valley silos ltd | Cherwell valley silos | data not available | Twyford | Banbury | data not available | OX17 3AA | United Kingdom | 448693 | 237481 | East Claydon 132Kv S Stn | Banbury 132Kv S Stn | Banbury 132/11Kv | 11 | National Grid Electricity Distribution (West Midlands) Plc | Solar | Photovoltaic | No | data not available | data not available | 2 | data not applicable | data not applicable | data not applicable | data not available | data not available | data not applicable | data not applicable | data not applicable | data not applicable | data not available | data not available | data not applicable | data not available | Accepted to connect | data not applicable | data not applicable | data not applicable | data not applicable | data not applicable | data not applicable | 2 | 2 | 2.1053 | 0.7 | 0.73684 | 44790 | 2025-04-15 00:00:00 | data not available | data not available | data not available | data not available | data not available | data not available | 45750
data not applicable | [5 empty] | data not applicable | pace pickle energy limited | Land east of * | Ashwood Lower Lane | data not available | Staffordshire | data not available | DY7 5AR | United Kingdom | 386861 | 287110 | Penn 132Kv S Stn | data not available | data not available | 132 | National Grid Electricity Distribution (West Midlands) Plc | Solar | Photovoltaic | No | data not available | data not available | 49.5 | data not applicable | data not applicable | data not applicable | data not available | data not available | data not applicable | data not applicable | data not applicable | data not applicable | data not available | data not available | data not applicable | data not available | Accepted to connect | data not applicable | data not applicable | data not applicable | data not applicable | data not applicable | data not applicable | 49.5 | 49.5 | 52.1053 | 49.5 | 52.1053 | 44887 | 2025-09-04 00:00:00 | data not available | data not available | data not available | data not available | data not available | data not available | 45750
data not applicable | [5 empty] | data not applicable | Grid energizer ltd | data not available | Onley Lane (Nearm45) | Barby Kilsby | West northamptonshire | East Midlands | CV23 8UP | United Kingdom | 456074 | 270477 | Coventry 132Kv S Stn | Daventry 33Kv S Stn | data not available | 33 | National Grid Electricity Distribution (East Midlands) Plc | Solar | Photovoltaic | No | data not available | data not available | 18 | data not applicable | data not applicable | data not applicable | data not available | data not available | data not applicable | data not applicable | data not applicable | data not applicable | data not available | data not available | data not applicable | data not available | Accepted to connect | data not applicable | data not applicable | data not applicable | data not applicable | data not applicable | data not applicable | 18 | 18 | 18.9474 | 0.1 | 0.10526 | 44855 | 2026-02-17 00:00:00 | data not available | data not available | data not available | data not available | data not available | data not available | 45750
data not applicable | [5 empty] | data not applicable | Intelligent alternatives limited | Aller court | Church Path | Aller | Langport | Somerset | TA10 0QR | United Kingdom | 339365 | 128943 | Bridgwater Sgp | Bridgwater Grid Bsp | data not available | 33 | National Grid Electricity Distribution (South West) Plc | Solar | Photovoltaic | No | data not available | data not available | 5 | Stored Energy (all stored energy irrespective of the original energy source) | Storage - Electrochemical (Batteries) | No | data not available | data not available | 5 | data not applicable | data not applicable | data not applicable | data not available | data not available | data not applicable | data not available | Accepted to connect | data not applicable | data not applicable | data not applicable | data not applicable | data not applicable | data not applicable | 10 | 5 | 5.2632 | 5 | 5.2632 | 44762 | 2026-05-14 00:00:00 | data not available | data not available | data not available | data not available | data not available | data not available | 45750
data not applicable | [5 empty] | data not applicable | starlight energy uk limited | Mount pleasant farm, , land east of derby road | Derby Road | Denby | Ripley | Derbyshire | DE5 8NN | United Kingdom | 439775 | 347903 | Willington 132Kv S Stn | data not available | data not available | 132 | National Grid Electricity Distribution (East Midlands) Plc | Solar | Photovoltaic | No | data not available | data not available | 40 | Stored Energy (all stored energy irrespective of the original energy source) | Storage - Electrochemical (Batteries) | No | data not available | data not available | 40 | data not applicable | data not applicable | data not applicable | data not available | data not available | data not applicable | data not available | Accepted to connect | data not applicable | data not applicable | data not applicable | data not applicable | data not applicable | data not applicable | 80 | 40 | 42.1053 | 40 | 42.1053 | 44839 | 2026-05-13 00:00:00 | data not available | data not available | data not available | data not available | data not available | data not available | 45750
data not applicable | [5 empty] | data not applicable | starlight energy uk limited | Kidsley park farm, land near | Heanor Road | data not available | Smalley | Ilkeston | DE7 6DX | United Kingdom | 441660 | 345855 | Willington 132Kv S Stn | data not available | data not available | 132 | National Grid Electricity Distribution (East Midlands) Plc | Solar | Photovoltaic | No | data not available | data not available | 40 | Stored Energy (all stored energy irrespective of the original energy source) | Storage - Electrochemical (Batteries) | No | data not available | data not available | 40 | data not applicable | data not applicable | data not applicable | data not available | data not available | data not applicable | data not available | Accepted to connect | data not applicable | data not applicable | data not applicable | data not applicable | data not applicable | data not applicable | 80 | 40 | 42.1053 | 40 | 42.1053 | 44889 | 2026-04-22 00:00:00 | data not available | data not available | data not available | data not available | data not available | data not available | 45750
data not applicable | [5 empty] | data not applicable | scottishpower renewables (uk) limited | Site at | Brigstock | East Northamptonshire | Northamptonshire | data not available | data not available | United Kingdom | data not available | data not available | data not available | data not available | data not available | 132 | National Grid Electricity Distribution (East Midlands) Plc | Solar | Photovoltaic | No | data not available | data not available | 49.9 | data not applicable | data not applicable | data not applicable | data not available | data not available | data not applicable | data not applicable | data not applicable | data not applicable | data not available | data not available | data not applicable | data not available | Accepted to connect | data not applicable | data not applicable | data not applicable | data not applicable | data not applicable | data not applicable | 49.9 | 49.9 | 52.5263 | 0.352 | 0.37053 | 44917 | 2026-05-30 00:00:00 | data not available | data not available | data not available | data not available | data not available | data not available | 45750
data not applicable | [5 empty] | data not applicable | Pathfinder clean energy | Stockland | data not available | St Brides-Super-Ely | Cardiff | data not available | CF5 6EZ | United Kingdom | data not available | data not available | Cardiff East Grid | data not available | data not available | 132 | National Grid Electricity Distribution (South Wales) Plc | Solar | Photovoltaic | No | data not available | data not available | 49.8 | Stored Energy (all stored energy irrespective of the original energy source) | Storage - Electrochemical (Batteries) | No | data not available | data not available | 30 | data not applicable | data not applicable | data not applicable | data not available | data not available | data not applicable | data not available | Accepted to connect | data not applicable | data not applicable | data not applicable | data not applicable | data not applicable | data not applicable | 79.8 | 49.8 | 52.4211 | 30 | 31.5789 | 44862 | 2026-03-30 00:00:00 | data not available | data not available | data not available | data not available | data not available | data not available | 45750
data not applicable | [5 empty] | data not applicable | eeb28 ltd | Boughton estate | Grafton Underwood | data not available | Kettering | data not available | NN14 3NB | United Kingdom | 493785 | 282873 | data not available | data not available | data not available | 132 | National Grid Electricity Distribution (East Midlands) Plc | Solar | Photovoltaic | No | data not available | data not available | 49.9 | data not applicable | data not applicable | data not applicable | data not available | data not available | data not applicable | data not applicable | data not applicable | data not applicable | data not available | data not available | data not applicable | data not available | Accepted to connect | data not applicable | data not applicable | data not applicable | data not applicable | data not applicable | data not applicable | 49.9 | 49.9 | 52.5263 | 0.09 | 0.09474 | 44917 | 2025-11-30 00:00:00 | data not available | data not available | data not available | data not available | data not available | data not available | 45750
data not applicable | [5 empty] | data not applicable | Greentech projects holding uk limited | Foxhill farm | Foxhill Road | West Haddon | Northampton | data not available | NN6 7BG | United Kingdom | 462918 | 270106 | Coventry 132Kv S Stn | Daventry 33Kv S Stn | data not available | 33 | National Grid Electricity Distribution (East Midlands) Plc | Solar | Photovoltaic | No | data not available | data not available | 17 | data not applicable | data not applicable | data not applicable | data not available | data not available | data not applicable | data not applicable | data not applicable | data not applicable | data not available | data not available | data not applicable | data not available | Accepted to connect | data not applicable | data not applicable | data not applicable | data not applicable | data not applicable | data not applicable | 17 | 17 | 17.8947 | 0.8 | 0.84211 | 44851 | 2026-02-25 00:00:00 | data not available | data not available | data not available | data not available | data not available | data not available | 45750
data not applicable | [5 empty] | data not applicable | jbm solar projects 38 ltd | Stoke bardolph | Stragglethorpe Road | Cotgrave | Rushcliffe | data not available | NG12 2JW | United Kingdom | 466028 | 336876 | Ratcliffe On Soar 132Kv S Stn | Nottingham 33Kv S Stn | data not available | 33 | National Grid Electricity Distribution (East Midlands) Plc | Solar | Photovoltaic | No | data not available | data not available | 20 | data not applicable | data not applicable | data not applicable | data not available | data not available | data not applicable | data not applicable | data not applicable | data not applicable | data not available | data not available | data not applicable | data not available | Accepted to connect | data not applicable | data not applicable | data not applicable | data not applicable | data not applicable | data not applicable | 20 | 20 | 21.0526 | 7 | 7.3684 | 44803 | 2026-01-12 00:00:00 | data not available | data not available | data not available | data not available | data not available | data not available | 45750
data not applicable | [5 empty] | data not applicable | coventry city council | Lentons lane solar farm | Lentons Lane | data not available | Coventry | data not available | CV2 1AA | United Kingdom | 437446 | 283594 | Coventry 132Kv S Stn | Coventry North 33Kv S Stn | data not available | 33 | National Grid Electricity Distribution (East Midlands) Plc | Solar | Photovoltaic | No | data not available | data not available | 30 | data not applicable | data not applicable | data not applicable | data not available | data not available | data not applicable | data not applicable | data not applicable | data not applicable | data not available | data not available | data not applicable | data not available | Accepted to connect | data not applicable | data not applicable | data not applicable | data not applicable | data not applicable | data not applicable | 30 | 30 | 31.5789 | 0.3 | 0.31579 | 44984 | 2026-02-04 00:00:00 | data not available | data not available | data not available | data not available | data not available | data not available | 45750
data not applicable | [5 empty] | data not applicable | Renewable energy systems limited | Swithland 2 solar farm | Swithland Hall | data not available | Leicestershire | data not available | LE12 8TD | United Kingdom | 455238 | 311968 | Enderby 132Kv S Stn | Leicester North 33Kv S Stn | data not available | 33 | National Grid Electricity Distribution (East Midlands) Plc | Solar | Photovoltaic | No | data not available | data not available | 20 | data not applicable | data not applicable | data not applicable | data not available | data not available | data not applicable | data not applicable | data not applicable | data not applicable | data not available | data not available | data not applicable | data not available | Accepted to connect | data not applicable | data not applicable | data not applicable | data not applicable | data not applicable | data not applicable | 20 | 20 | 21.0526 | 0.1 | 0.10526 | 44887 | 2026-03-23 00:00:00 | data not available | data not available | data not available | data not available | data not available | data not available | 45750
data not applicable | [5 empty] | data not applicable | Alt-solar | Top farm hv | Market Rasen | data not available | Stainfield | data not available | LN8 5JL | United Kingdom | data not available | data not available | West Burton 132Kv S Stn | Lincoln Main No 1 33Kv S Stn | Fiskerton 33 11Kv S Stn | 11 | National Grid Electricity Distribution (East Midlands) Plc | Solar | Photovoltaic | No | data not available | data not available | 1 | data not applicable | data not applicable | data not applicable | data not available | data not available | data not applicable | data not applicable | data not applicable | data not applicable | data not available | data not available | data not applicable | data not available | Accepted to connect | data not applicable | data not applicable | data not applicable | data not applicable | data not applicable | data not applicable | 1 | 1 | 1.0526 | data not available | 0 | 44903 | 2025-04-30 00:00:00 | data not available | data not available | data not available | data not available | data not available | data not available | 45750
data not applicable | [5 empty] | data not applicable | parabel orchard limited | New orchard farm | Puxton Lane | Hewish | Weston-super-mare | data not available | BS24 6TA | United Kingdom | 340744 | 163981 | Sandford 132Kv Sgp | Churchill Bsp 132Kv | data not available | 33 | National Grid Electricity Distribution (South West) Plc | Solar | Photovoltaic | No | data not available | data not available | 10 | data not applicable | data not applicable | data not applicable | data not available | data not available | data not applicable | data not applicable | data not applicable | data not applicable | data not available | data not available | data not applicable | data not available | Accepted to connect | data not applicable | data not applicable | data not applicable | data not applicable | data not applicable | data not applicable | 10 | 10 | 10.5263 | 0.25 | 0.26316 | 44803 | 2025-12-22 00:00:00 | data not available | data not available | data not available | data not available | data not available | data not available | 45750
data not applicable | [5 empty] | data not applicable | parabel mendip limited | Ashlawn farm | Rooksbridge | data not available | Axbridge | Somerset | BS26 2TS | United Kingdom | 336583 | 152231 | Sandford 132Kv Sgp | Churchill Bsp 132Kv | Axbridge | 33 | National Grid Electricity Distribution (South West) Plc | Solar | Photovoltaic | No | data not available | data not available | 12 | data not applicable | data not applicable | data not applicable | data not available | data not available | data not applicable | data not applicable | data not applicable | data not applicable | data not available | data not available | data not applicable | data not available | Accepted to connect | data not applicable | data not applicable | data not applicable | data not applicable | data not applicable | data not applicable | 12 | 12 | 12.6316 | 0.025 | 0.02632 | 44803 | 2025-12-23 00:00:00 | data not available | data not available | data not available | data not available | data not available | data not available | 45750
data not applicable | [5 empty] | data not applicable | Aura power solar uk ltd | Land at | Berkeley Solar Farm | data not available | Berkeley | data not available | GL13 9RT | United Kingdom | 368632 | 201007 | Iron Acton 132Kv S Stn | Cambridge Arms 132Kv | data not available | 132 | National Grid Electricity Distribution (West Midlands) Plc | Solar | Photovoltaic | No | data not available | data not available | 49.9 | data not applicable | data not applicable | data not applicable | data not available | data not available | data not applicable | data not applicable | data not applicable | data not applicable | data not available | data not available | data not applicable | data not available | Accepted to connect | data not applicable | data not applicable | data not applicable | data not applicable | data not applicable | data not applicable | 49.9 | 49.9 | 52.5263 | 0.8 | 0.84211 | 44900 | 2025-08-28 00:00:00 | data not available | data not available | data not available | data not available | data not available | data not available | 45750
data not applicable | [5 empty] | data not applicable | Pathfinder clean energy (pace)ukdev ltd | Land northwest of, ukd782 | South Forty Foot Drain | Lincolnshire | data not available | data not available | NG34 0BS | United Kingdom | 516814 | 338887 | Bicker Fen 132Kv S Stn | data not available | data not available | 132 | National Grid Electricity Distribution (East Midlands) Plc | Solar | Photovoltaic | No | data not available | data not available | 35 | Stored Energy (all stored energy irrespective of the original energy source) | Storage - Electrochemical (Batteries) | No | data not available | data not available | 35 | data not applicable | data not applicable | data not applicable | data not available | data not available | data not applicable | data not available | Accepted to connect | data not applicable | data not applicable | data not applicable | data not applicable | data not applicable | data not applicable | 70 | 35 | 36.8421 | 40 | 42.1053 | 44897 | 2026-07-02 00:00:00 | data not available | data not available | data not available | data not available | data not available | data not available | 45750
data not applicable | [5 empty] | data not applicable | Push generation and supply ltd | The wing | Silverstone Circuit | data not available | Towcester | data not available | NN12 8TN | United Kingdom | 466860 | 242033 | East Claydon 132Kv S Stn | Brackley 132Kv S Stn | Silverstone 33 11Kv S Stn | 11 | National Grid Electricity Distribution (East Midlands) Plc | Solar | Photovoltaic | No | data not available | data not available | 2.197 | data not applicable | data not applicable | data not applicable | data not available | data not available | data not applicable | data not applicable | data not applicable | data not applicable | data not available | data not available | data not applicable | data not available | Accepted to connect | data not applicable | data not applicable | data not applicable | data not applicable | data not applicable | data not applicable | 2.197 | 2.197 | 2.3126 | 2.3 | 2.4211 | 44943 | 2025-04-25 00:00:00 | data not available | data not available | data not available | data not available | data not available | data not available | 45750
data not applicable | [5 empty] | data not applicable | gcre limited | Rail test centre onllwyn | Excellence | Onllwyn | Neath | South Wales | SA10 9HN | United Kingdom | 283782 | 211088 | Swansea North Grid | data not available | data not available | 132 | National Grid Electricity Distribution (South Wales) Plc | Solar | Photovoltaic | No | data not available | data not available | 12.69 | data not applicable | data not applicable | data not applicable | data not available | data not available | data not applicable | data not applicable | data not applicable | data not applicable | data not available | data not available | data not applicable | data not available | Accepted to connect | data not applicable | data not applicable | data not applicable | data not applicable | data not applicable | data not applicable | 12.69 | 12.69 | 13.3579 | 32 | 33.6842 | 44931 | 2026-05-26 00:00:00 | data not available | data not available | data not available | data not available | data not available | data not available | 45750
data not applicable | [5 empty] | data not applicable | green nation energy ltd | - | Lower Easton Farm | Pylle | Shepton mallet | data not available | BA4 6SY | United Kingdom | 362646 | 138288 | Seabank Sgp | Radstock Bsp 132Kv | Shepton Mallet | 11 | National Grid Electricity Distribution (South West) Plc | Solar | Photovoltaic | No | data not available | data not available | 3 | data not applicable | data not applicable | data not applicable | data not available | data not available | data not applicable | data not applicable | data not applicable | data not applicable | data not available | data not available | data not applicable | data not available | Accepted to connect | data not applicable | data not applicable | data not applicable | data not applicable | data not applicable | data not applicable | 3 | 3 | 3.1579 | 0.25 | 0.26316 | 44978 | 2025-08-06 00:00:00 | data not available | data not available | data not available | data not available | data not available | data not available | 45750
data not applicable | [5 empty] | data not applicable | Grid energizer ltd | Foston solar park | data not available | Kilby | Blaby | data not available | LE8 5WP | United Kingdom | 460398 | 294967 | Enderby 132Kv S Stn | Wigston 33Kv S Stn | data not available | 33 | National Grid Electricity Distribution (East Midlands) Plc | Solar | Photovoltaic | No | data not available | data not available | 17 | data not applicable | data not applicable | data not applicable | data not available | data not available | data not applicable | data not applicable | data not applicable | data not applicable | data not available | data not available | data not applicable | data not available | Accepted to connect | data not applicable | data not applicable | data not applicable | data not applicable | data not applicable | data not applicable | 17 | 17 | 17.8947 | 0.49 | 0.51579 | 44941 | 2025-07-22 00:00:00 | data not available | data not available | data not available | data not available | data not available | data not available | 45750
data not applicable | [5 empty] | data not applicable | The farm energy company | Newbold lodge farm, rugby solar | Little Lawford Lane | data not available | Rugby | Warwickshire | CV21 1JA | United Kingdom | 448347 | 277343 | Coventry 132Kv S Stn | Rugby 33Kv S Stn | data not available | 33 | National Grid Electricity Distribution (East Midlands) Plc | Solar | Photovoltaic | No | data not available | data not available | 16 | data not applicable | data not applicable | data not applicable | data not available | data not available | data not applicable | data not applicable | data not applicable | data not applicable | data not available | data not available | data not applicable | data not available | Accepted to connect | data not applicable | data not applicable | data not applicable | data not applicable | data not applicable | data not applicable | 16 | 16 | 16.8421 | 0.1 | 0.10526 | 45000 | 2025-09-24 00:00:00 | data not available | data not available | data not available | data not available | data not available | data not available | 45750
data not applicable | [5 empty] | data not applicable | Noventum power | Arleston solar farm | - | data not available | Willington | Derby | DE73 7HN | United Kingdom | 431138 | 329716 | Willington 132Kv S Stn | data not available | data not available | 132 | National Grid Electricity Distribution (East Midlands) Plc | Solar | Photovoltaic | No | data not available | data not available | 41 | data not applicable | data not applicable | data not applicable | data not available | data not available | data not applicable | data not applicable | data not applicable | data not applicable | data not available | data not available | data not applicable | data not available | Accepted to connect | data not applicable | data not applicable | data not applicable | data not applicable | data not applicable | data not applicable | 41 | 41 | 43.1579 | 0.8 | 0.84211 | 44979 | 2025-08-26 00:00:00 | data not available | data not available | data not available | data not available | data not available | data not available | 45750
data not applicable | [5 empty] | data not applicable | noventum power limited | Wings solar farm | Wings Farm | Granborough | Buckinghamshire | data not available | MK18 3JX | United Kingdom | 476706 | 224410 | East Claydon 132Kv S Stn | data not available | data not available | 132 | National Grid Electricity Distribution (East Midlands) Plc | Solar | Photovoltaic | No | data not available | data not available | 49.9 | data not applicable | data not applicable | data not applicable | data not available | data not available | data not applicable | data not applicable | data not applicable | data not applicable | data not available | data not available | data not applicable | data not available | Accepted to connect | data not applicable | data not applicable | data not applicable | data not applicable | data not applicable | data not applicable | 49.9 | 49.95 | 52.5789 | 0.8 | 0.84211 | 44999 | 2026-07-30 00:00:00 | data not available | data not available | data not available | data not available | data not available | data not available | 45750
data not applicable | [5 empty] | data not applicable | Bluestone energy ltd | Raf newton | Rushcliffe | data not available | Nottingham | data not available | NG13 8HL | United Kingdom | data not available | data not available | Stoke Bardolph 132Kv | data not available | data not available | 132 | National Grid Electricity Distribution (East Midlands) Plc | Solar | Photovoltaic | No | data not available | data not available | 49.9 | data not applicable | data not applicable | data not applicable | data not available | data not available | data not applicable | data not applicable | data not applicable | data not applicable | data not available | data not available | data not applicable | data not available | Accepted to connect | data not applicable | data not applicable | data not applicable | data not applicable | data not applicable | data not applicable | 49.9 | 49.9 | 52.5263 | 0.6 | 0.63158 | 44946 | 2025-07-10 00:00:00 | data not available | data not available | data not available | data not available | data not available | data not available | 45750
data not applicable | [5 empty] | data not applicable | Green switch capital limited | White house farm | data not available | Haverfordwest | Dyfed | data not available | SA62 4LE | United Kingdom | 195067 | 211557 | Pembroke Power Station | data not available | data not available | 132 | National Grid Electricity Distribution (South Wales) Plc | Solar | Photovoltaic | No | data not available | data not available | 30 | Stored Energy (all stored energy irrespective of the original energy source) | Storage - Electrochemical (Batteries) | No | data not available | data not available | 12 | data not applicable | data not applicable | data not applicable | data not available | data not available | data not applicable | data not available | Accepted to connect | data not applicable | data not applicable | data not applicable | data not applicable | data not applicable | data not applicable | 42 | 30 | 31.5789 | 12 | 12.6316 | 44939 | 2026-05-01 00:00:00 | data not available | data not available | data not available | data not available | data not available | data not available | 45750
data not applicable | [5 empty] | data not applicable | Gridsource limited | Rydon farm solar pv | data not available | Ogwell | Newton abbot | data not available | data not available | United Kingdom | data not available | data not available | Abham Sgp | Newton Abbot Bsp (Forde Road) | data not available | 33 | National Grid Electricity Distribution (South West) Plc | Solar | Photovoltaic | No | data not available | data not available | 11 | data not applicable | data not applicable | data not applicable | data not available | data not available | data not applicable | data not applicable | data not applicable | data not applicable | data not available | data not available | data not applicable | data not available | Accepted to connect | data not applicable | data not applicable | data not applicable | data not applicable | data not applicable | data not applicable | 11 | 11 | 11.579 | 0.8 | 0.84211 | 44958 | 2026-01-30 00:00:00 | data not available | data not available | data not available | data not available | data not available | data not available | 45750
data not applicable | [5 empty] | data not applicable | padero solaer ltd | Land at | High Dike | Old Somerby | South kesteven | data not available | NG31 9ER | United Kingdom | 495446 | 335751 | Bicker Fen 132Kv S Stn | Grantham 33Kv S Stn | data not available | 33 | National Grid Electricity Distribution (East Midlands) Plc | Solar | Photovoltaic | No | data not available | data not available | 23.66 | data not applicable | data not applicable | data not applicable | data not available | data not available | data not applicable | data not applicable | data not applicable | data not applicable | data not available | data not available | data not applicable | data not available | Accepted to connect | data not applicable | data not applicable | data not applicable | data not applicable | data not applicable | data not applicable | 23.66 | 23.66 | 24.9053 | 0.5 | 0.52632 | 44936 | 2026-06-23 00:00:00 | data not available | data not available | data not available | data not available | data not available | data not available | 45750
data not applicable | [5 empty] | data not applicable | Green switch capital limited | Land farm, manor farm | - | data not available | data not available | data not available | BS24 6RR | United Kingdom | 338437 | 164458 | Sandford 132Kv Sgp | Weston Bsp 132Kv | data not available | 132 | National Grid Electricity Distribution (South West) Plc | Solar | Photovoltaic | No | data not available | data not available | 49.9 | data not applicable | data not applicable | data not applicable | data not available | data not available | data not applicable | data not applicable | data not applicable | data not applicable | data not available | data not available | data not applicable | data not available | Accepted to connect | data not applicable | data not applicable | data not applicable | data not applicable | data not applicable | data not applicable | 49.9 | 49.9 | 52.5263 | 24 | 25.2632 | 44938 | 2026-07-06 00:00:00 | data not available | data not available | data not available | data not available | data not available | data not available | 45750
data not applicable | [5 empty] | data not applicable | Astley gorse solar limited | - | Laurel Close | New Arley | Warwickshire | data not available | CV7 8HR | United Kingdom | 429543 | 289784 | Coventry 132Kv S Stn | Nuneaton 33Kv S Stn | data not available | 33 | National Grid Electricity Distribution (East Midlands) Plc | Solar | Photovoltaic | No | data not available | data not available | 20 | data not applicable | data not applicable | data not applicable | data not available | data not available | data not applicable | data not applicable | data not applicable | data not applicable | data not available | data not available | data not applicable | data not available | Accepted to connect | data not applicable | data not applicable | data not applicable | data not applicable | data not applicable | data not applicable | 20 | 20 | 21.0526 | 0.1 | 0.10526 | 44343 | 2025-12-23 00:00:00 | data not available | data not available | data not available | data not available | data not available | data not available | 45750
data not applicable | [5 empty] | data not applicable | Pace lilac energy limited | Land north of | Redhill Road | data not available | Worcestershire | data not available | B38 9EH | United Kingdom | 405237 | 276257 | Kitwell 132Kv S Stn | data not available | data not available | 132 | National Grid Electricity Distribution (West Midlands) Plc | Solar | Photovoltaic | No | data not available | data not available | 49.5 | Stored Energy (all stored energy irrespective of the original energy source) | Storage - Electrochemical (Batteries) | No | data not available | data not available | 49.5 | data not applicable | data not applicable | data not applicable | data not available | data not available | data not applicable | data not available | Accepted to connect | data not applicable | data not applicable | data not applicable | data not applicable | data not applicable | data not applicable | 99 | 49.5 | 52.1053 | data not available | 0 | 45021 | 2025-10-14 00:00:00 | data not available | data not available | data not available | data not available | data not available | data not available | 45750
data not applicable | [5 empty] | data not applicable | Padero solaer ltd | Watford gap solar farm | Crockwell Hill | Welton | Watford | data not available | NN11 2NE | United Kingdom | 460155 | 263769 | Coventry 132Kv S Stn | Daventry 33Kv S Stn | data not available | 33 | National Grid Electricity Distribution (East Midlands) Plc | Solar | Photovoltaic | No | data not available | data not available | 6 | data not applicable | data not applicable | data not applicable | data not available | data not available | data not applicable | data not applicable | data not applicable | data not applicable | data not available | data not available | data not applicable | data not available | Accepted to connect | data not applicable | data not applicable | data not applicable | data not applicable | data not applicable | data not applicable | 6 | 6 | 6.3158 | 0.1 | 0.10526 | 44950 | 2026-04-14 00:00:00 | data not available | data not available | data not available | data not available | data not available | data not available | 45750
data not applicable | [5 empty] | data not applicable | Bpuwl 20 limited | Sandford solar energy hub, study and offer | - | Congresbury | North somerset | data not available | BS49 5ED | United Kingdom | 342417 | 163958 | Sandford 132Kv Sgp | Weston Bsp 132Kv | data not available | 132 | National Grid Electricity Distribution (South West) Plc | Solar | Photovoltaic | No | data not available | data not available | 49.9 | Stored Energy (all stored energy irrespective of the original energy source) | Storage - Electrochemical (Batteries) | No | data not available | data not available | 49.9 | data not applicable | data not applicable | data not applicable | data not available | data not available | data not applicable | data not available | Accepted to connect | data not applicable | data not applicable | data not applicable | data not applicable | data not applicable | data not applicable | 99.8 | 49.9 | 52.5263 | 49.9 | 52.5263 | 44957 | 2025-08-08 00:00:00 | data not available | data not available | data not available | data not available | data not available | data not available | 45750
data not applicable | [5 empty] | data not applicable | innova renewables limited | Westleigh farm solar | North Lane | Foxton | Market harborough | Leicestershire | LE16 7RF | United Kingdom | 470070 | 290036 | Grendon 132Kv S Stn | Kibworth 33Kv S Stn | data not available | 33 | National Grid Electricity Distribution (East Midlands) Plc | Solar | Photovoltaic | No | data not available | data not available | 15 | data not applicable | data not applicable | data not applicable | data not available | data not available | data not applicable | data not applicable | data not applicable | data not applicable | data not available | data not available | data not applicable | data not available | Accepted to connect | data not applicable | data not applicable | data not applicable | data not applicable | data not applicable | data not applicable | 15 | 15 | 15.7895 | data not available | 0 | 45040 | 2026-02-16 00:00:00 | data not available | data not available | data not available | data not available | data not available | data not available | 45750
data not applicable | [5 empty] | data not applicable | Newnham grange limited | Newnham grange solar farm | Land To The East Of London Road | data not available | Norton | West Northamptonshire | NN11 4NG | United Kingdom | 459221 | 261940 | Coventry 132Kv S Stn | Daventry 33Kv S Stn | data not available | 33 | National Grid Electricity Distribution (East Midlands) Plc | Solar | Photovoltaic | No | data not available | data not available | 15 | data not applicable | data not applicable | data not applicable | data not available | data not available | data not applicable | data not applicable | data not applicable | data not applicable | data not available | data not available | data not applicable | data not available | Accepted to connect | data not applicable | data not applicable | data not applicable | data not applicable | data not applicable | data not applicable | 15 | 15 | 15.7895 | 0.2 | 0.21053 | 44985 | 2037-10-30 00:00:00 | data not available | data not available | data not available | data not available | data not available | data not available | 45750
data not applicable | [5 empty] | data not applicable | Hill farm renewable energy ltd | Hill farm,, hill farm pv bristol | East Dundry Road | data not available | Bristol | data not available | BS14 0BW | United Kingdom | 359796 | 167315 | Iron Acton Sgp | Feeder Road 33Kv | data not available | 33 | National Grid Electricity Distribution (South West) Plc | Solar | Photovoltaic | No | data not available | data not available | 15 | data not applicable | data not applicable | data not applicable | data not available | data not available | data not applicable | data not applicable | data not applicable | data not applicable | data not available | data not available | data not applicable | data not available | Accepted to connect | data not applicable | data not applicable | data not applicable | data not applicable | data not applicable | data not applicable | 15 | 15 | 15.7895 | 0.1 | 0.10526 | 45035 | 2026-04-17 00:00:00 | data not available | data not available | data not available | data not available | data not available | data not available | 45750
data not applicable | [5 empty] | data not applicable | Padero solaer ltd | Pinxton solar farm | Land At Mawkin Lane | Kirkby-In-Ashfield | Ashfield district | Nottinghamshire | NG16 | United Kingdom | 448330 | 347949 | Chesterfield 132Kv S Stn | Annesley 33Kv S Stn | data not available | 33 | National Grid Electricity Distribution (East Midlands) Plc | Solar | Photovoltaic | No | data not available | data not available | 6 | data not applicable | data not applicable | data not applicable | data not available | data not available | data not applicable | data not applicable | data not applicable | data not applicable | data not available | data not available | data not applicable | data not available | Accepted to connect | data not applicable | data not applicable | data not applicable | data not applicable | data not applicable | data not applicable | 6 | 6 | 6.3158 | 0.1 | 0.10526 | 44956 | 2026-07-01 00:00:00 | data not available | data not available | data not available | data not available | data not available | data not available | 45750
data not applicable | [5 empty] | data not applicable | freeby lane green energy park limited | Freeby solar & storage | Land Off Main Street | Freeby | Melton mowbray, | data not available | LE14 2RY | United Kingdom | 480133 | 320116 | Grendon 132Kv S Stn | Melton Mowbray 33Kv S Stn | data not available | 33 | National Grid Electricity Distribution (East Midlands) Plc | Solar | Photovoltaic | No | data not available | data not available | 40 | Stored Energy (all stored energy irrespective of the original energy source) | Storage - Electrochemical (Batteries) | No | data not available | data not available | 15 | data not applicable | data not applicable | data not applicable | data not available | data not available | data not applicable | data not available | Accepted to connect | data not applicable | data not applicable | data not applicable | data not applicable | data not applicable | data not applicable | 55 | 40 | 42.1053 | 15 | 15.7895 | 45056 | 2026-10-30 00:00:00 | data not available | data not available | data not available | data not available | data not available | data not available | 45750
data not applicable | [5 empty] | data not applicable | Low carbon ltd | Callington solar park ltd | data not available | data not available | data not available | data not available | PL17 7LG | United Kingdom | 235657 | 70649.1667 | Landulph Sgp | Landulph Bsp | data not available | 0.4 | National Grid Electricity Distribution (South West) Plc | Solar | Photovoltaic | No | data not available | data not available | 5.25 | data not applicable | data not applicable | data not applicable | data not available | data not available | data not applicable | data not applicable | data not applicable | data not applicable | data not available | data not available | data not applicable | data not available | Accepted to connect | data not applicable | data not applicable | data not applicable | data not applicable | data not applicable | data not applicable | 5.25 | 5.25 | 5.5263 | 0.05 | 0.05263 | 44931 | 2025-10-02 00:00:00 | data not available | data not available | data not available | data not available | data not available | data not available | 45750
data not applicable | [5 empty] | data not applicable | Low carbon ltd | St columb solar park, export mpan | Trekenning Farm | Quiot | St columb | Cornwall | TR9 6JS | United Kingdom | data not available | data not available | Indian Queens Sgp | Fraddon Bsp | data not available | 0.4 | National Grid Electricity Distribution (South West) Plc | Solar | Photovoltaic | No | data not available | data not available | 5.965 | data not applicable | data not applicable | data not applicable | data not available | data not available | data not applicable | data not applicable | data not applicable | data not applicable | data not available | data not available | data not applicable | data not available | Accepted to connect | data not applicable | data not applicable | data not applicable | data not applicable | data not applicable | data not applicable | 5.965 | 5.965 | 6.279 | 0.05 | 0.05263 | 44931 | 2025-09-16 00:00:00 | data not available | data not available | data not available | data not available | data not available | data not available | 45750
data not applicable | [5 empty] | data not applicable | Bsr applications limited | Land at main road | Brailsford Green | Brailsford | Ashbourne | data not available | DE6 3DA | United Kingdom | 423245 | 342472 | Willington 132Kv S Stn | data not available | data not available | 132 | National Grid Electricity Distribution (East Midlands) Plc | Solar | Photovoltaic | No | data not available | data not available | 99.9 | data not applicable | data not applicable | data not applicable | data not available | data not available | data not applicable | data not applicable | data not applicable | data not applicable | data not available | data not available | data not applicable | data not available | Accepted to connect | data not applicable | data not applicable | data not applicable | data not applicable | data not applicable | data not applicable | 99.9 | 99.9 | 105.1579 | 0.5 | 0.52632 | 45049 | 2026-05-20 00:00:00 | data not available | data not available | data not available | data not available | data not available | data not available | 45750
data not applicable | [5 empty] | data not applicable | Worksop 2 limited | South side of, site at | Hundred Acre Lane | data not available | Worksop | data not available | data not available | United Kingdom | 244894 | 78575.5494 | West Burton 132Kv S Stn | Worksop 33Kv S Stn | data not available | 33 | National Grid Electricity Distribution (East Midlands) Plc | Solar | Photovoltaic | No | data not available | data not available | 25 | data not applicable | data not applicable | data not applicable | data not available | data not available | data not applicable | data not applicable | data not applicable | data not applicable | data not available | data not available | data not applicable | data not available | Accepted to connect | data not applicable | data not applicable | data not applicable | data not applicable | data not applicable | data not applicable | 25 | 25 | 26.3158 | 0.5 | 0.52632 | 44993 | 2025-10-31 00:00:00 | data not available | data not available | data not available | data not available | data not available | data not available | 45750
data not applicable | [5 empty] | data not applicable | Lynx sustainable solutions ltd | Next enderby | data not available | Enderby | Leicester | data not available | LE19 4AT | United Kingdom | 452798 | 299925 | Enderby 132Kv S Stn | Wigston 33Kv S Stn | Alliance And Leicester 33 11Kv S Stn | 11 | National Grid Electricity Distribution (East Midlands) Plc | Solar | Photovoltaic | No | data not available | data not available | 1.9 | data not applicable | data not applicable | data not applicable | data not available | data not available | data not applicable | data not applicable | data not applicable | data not applicable | data not available | data not available | data not applicable | data not available | Accepted to connect | data not applicable | data not applicable | data not applicable | data not applicable | data not applicable | data not applicable | 1.9 | 1.9 | 2 | data not available | 0 | 45058 | 2025-05-30 00:00:00 | data not available | data not available | data not available | data not available | data not available | data not available | 45750
data not applicable | [5 empty] | data not applicable | Gridserve emea depc ltd | Ll548-1 watford solar | Watling Street | data not available | Long buckby | data not available | NN6 7PW | United Kingdom | 459961 | 265079 | Coventry 132Kv S Stn | Daventry 33Kv S Stn | Welton 33 11Kv S Stn | 11 | National Grid Electricity Distribution (East Midlands) Plc | Solar | Photovoltaic | No | data not available | data not available | 5 | data not applicable | data not applicable | data not applicable | data not available | data not available | data not applicable | data not applicable | data not applicable | data not applicable | data not available | data not available | data not applicable | data not available | Accepted to connect | data not applicable | data not applicable | data not applicable | data not applicable | data not applicable | data not applicable | 5 | 5 | 5.2632 | 0.2 | 0.21053 | 45043 | 2025-10-16 00:00:00 | data not available | data not available | data not available | data not available | data not available | data not available | 45750
data not applicable | [5 empty] | data not applicable | o&g solar (spv 59) limited | - | Land East Of Newark Road | Hawton | Newark | Nottinghamshire | NG24 3RJ | United Kingdom | 462262 | 338834 | Staythorpe C 132Kv S Stn | Hawton 33Kv S Stn | data not available | 33 | National Grid Electricity Distribution (East Midlands) Plc | Solar | Photovoltaic | No | data not available | data not available | 20 | Stored Energy (all stored energy irrespective of the original energy source) | Storage - Electrochemical (Batteries) | No | data not available | data not available | 20 | data not applicable | data not applicable | data not applicable | data not available | data not available | data not applicable | data not available | Accepted to connect | data not applicable | data not applicable | data not applicable | data not applicable | data not applicable | data not applicable | 40 | 20 | 21.0526 | 20 | 21.0526 | 44957 | 2026-04-23 00:00:00 | data not available | data not available | data not available | data not available | data not available | data not available | 45750
data not applicable | [5 empty] | data not applicable | pace strike energy limited | Land north of | Long Lane | data not available | Somerset | data not available | BS40 5PJ | United Kingdom | 348052 | 163930 | Sandford 132Kv Sgp | Churchill Bsp 132Kv | data not available | 33 | National Grid Electricity Distribution (South West) Plc | Solar | Photovoltaic | No | data not available | data not available | 15 | Stored Energy (all stored energy irrespective of the original energy source) | Storage - Electrochemical (Batteries) | No | data not available | data not available | 5 | data not applicable | data not applicable | data not applicable | data not available | data not available | data not applicable | data not available | Accepted to connect | data not applicable | data not applicable | data not applicable | data not applicable | data not applicable | data not applicable | 20 | 15 | 15.7895 | 5 | 5.2632 | 45072 | 2026-04-15 00:00:00 | data not available | data not available | data not available | data not available | data not available | data not available | 45750
data not applicable | [5 empty] | data not applicable | orsted onshore uk limited | 75, , gedling wood farm | Wood Lane | Gedling | Nottingham | Nottinghamshire | NG4 4AD | United Kingdom | 462432 | 342897 | Stoke Bardolph 132Kv | Nottingham East 33Kv S Stn | Gedling 33 11Kv S Stn | 33 | National Grid Electricity Distribution (East Midlands) Plc | Solar | Photovoltaic | No | data not available | data not available | 30 | data not applicable | data not applicable | data not applicable | data not available | data not available | data not applicable | data not applicable | data not applicable | data not applicable | data not available | data not available | data not applicable | data not available | Accepted to connect | data not applicable | data not applicable | data not applicable | data not applicable | data not applicable | data not applicable | 30 | 30 | 31.5789 | data not available | 0 | 45048 | 2026-05-22 00:00:00 | data not available | data not available | data not available | data not available | data not available | data not available | 45750
data not applicable | [5 empty] | data not applicable | Low carbon ltd | Land at rolleston park | Rolleston On Dove | data not available | Staffordshire | data not available | DE13 9HH | United Kingdom | 420626 | 326788 | Drakelow 132Kv | Burton 33Kv | data not available | 33 | National Grid Electricity Distribution (East Midlands) Plc | Solar | Photovoltaic | No | data not available | data not available | 16 | data not applicable | data not applicable | data not applicable | data not available | data not available | data not applicable | data not applicable | data not applicable | data not applicable | data not available | data not available | data not applicable | data not available | Accepted to connect | data not applicable | data not applicable | data not applicable | data not applicable | data not applicable | data not applicable | 16 | 16 | 16.8421 | 16 | 16.8421 | 45063 | 2025-07-21 00:00:00 | data not available | data not available | data not available | data not available | data not available | data not available | 45750
data not applicable | [5 empty] | data not applicable | Intergum renewable energy | Holmes farm | Laughton Road | Lubenham, | Market harborough | data not available | LE16 9TE | United Kingdom | 469409 | 287904 | Grendon 132Kv S Stn | Kibworth 33Kv S Stn | data not available | 33 | National Grid Electricity Distribution (East Midlands) Plc | Solar | Photovoltaic | No | data not available | data not available | 9 | Stored Energy (all stored energy irrespective of the original energy source) | Storage - Electrochemical (Batteries) | No | data not available | data not available | 6 | data not applicable | data not applicable | data not applicable | data not available | data not available | data not applicable | data not available | Accepted to connect | data not applicable | data not applicable | data not applicable | data not applicable | data not applicable | data not applicable | 15 | 9 | 9.4737 | 6 | 6.3158 | 45006 | 2026-02-16 00:00:00 | data not available | data not available | data not available | data not available | data not available | data not available | 45750
data not applicable | [5 empty] | data not applicable | sky uk development limited | Ermine street farm | Land At Ermine Street Farm | data not available | Grantham | Lincolnshire | NG32 3RN | United Kingdom | 499870 | 347287 | Bicker Fen 132Kv S Stn | Sleaford 33Kv S Stn | data not available | 132 | National Grid Electricity Distribution (East Midlands) Plc | Solar | Photovoltaic | No | data not available | data not available | 20 | data not applicable | data not applicable | data not applicable | data not available | data not available | data not applicable | data not applicable | data not applicable | data not applicable | data not available | data not available | data not applicable | data not available | Accepted to connect | data not applicable | data not applicable | data not applicable | data not applicable | data not applicable | data not applicable | 20 | 20 | 21.0526 | 0.8 | 0.84211 | 44994 | 2026-07-09 00:00:00 | data not available | data not available | data not available | data not available | data not available | data not available | 45750
data not applicable | [5 empty] | data not applicable | padero solaer ltd | Antsy solar farm | Land Off Peter Hall Lane | Combe Fields Cp | Rugby | Warwickshire | CV2 2DR | United Kingdom | 440418 | 280747 | Coventry 132Kv S Stn | Coventry North 33Kv S Stn | data not available | 33 | National Grid Electricity Distribution (East Midlands) Plc | Solar | Photovoltaic | No | data not available | data not available | 19 | data not applicable | data not applicable | data not applicable | data not available | data not available | data not applicable | data not applicable | data not applicable | data not applicable | data not available | data not available | data not applicable | data not available | Accepted to connect | data not applicable | data not applicable | data not applicable | data not applicable | data not applicable | data not applicable | 19 | 19 | 20 | 0.0005 | 0.00053 | 45028 | 2025-08-14 00:00:00 | data not available | data not available | data not available | data not available | data not available | data not available | 45750
data not applicable | [5 empty] | data not applicable | greentech invest uk (8) limited | Seven sisters solar farm | Pencaelan Farm | Seven Sisters | Neath | data not available | SA10 9EP | United Kingdom | 280425 | 208630 | Swansea North Grid | Ystradgynlais Grid | data not available | 33 | National Grid Electricity Distribution (South Wales) Plc | Solar | Photovoltaic | No | data not available | data not available | 15 | data not applicable | data not applicable | data not applicable | data not available | data not available | data not applicable | data not applicable | data not applicable | data not applicable | data not available | data not available | data not applicable | data not available | Accepted to connect | data not applicable | data not applicable | data not applicable | data not applicable | data not applicable | data not applicable | 15 | 15 | 15.7895 | 0.6 | 0.63158 | 45013 | 2028-12-31 00:00:00 | data not available | data not available | data not available | data not available | data not available | data not available | 45750
data not applicable | [5 empty] | data not applicable | Edf energy renewables limited | Bancycapel | data not available | data not available | Carmarthen | data not available | SA32 8EB | United Kingdom | 242993 | 215400 | Swansea North Grid | data not available | data not available | 132 | National Grid Electricity Distribution (South Wales) Plc | Solar | Photovoltaic | No | data not available | data not available | 99.9 | data not applicable | data not applicable | data not applicable | data not available | data not available | data not applicable | data not applicable | data not applicable | data not applicable | data not available | data not available | data not applicable | data not available | Accepted to connect | data not applicable | data not applicable | data not applicable | data not applicable | data not applicable | data not applicable | 99.9 | 99.9 | 105.1579 | 0.5 | 0.52632 | 45029 | 2025-08-12 00:00:00 | data not available | data not available | data not available | data not available | data not available | data not available | 45750
data not applicable | [5 empty] | data not applicable | Custom solar | Aston martin | St Athan | data not available | Vale of glamorgan, | data not available | CF62 4WB | United Kingdom | 301258 | 169159 | Aberthaw Power Station | East Aberthaw | East Aberthaw Primary | 11 | National Grid Electricity Distribution (South Wales) Plc | Solar | Photovoltaic | No | data not available | data not available | 4.895 | data not applicable | data not applicable | data not applicable | data not available | data not available | data not applicable | data not applicable | data not applicable | data not applicable | data not available | data not available | data not applicable | data not available | Accepted to connect | data not applicable | data not applicable | data not applicable | data not applicable | data not applicable | data not applicable | 4.895 | 0.949 | 0.99895 | 4.5 | 4.7368 | 45029 | 2025-08-22 00:00:00 | data not available | data not available | data not available | data not available | data not available | data not available | 45750
data not applicable | [5 empty] | data not applicable | Stark energy limited | Yew tree farm solar project | Kingston Seymour | data not available | Clevedon | data not available | BS21 6XG | United Kingdom | 339696 | 166638 | Sandford 132Kv Sgp | Weston Bsp 132Kv | data not available | 132 | National Grid Electricity Distribution (South West) Plc | Solar | Photovoltaic | No | data not available | data not available | 49.9 | data not applicable | data not applicable | data not applicable | data not available | data not available | data not applicable | data not applicable | data not applicable | data not applicable | data not available | data not available | data not applicable | data not available | Accepted to connect | data not applicable | data not applicable | data not applicable | data not applicable | data not applicable | data not applicable | 49.9 | 49.9 | 52.5263 | 0.35 | 0.36842 | 45035 | 2026-06-18 00:00:00 | data not available | data not available | data not available | data not available | data not available | data not available | 45750
data not applicable | [5 empty] | data not applicable | Sirius ecodev (pen yr heol) ltd | Pen yr heol las solar farm | Heol Las | Energlyn | Caerphilly | data not available | data not available | United Kingdom | data not available | data not available | Upper Boat | Energlyn | Energlyn Primary | 11 | National Grid Electricity Distribution (South Wales) Plc | Solar | Photovoltaic | No | data not available | data not available | 10 | data not applicable | data not applicable | data not applicable | data not available | data not available | data not applicable | data not applicable | data not applicable | data not applicable | data not available | data not available | data not applicable | data not available | Accepted to connect | data not applicable | data not applicable | data not applicable | data not applicable | data not applicable | data not applicable | 10 | 10 | 10.5263 | 0.05 | 0.05263 | 44957 | 2025-10-20 00:00:00 | data not available | data not available | data not available | data not available | data not available | data not available | 45750
data not applicable | [5 empty] | data not applicable | Low carbon solar park 50 limited | Skegness sf site boundary | Croft | data not available | Skegness | Lincolnshire | PE24 4SJ | United Kingdom | 550210 | 362668 | Bicker Fen 132Kv S Stn | Skegness 33Kv S Stn | data not available | 33 | National Grid Electricity Distribution (East Midlands) Plc | Solar | Photovoltaic | No | data not available | data not available | 30 | Stored Energy (all stored energy irrespective of the original energy source) | Storage - Electrochemical (Batteries) | No | data not available | data not available | 10 | data not applicable | data not applicable | data not applicable | data not available | data not available | data not applicable | data not available | Accepted to connect | data not applicable | data not applicable | data not applicable | data not applicable | data not applicable | data not applicable | 40 | 30 | 31.5789 | 10 | 10.5263 | 45034 | 2025-12-24 00:00:00 | data not available | data not available | data not available | data not available | data not available | data not available | 45750
data not applicable | [5 empty] | data not applicable | enif bess limited | - | Whatton Estate | data not available | Long whatton | Loughborough | data not available | United Kingdom | data not available | data not available | Ratcliffe On Soar 132Kv S Stn | data not available | data not available | 132 | National Grid Electricity Distribution (East Midlands) Plc | Solar | Photovoltaic | No | data not available | data not available | 70 | Stored Energy (all stored energy irrespective of the original energy source) | Storage - Electrochemical (Batteries) | No | data not available | data not available | 70 | data not applicable | data not applicable | data not applicable | data not available | data not available | data not applicable | data not available | Accepted to connect | data not applicable | data not applicable | data not applicable | data not applicable | data not applicable | data not applicable | 140 | 70 | 73.6842 | 70 | 73.6842 | 45061 | 2025-07-17 00:00:00 | data not available | data not available | data not available | data not available | data not available | data not available | 45750
data not applicable | [5 empty] | data not applicable | farmcare trading limited | Stoughton estate solar farm | Stoughton Estate | data not available | Leicester | data not available | LE2 2FG | United Kingdom | 464371 | 301101 | Enderby 132Kv S Stn | data not available | data not available | 33 | National Grid Electricity Distribution (East Midlands) Plc | Solar | Photovoltaic | No | data not available | data not available | 21 | data not applicable | data not applicable | data not applicable | data not available | data not available | data not applicable | data not applicable | data not applicable | data not applicable | data not available | data not available | data not applicable | data not available | Accepted to connect | data not applicable | data not applicable | data not applicable | data not applicable | data not applicable | data not applicable | 21 | 21 | 22.1053 | 0.2 | 0.21053 | 45043 | 2025-12-24 00:00:00 | data not available | data not available | data not available | data not available | data not available | data not available | 45750
data not applicable | [5 empty] | data not applicable | Elmya rpc uk wadbrook limited | Wadbrook farm | Hawkchurch | East Devon | Devon | data not available | EX13 7AS | United Kingdom | 332217 | 101787 | Axminster Sgp | data not available | data not available | 132 | National Grid Electricity Distribution (South West) Plc | Solar | Photovoltaic | No | data not available | data not available | 99.9 | Stored Energy (all stored energy irrespective of the original energy source) | Storage - Electrochemical (Batteries) | No | data not available | data not available | 99.9 | data not applicable | data not applicable | data not applicable | data not available | data not available | data not applicable | data not available | Accepted to connect | data not applicable | data not applicable | data not applicable | data not applicable | data not applicable | data not applicable | 199.8 | 99.9 | 105.1579 | 99.9 | 105.1579 | 45110 | 2026-06-05 00:00:00 | data not available | data not available | data not available | data not available | data not available | data not available | 45750
data not applicable | [5 empty] | data not applicable | Wessex solar management ltd | Field farm, land at | data not available | data not available | Studley | data not available | data not available | United Kingdom | data not available | data not available | Feckenham 66 11Kv S Stn | data not available | data not available | 66 | National Grid Electricity Distribution (West Midlands) Plc | Solar | Photovoltaic | No | data not available | data not available | 40 | data not applicable | data not applicable | data not applicable | data not available | data not available | data not applicable | data not applicable | data not applicable | data not applicable | data not available | data not available | data not applicable | data not available | Accepted to connect | data not applicable | data not applicable | data not applicable | data not applicable | data not applicable | data not applicable | 40 | 40 | 42.1053 | 0.1 | 0.10526 | 45033 | 2025-09-10 00:00:00 | data not available | data not available | data not available | data not available | data not available | data not available | 45750
data not applicable | [5 empty] | data not applicable | Ks spv 77 limited | Thorpe-in-the-glebe solar farm | Wysall | Rushcliffe | Nottingham | data not available | NG12 5QX | United Kingdom | 461108 | 325996 | Ratcliffe On Soar 132Kv S Stn | Willoughby 33Kv S Stn | data not available | 33 | National Grid Electricity Distribution (East Midlands) Plc | Solar | Photovoltaic | No | data not available | data not available | 30 | data not applicable | data not applicable | data not applicable | data not available | data not available | data not applicable | data not applicable | data not applicable | data not applicable | data not available | data not available | data not applicable | data not available | Accepted to connect | data not applicable | data not applicable | data not applicable | data not applicable | data not applicable | data not applicable | 30 | 30 | 31.5789 | 0.2 | 0.21053 | 44992 | 2033-11-04 00:00:00 | data not available | data not available | data not available | data not available | data not available | data not available | 45750
data not applicable | [5 empty] | data not applicable | Communities for renewables cic | Ernesettle sewage works | Ernesettle | data not available | Plymouth | Devon | PL5 2DF | United Kingdom | data not available | data not available | Landulph Sgp | Ernesettle Bsp | Merrivale | 11 | National Grid Electricity Distribution (South West) Plc | Solar | Photovoltaic | No | data not available | data not available | 1.4 | data not applicable | data not applicable | data not applicable | data not available | data not available | data not applicable | data not applicable | data not applicable | data not applicable | data not available | data not available | data not applicable | data not available | Accepted to connect | data not applicable | data not applicable | data not applicable | data not applicable | data not applicable | data not applicable | 1.4 | 0.949 | 0.99895 | 0.2 | 0.21053 | 45042 | 2025-09-04 00:00:00 | data not available | data not available | data not available | data not available | data not available | data not available | 45750
data not applicable | [5 empty] | data not applicable | Renishaw | Stroudwater buisness park limited | Brunel Way | data not available | data not available | data not available | GL10 3TA | United Kingdom | data not available | data not available | Iron Acton 132Kv S Stn | Ryeford 132Kv S Stn | Ryeford 132/33/11Kv | 11 | National Grid Electricity Distribution (West Midlands) Plc | Solar | Photovoltaic | No | data not available | data not available | 1.485 | data not applicable | data not applicable | data not applicable | data not available | data not available | data not applicable | data not applicable | data not applicable | data not applicable | data not available | data not available | data not applicable | data not available | Accepted to connect | data not applicable | data not applicable | data not applicable | data not applicable | data not applicable | data not applicable | 1.485 | 0.945 | 0.99474 | 2 | 2.1053 | 44974 | 2025-07-01 00:00:00 | data not available | data not available | data not available | data not available | data not available | data not available | 45750
data not applicable | [5 empty] | data not applicable | elgin energy es co limited | Site at | data not available | Ashby St Ledgeres, | West northamptonshire | data not available | CV23 8YX | United Kingdom | 456383 | 269370 | Coventry 132Kv S Stn | data not available | data not available | 33 | National Grid Electricity Distribution (East Midlands) Plc | Solar | Photovoltaic | No | data not available | data not available | 35 | data not applicable | data not applicable | data not applicable | data not available | data not available | data not applicable | data not applicable | data not applicable | data not applicable | data not available | data not available | data not applicable | data not available | Accepted to connect | data not applicable | data not applicable | data not applicable | data not applicable | data not applicable | data not applicable | 35 | 35 | 36.8421 | 0.4 | 0.42105 | 45079 | 2026-01-06 00:00:00 | data not available | data not available | data not available | data not available | data not available | data not available | 45750
data not applicable | [5 empty] | data not applicable | Ib vogt uk ltd | data not available | Luscott Barton | Ashford | Barnstaple | Devon | EX31 4DE | United Kingdom | 251661 | 136625 | Alverdiscott Sgp | East Yelland Bsp | data not available | 33 | National Grid Electricity Distribution (South West) Plc | Solar | Photovoltaic | No | data not available | data not available | 15 | Stored Energy (all stored energy irrespective of the original energy source) | Storage - Electrochemical (Batteries) | No | data not available | data not available | 15 | data not applicable | data not applicable | data not applicable | data not available | data not available | data not applicable | data not available | Accepted to connect | data not applicable | data not applicable | data not applicable | data not applicable | data not applicable | data not applicable | 30 | 15 | 15.7895 | 15 | 15.7895 | 45142 | 2026-02-16 00:00:00 | data not available | data not available | data not available | data not available | data not available | data not available | 45750
data not applicable | [5 empty] | data not applicable | Ks spv 46 limited | Burgh le marsh solar farm | Middlemarsh Road | Burgh Le Marsh | Skegness | data not available | PE24 5AD | United Kingdom | 552867 | 363867 | Bicker Fen 132Kv S Stn | Skegness 33Kv S Stn | data not available | 33 | National Grid Electricity Distribution (East Midlands) Plc | Solar | Photovoltaic | No | data not available | data not available | 20 | data not applicable | data not applicable | data not applicable | data not available | data not available | data not applicable | data not applicable | data not applicable | data not applicable | data not available | data not available | data not applicable | data not available | Accepted to connect | data not applicable | data not applicable | data not applicable | data not applicable | data not applicable | data not applicable | 20 | 20 | 21.0526 | 0.2 | 0.21053 | 45099 | 2032-12-31 00:00:00 | data not available | data not available | data not available | data not available | data not available | data not available | 45750
data not applicable | [5 empty] | data not applicable | Harvest green developments ltd | Hempsted landfill site, enovert south limited | Hempsted Lane | Hempsted | Gloucester | data not available | GL2 5FR | United Kingdom | 381108 | 217925 | Port Ham 132Kv S Stn | Castle Meads 33Kv S Stn | Commercial Rd 33 11Kv S Stn | 11 | National Grid Electricity Distribution (West Midlands) Plc | Solar | Photovoltaic | No | data not available | data not available | 1.75 | data not applicable | data not applicable | data not applicable | data not available | data not available | data not applicable | data not applicable | data not applicable | data not applicable | data not available | data not available | data not applicable | data not available | Accepted to connect | data not applicable | data not applicable | data not applicable | data not applicable | data not applicable | data not applicable | 1.75 | 1.75 | 1.8421 | 0.1 | 0.10526 | 45020 | 2025-07-01 00:00:00 | data not available | data not available | data not available | data not available | data not available | data not available | 45750
data not applicable | [5 empty] | data not applicable | age solar limited | - | Laurel Close | New Arley | Warwickshire | data not available | CV7 8HR | United Kingdom | 429543 | 289784 | Coventry 132Kv S Stn | Nuneaton 33Kv S Stn | data not available | 0.4 | National Grid Electricity Distribution (East Midlands) Plc | Solar | Photovoltaic | No | data not available | data not available | 20 | data not applicable | data not applicable | data not applicable | data not available | data not available | data not applicable | data not applicable | data not applicable | data not applicable | data not available | data not available | data not applicable | data not available | Accepted to connect | data not applicable | data not applicable | data not applicable | data not applicable | data not applicable | data not applicable | 20 | 20 | 21.0526 | 0.3 | 0.31579 | 45120 | 2026-01-12 00:00:00 | data not available | data not available | data not available | data not available | data not available | data not available | 45750
data not applicable | [5 empty] | data not applicable | Photon energy ltd | Molecular sciences building | The University Of Birmingham | Edgbaston | Birmingham | data not available | B15 2TT | United Kingdom | 403789 | 282529 | Kitwell 132Kv S Stn | Bournville 132Kv S Stn | Bournville 132/11Kv | 0.4 | National Grid Electricity Distribution (West Midlands) Plc | Solar | Photovoltaic | No | data not available | data not available | 0.11 | data not applicable | data not applicable | data not applicable | data not available | data not available | data not applicable | data not applicable | data not applicable | data not applicable | data not available | data not available | data not applicable | data not available | Accepted to connect | data not applicable | data not applicable | data not applicable | data not applicable | data not applicable | data not applicable | 0.11 | 1.1 | 1.1579 | 1.1 | 1.1579 | 45077 | 2025-08-13 00:00:00 | data not available | data not available | data not available | data not available | data not available | data not available | 45750
data not applicable | [5 empty] | data not applicable | Greentech invest uk (13) limited | Lodge farm | Tea Bag Cottage | Kilsby | Rugby | data not available | CV23 8YE | United Kingdom | 456452 | 272124 | Coventry 132Kv S Stn | data not available | data not available | 132 | National Grid Electricity Distribution (East Midlands) Plc | Solar | Photovoltaic | No | data not available | data not available | 39.9 | Stored Energy (all stored energy irrespective of the original energy source) | Storage - Electrochemical (Batteries) | No | data not available | data not available | 39.9 | data not applicable | data not applicable | data not applicable | data not available | data not available | data not applicable | data not available | Accepted to connect | data not applicable | data not applicable | data not applicable | data not applicable | data not applicable | data not applicable | 79.8 | 39.9 | 42 | 39.9 | 42 | 45135 | 2026-02-17 00:00:00 | data not available | data not available | data not available | data not available | data not available | data not available | 45750
data not applicable | [5 empty] | data not applicable | Powersun ltd | Manor farm | Gainsborough Road | data not available | West haddon | data not available | NN6 7AQ | United Kingdom | 464864 | 272826 | Coventry 132Kv S Stn | Daventry 33Kv S Stn | West Haddon 33 11Kv S Stn | 11 | National Grid Electricity Distribution (East Midlands) Plc | Solar | Photovoltaic | No | data not available | data not available | 2 | data not applicable | data not applicable | data not applicable | data not available | data not available | data not applicable | data not applicable | data not applicable | data not applicable | data not available | data not available | data not applicable | data not available | Accepted to connect | data not applicable | data not applicable | data not applicable | data not applicable | data not applicable | data not applicable | 2 | 2 | 2.1053 | 0.025 | 0.02632 | 45145 | 2025-06-19 00:00:00 | data not available | data not available | data not available | data not available | data not available | data not available | 45750
data not applicable | [5 empty] | data not applicable | uk power distribution ltd | Emg plot 5 | Wilders Way | Kegworth | Derby | data not available | DE74 2BB | United Kingdom | 447377 | 326129 | Ratcliffe On Soar 132Kv S Stn | Toton 3 33Kv S Stn | data not available | 33 | National Grid Electricity Distribution (East Midlands) Plc | Solar | Photovoltaic | No | data not available | data not available | 1.2 | data not applicable | data not applicable | data not applicable | data not available | data not available | data not applicable | data not applicable | data not applicable | data not applicable | data not available | data not available | data not applicable | data not available | Accepted to connect | data not applicable | data not applicable | data not applicable | data not applicable | data not applicable | data not applicable | 1.2 | 1.2 | 1.2632 | data not available | 0 | 45098 | 2026-07-28 00:00:00 | data not available | data not available | data not available | data not available | data not available | data not available | 45750
data not applicable | [5 empty] | data not applicable | Bsr applications limited | Wolfsgrove farm solar | Land At Wolfsgrove Farm | Bishopsteignton | Teignmouth | data not available | TQ14 9TJ | United Kingdom | 289771 | 74254 | Abham Sgp | Newton Abbot Bsp (Forde Road) | data not available | 132 | National Grid Electricity Distribution (South West) Plc | Solar | Photovoltaic | No | data not available | data not available | 30 | Wind | Onshore wind turbines | No | data not available | data not available | 30 | Stored Energy (all stored energy irrespective of the original energy source) | Storage - Electrochemical (Batteries) | No | data not available | data not available | 20.5 | data not available | Accepted to connect | data not applicable | data not applicable | data not applicable | data not applicable | data not applicable | data not applicable | 80.5 | 30 | 31.5789 | 20.5 | 21.5789 | 45161 | 2025-09-24 00:00:00 | data not available | data not available | data not available | data not available | data not available | data not available | 45750
data not applicable | [5 empty] | data not applicable | elgin energy esco ltd | Flex farm pv/bess | Lands At Shrewsbury | Upper Battlefield | Shrewsbury | data not available | SY4 4AD | United Kingdom | 351818 | 318372 | Shrewsbury 132Kv S Stn | data not available | data not available | 132 | National Grid Electricity Distribution (West Midlands) Plc | Solar | Photovoltaic | No | data not available | data not available | 49.9 | Stored Energy (all stored energy irrespective of the original energy source) | Storage - Electrochemical (Batteries) | No | data not available | data not available | 49.9 | data not applicable | data not applicable | data not applicable | data not available | data not available | data not applicable | data not available | Accepted to connect | data not applicable | data not applicable | data not applicable | data not applicable | data not applicable | data not applicable | 99.8 | 49.9 | 52.5263 | 49.9 | 52.5263 | 45162 | 2025-09-26 00:00:00 | data not available | data not available | data not available | data not available | data not available | data not available | 45750
data not applicable | [5 empty] | data not applicable | Ethical power development | Roods landfill solar farm | Roodscroft | data not available | Saltash | Cornwall | PL12 6PJ | United Kingdom | 239776 | 61134 | Landulph Sgp | Landulph Bsp | data not available | 33 | National Grid Electricity Distribution (South West) Plc | Solar | Photovoltaic | No | data not available | data not available | 7.8 | data not applicable | data not applicable | data not applicable | data not available | data not available | data not applicable | data not applicable | data not applicable | data not applicable | data not available | data not available | data not applicable | data not available | Accepted to connect | data not applicable | data not applicable | data not applicable | data not applicable | data not applicable | data not applicable | 7.8 | 7.8 | 8.2105 | 0.05 | 0.05263 | 45160 | 2026-04-20 00:00:00 | data not available | data not available | data not available | data not available | data not available | data not available | 45750
data not applicable | [5 empty] | data not applicable | Evo energy | Birmingham airport (bhx) | data not available | data not available | Birmingham | data not available | B26 3QJ | United Kingdom | 417309 | 283843 | Lea Marston 132Kv S Stn | Elmdon 132Kv S Stn | Elmdon 132/11Kv | 11 | National Grid Electricity Distribution (West Midlands) Plc | Solar | Photovoltaic | No | data not available | data not available | 16 | data not applicable | data not applicable | data not applicable | data not available | data not available | data not applicable | data not applicable | data not applicable | data not applicable | data not available | data not available | data not applicable | data not available | Accepted to connect | data not applicable | data not applicable | data not applicable | data not applicable | data not applicable | data not applicable | 16 | 16 | 16.8421 | data not available | 0 | 45118 | 2025-07-25 00:00:00 | data not available | data not available | data not available | data not available | data not available | data not available | 45750
data not applicable | [5 empty] | data not applicable | Shareshill renewables limited | Tixall solar farm | Tixall | Ingestre | Stafford | data not available | ST18 0XS | United Kingdom | 397749 | 322741 | Bushbury D 132Kv | data not available | data not available | 132 | National Grid Electricity Distribution (West Midlands) Plc | Solar | Photovoltaic | No | data not available | data not available | 49.9 | data not applicable | data not applicable | data not applicable | data not available | data not available | data not applicable | data not applicable | data not applicable | data not applicable | data not available | data not available | data not applicable | data not available | Accepted to connect | data not applicable | data not applicable | data not applicable | data not applicable | data not applicable | data not applicable | 49.9 | 49.9 | 52.5263 | data not available | 0 | 45208 | 2025-10-10 00:00:00 | data not available | data not available | data not available | data not available | data not available | data not available | 45750
data not applicable | [5 empty] | data not applicable | abo energy united kingdom limited | Gotham hybrid | Bunny Lane | data not available | Loughborough | data not available | LE12 6JD | United Kingdom | 455910 | 329030 | Ratcliffe On Soar 132Kv S Stn | Willoughby 33Kv S Stn | data not available | 33 | National Grid Electricity Distribution (East Midlands) Plc | Solar | Photovoltaic | No | data not available | data not available | 18 | Stored Energy (all stored energy irrespective of the original energy source) | Storage - Electrochemical (Batteries) | No | data not available | data not available | 18 | data not applicable | data not applicable | data not applicable | data not available | data not available | data not applicable | data not available | Accepted to connect | data not applicable | data not applicable | data not applicable | data not applicable | data not applicable | data not applicable | 36 | 18 | 18.9474 | 18 | 18.9474 | 45204 | 2026-03-27 00:00:00 | data not available | data not available | data not available | data not available | data not available | data not available | 45750
data not applicable | [5 empty] | data not applicable | Edf energy renewables ltd | Land adj | Ng S/S Broadclyst | data not available | Exeter | data not available | EX5 3DB | United Kingdom | 301787 | 97647.0923 | Exeter Main Sgp | Exeter Main Bsp | data not available | 11 | National Grid Electricity Distribution (South West) Plc | Solar | Photovoltaic | No | data not available | data not available | 57 | Stored Energy (all stored energy irrespective of the original energy source) | Storage - Electrochemical (Batteries) | No | data not available | data not available | 57 | data not applicable | data not applicable | data not applicable | data not available | data not available | data not applicable | data not available | Accepted to connect | data not applicable | data not applicable | data not applicable | data not applicable | data not applicable | data not applicable | 114 | 57 | 60 | 57 | 60 | 45218 | 2026-03-04 00:00:00 | data not available | data not available | data not available | data not available | data not available | data not available | 45750
data not applicable | [5 empty] | data not applicable | Alight | Toyota motor manufacturing (uk) limited | data not available | data not available | Derby | Derbyshire | DE1 9TA | United Kingdom | 429633 | 330441 | Willington 132Kv S Stn | Burnaston 132Kv S Stn | data not available | 11 | National Grid Electricity Distribution (East Midlands) Plc | Solar | Photovoltaic | No | data not available | data not available | 13.5 | data not applicable | data not applicable | data not applicable | data not available | data not available | data not applicable | data not applicable | data not applicable | data not applicable | data not available | data not available | data not applicable | data not available | Accepted to connect | data not applicable | data not applicable | data not applicable | data not applicable | data not applicable | data not applicable | 13.5 | 13.5 | 14.2105 | data not available | 0 | 45131 | 2034-10-31 00:00:00 | data not available | data not available | data not available | data not available | data not available | data not available | 45750
data not applicable | [5 empty] | data not applicable | Limes farm solar park limited | 51, limes farm | Spalding Road | data not available | Bourne | data not available | PE10 0AU | United Kingdom | 514511 | 320905 | Walpole 132Kv S Stn | Bourne 33Kv S Stn | data not available | 33 | National Grid Electricity Distribution (East Midlands) Plc | Solar | Photovoltaic | No | data not available | data not available | 20 | data not applicable | data not applicable | data not applicable | data not available | data not available | data not applicable | data not applicable | data not applicable | data not applicable | data not available | data not available | data not applicable | data not available | Accepted to connect | data not applicable | data not applicable | data not applicable | data not applicable | data not applicable | data not applicable | 20 | 20 | 21.0526 | 0.2 | 0.21053 | 45202 | 2026-06-12 00:00:00 | data not available | data not available | data not available | data not available | data not available | data not available | 45750
data not applicable | [5 empty] | data not applicable | Voltalia | Elm tree farm | Puddys Lane | Watchfield | Highbridge | data not available | TA9 4LA | United Kingdom | 334956 | 147858 | Bridgwater Sgp | Bridgwater Grid Bsp | Watchfield | 11 | National Grid Electricity Distribution (South West) Plc | Solar | Photovoltaic | No | data not available | data not available | 7.5 | data not applicable | data not applicable | data not applicable | data not available | data not available | data not applicable | data not applicable | data not applicable | data not applicable | data not available | data not available | data not applicable | data not available | Accepted to connect | data not applicable | data not applicable | data not applicable | data not applicable | data not applicable | data not applicable | 7.5 | 7.5 | 7.8947 | 0.2 | 0.21053 | 45198 | 2025-06-03 00:00:00 | data not available | data not available | data not available | data not available | data not available | data not available | 45750
data not applicable | [5 empty] | data not applicable | maiden head energy limited | Crab tree farm | West Dundry Lane | data not available | Dundry | data not available | BS41 8LW | United Kingdom | 355640 | 166459 | Iron Acton Sgp | Feeder Road 33Kv | data not available | 0.4 | National Grid Electricity Distribution (South West) Plc | Solar | Photovoltaic | No | data not available | data not available | 18 | data not applicable | data not applicable | data not applicable | data not available | data not available | data not applicable | data not applicable | data not applicable | data not applicable | data not available | data not available | data not applicable | data not available | Accepted to connect | data not applicable | data not applicable | data not applicable | data not applicable | data not applicable | data not applicable | 18 | 18 | 18.9474 | 0.1 | 0.10526 | 45196 | 2025-08-07 00:00:00 | data not available | data not available | data not available | data not available | data not available | data not available | 45750
data not applicable | [5 empty] | data not applicable | sheenhill solar farm limited | Honeybourne solar | South Littleton | data not available | Evesham | data not available | WR11 8TZ | United Kingdom | 410116 | 245705 | Feckenham 66 11Kv S Stn | Feckenham 66/11Kv | Evesham 66 11Kv S Stn | 66 | National Grid Electricity Distribution (West Midlands) Plc | Solar | Photovoltaic | No | data not available | data not available | 18 | data not applicable | data not applicable | data not applicable | data not available | data not available | data not applicable | data not applicable | data not applicable | data not applicable | data not available | data not available | data not applicable | data not available | Accepted to connect | data not applicable | data not applicable | data not applicable | data not applicable | data not applicable | data not applicable | 18 | 18 | 18.9474 | 0.1 | 0.10526 | 45295 | 2025-10-07 00:00:00 | data not available | data not available | data not available | data not available | data not available | data not available | 45750
data not applicable | [5 empty] | data not applicable | Voltalia | Elm tree farm | Puddys Lane | Watchfield | Highbridge | data not available | TA9 4LA | United Kingdom | 334956 | 147858 | Bridgwater Sgp | Bridgwater Grid Bsp | Watchfield | 11 | National Grid Electricity Distribution (South West) Plc | Solar | Photovoltaic | No | data not available | data not available | 7.35 | data not applicable | data not applicable | data not applicable | data not available | data not available | data not applicable | data not applicable | data not applicable | data not applicable | data not available | data not available | data not applicable | data not available | Accepted to connect | data not applicable | data not applicable | data not applicable | data not applicable | data not applicable | data not applicable | 7.35 | 7.35 | 7.7368 | 0.2 | 0.21053 | 45198 | 2025-07-04 00:00:00 | data not available | data not available | data not available | data not available | data not available | data not available | 45750
data not applicable | [5 empty] | data not applicable | Greentech projects holding uk limited | Lockington farm | Remembrance Way | Lockington | Ratcliffe-on-soar | Leicestershire | DE74 2GB | United Kingdom | 449038 | 328539 | Ratcliffe On Soar 132Kv S Stn | data not available | data not available | 132 | National Grid Electricity Distribution (East Midlands) Plc | Solar | Photovoltaic | No | data not available | data not available | 45.2 | Stored Energy (all stored energy irrespective of the original energy source) | Storage - Electrochemical (Batteries) | No | data not available | data not available | 45.2 | data not applicable | data not applicable | data not applicable | data not available | data not available | data not applicable | data not available | Accepted to connect | data not applicable | data not applicable | data not applicable | data not applicable | data not applicable | data not applicable | 90.4 | 45.2 | 47.5789 | 45.2 | 47.5789 | 45118 | 2025-12-18 00:00:00 | data not available | data not available | data not available | data not available | data not available | data not available | 45750
data not applicable | [5 empty] | data not applicable | Nd solar enterprises ltd | Litchardon pv energy park | Higher Lydacott Farm | data not available | Lydacott | Barnstaple | EX31 3QE | United Kingdom | 251628 | 129552 | Alverdiscott Sgp | Barnstaple Bsp | data not available | 33 | National Grid Electricity Distribution (South West) Plc | Solar | Photovoltaic | No | data not available | data not available | 49.9 | Stored Energy (all stored energy irrespective of the original energy source) | Storage - Electrochemical (Batteries) | No | data not available | data not available | 49.9 | data not applicable | data not applicable | data not applicable | data not available | data not available | data not applicable | data not available | Accepted to connect | data not applicable | data not applicable | data not applicable | data not applicable | data not applicable | data not applicable | 99.8 | 49.9 | 52.5263 | 49.9 | 52.5263 | 45135 | 2027-03-01 00:00:00 | data not available | data not available | data not available | data not available | data not available | data not available | 45750
data not applicable | [5 empty] | data not applicable | Greentech projects holding uk limited | Manor farm | data not available | data not available | Nettleham | Scothern | LN2 2QQ | United Kingdom | 502656 | 375585 | West Burton 132Kv S Stn | Lincoln Main No 1 33Kv S Stn | data not available | 33 | National Grid Electricity Distribution (East Midlands) Plc | Solar | Photovoltaic | No | data not available | data not available | 35 | data not applicable | data not applicable | data not applicable | data not available | data not available | data not applicable | data not applicable | data not applicable | data not applicable | data not available | data not available | data not applicable | data not available | Accepted to connect | data not applicable | data not applicable | data not applicable | data not applicable | data not applicable | data not applicable | 35 | 35 | 36.8421 | 0.4 | 0.42105 | 45146 | 2026-01-28 00:00:00 | data not available | data not available | data not available | data not available | data not available | data not available | 45750
data not applicable | [5 empty] | data not applicable | Greentech projects holding uk limited | Barn farm | Heather Lane | data not available | Ravenstone | data not available | LE67 2ED | United Kingdom | 440622 | 312787 | Enderby 132Kv S Stn | Coalville 33Kv S Stn | data not available | 33 | National Grid Electricity Distribution (East Midlands) Plc | Solar | Photovoltaic | No | data not available | data not available | 15.2 | data not applicable | data not applicable | data not applicable | data not available | data not available | data not applicable | data not applicable | data not applicable | data not applicable | data not available | data not available | data not applicable | data not available | Accepted to connect | data not applicable | data not applicable | data not applicable | data not applicable | data not applicable | data not applicable | 15.2 | 15.2 | 16 | 0.2 | 0.21053 | 45118 | 2026-01-14 00:00:00 | data not available | data not available | data not available | data not available | data not available | data not available | 45750
data not applicable | [5 empty] | data not applicable | Welford solar farm limited | Site at | Stanford Syboles | data not available | Northampton | data not available | NN6 6JH | United Kingdom | 461146 | 276710 | Coventry 132Kv S Stn | Rugby 33Kv S Stn | data not available | 33 | National Grid Electricity Distribution (East Midlands) Plc | Solar | Photovoltaic | No | data not available | data not available | 25 | data not applicable | data not applicable | data not applicable | data not available | data not available | data not applicable | data not applicable | data not applicable | data not applicable | data not available | data not available | data not applicable | data not available | Accepted to connect | data not applicable | data not applicable | data not applicable | data not applicable | data not applicable | data not applicable | 25 | 25 | 26.3158 | 0.25 | 0.26316 | 45142 | 2026-02-11 00:00:00 | data not available | data not available | data not available | data not available | data not available | data not available | 45750
data not applicable | [5 empty] | data not applicable | padero solaer ltd | Stanton by dale solar farm | Dale Road | Stanton By Dale | Derbyshire | data not available | DE7 4PJ | United Kingdom | 444212 | 338701 | Willington 132Kv S Stn | Stanton 33Kv S Stn | data not available | 33 | National Grid Electricity Distribution (East Midlands) Plc | Solar | Photovoltaic | No | data not available | data not available | 16 | data not applicable | data not applicable | data not applicable | data not available | data not available | data not applicable | data not applicable | data not applicable | data not applicable | data not available | data not available | data not applicable | data not available | Accepted to connect | data not applicable | data not applicable | data not applicable | data not applicable | data not applicable | data not applicable | 16 | 16 | 16.8421 | 0.5 | 0.52632 | 45125 | 2026-02-17 00:00:00 | data not available | data not available | data not available | data not available | data not available | data not available | 45750
data not applicable | [5 empty] | data not applicable | --REDACTED-- | --REDACTED-- | --REDACTED-- | --REDACTED-- | Gloucestershire | data not available | GL18 1 | United Kingdom | --REDACTED-- | --REDACTED-- | Bishops Wood 132Kv S Stn | Hereford 66Kv S Stn | Newent 66 11Kv S Stn | 66 | National Grid Electricity Distribution (West Midlands) Plc | Solar | Photovoltaic | No | data not available | data not available | 6 | data not applicable | data not applicable | data not applicable | data not available | data not available | data not applicable | data not applicable | data not applicable | data not applicable | data not available | data not available | data not applicable | data not available | Accepted to connect | data not applicable | data not applicable | data not applicable | data not applicable | data not applicable | data not applicable | 6 | 6 | 6.3158 | 0.05 | 0.05263 | 45296 | 2025-09-17 00:00:00 | data not available | data not available | data not available | data not available | data not available | data not available | 45750
data not applicable | [5 empty] | data not applicable | tagenergy development uk limited | data not available | Upper Delves Energy Park | Upper Delves Farm | Pit lane | Shirland | DE55 6AU | United Kingdom | 439712 | 357488 | Chesterfield 132Kv S Stn | Alfreton 33Kv S Stn | data not available | 33 | National Grid Electricity Distribution (East Midlands) Plc | Solar | Photovoltaic | No | data not available | data not available | 25 | data not applicable | data not applicable | data not applicable | data not available | data not available | data not applicable | data not applicable | data not applicable | data not applicable | data not available | data not available | data not applicable | data not available | Accepted to connect | data not applicable | data not applicable | data not applicable | data not applicable | data not applicable | data not applicable | 25 | 25 | 26.3158 | data not available | 0 | 45114 | 2025-12-24 00:00:00 | data not available | data not available | data not available | data not available | data not available | data not available | 45750
data not applicable | [5 empty] | data not applicable | starlight energy uk limited | Burton gorse | North Beck Lane | data not available | Sleaford | data not available | NG34 0AD | United Kingdom | 509550 | 340983 | Bicker Fen 132Kv S Stn | Sleaford 33Kv S Stn | data not available | 132 | National Grid Electricity Distribution (East Midlands) Plc | Solar | Photovoltaic | No | data not available | data not available | 42 | data not applicable | data not applicable | data not applicable | data not available | data not available | data not applicable | data not applicable | data not applicable | data not applicable | data not available | data not available | data not applicable | data not available | Accepted to connect | data not applicable | data not applicable | data not applicable | data not applicable | data not applicable | data not applicable | 42 | 42 | 44.2105 | 0.2 | 0.21053 | 45202 | 2026-02-19 00:00:00 | data not available | data not available | data not available | data not available | data not available | data not available | 45750
data not applicable | [5 empty] | data not applicable | Sol pv group ltd | 4, lineage logistics | Corinium Avenue | Barnwood | Gloucester | Gloucestershire | GL4 3BW | United Kingdom | data not available | data not available | Port Ham 132Kv S Stn | Eastern Avenue 132Kv S Stn | Eastern Avenue 132/11Kv | 11 | National Grid Electricity Distribution (West Midlands) Plc | Solar | Photovoltaic | No | data not available | data not available | 1.5 | data not applicable | data not applicable | data not applicable | data not available | data not available | data not applicable | data not applicable | data not applicable | data not applicable | data not available | data not available | data not applicable | data not available | Accepted to connect | data not applicable | data not applicable | data not applicable | data not applicable | data not applicable | data not applicable | 1.5 | 1.5 | 1.579 | 1.3 | 1.3684 | 45113 | 2025-07-30 00:00:00 | data not available | data not available | data not available | data not available | data not available | data not available | 45750
data not applicable | [5 empty] | data not applicable | Ecotricity generation ltd | Land at tafarn bach | Charfield | data not available | Wotton-under-edge | data not available | GL12 8LG | United Kingdom | 371354 | 192010 | Iron Acton 132Kv S Stn | data not available | data not available | 11 | National Grid Electricity Distribution (West Midlands) Plc | Solar | Photovoltaic | No | data not available | data not available | 4 | data not applicable | data not applicable | data not applicable | data not available | data not available | data not applicable | data not applicable | data not applicable | data not applicable | data not available | data not available | data not applicable | data not available | Accepted to connect | data not applicable | data not applicable | data not applicable | data not applicable | data not applicable | data not applicable | 4 | 4 | 4.2105 | data not available | 0 | 45226 | 2025-10-09 00:00:00 | data not available | data not available | data not available | data not available | data not available | data not available | 45750
data not applicable | [5 empty] | data not applicable | Rhigos solar limited | Land south of | Rhigos Road | data not available | Aberdare | data not available | CF44 9YR | United Kingdom | 292189 | 206566 | Swansea North Grid | Hirwaun Grid | Hirwaun Primary | 11 | National Grid Electricity Distribution (South Wales) Plc | Solar | Photovoltaic | No | data not available | data not available | 7.6 | data not applicable | data not applicable | data not applicable | data not available | data not available | data not applicable | data not applicable | data not applicable | data not applicable | data not available | data not available | data not applicable | data not available | Accepted to connect | data not applicable | data not applicable | data not applicable | data not applicable | data not applicable | data not applicable | 7.6 | 7.6 | 8 | 0.045 | 0.04737 | 45071 | 2026-01-29 00:00:00 | data not available | data not available | data not available | data not available | data not available | data not available | 45750
data not applicable | [5 empty] | data not applicable | Greentech projects holding uk ltd | Wingerworth solar farm | Longedge Lane | Wingerworth | Chesterfield | data not available | S42 6PB | United Kingdom | 438479 | 367991 | Chesterfield 132Kv S Stn | Goitside 33Kv S Stn | data not available | 33 | National Grid Electricity Distribution (East Midlands) Plc | Solar | Photovoltaic | No | data not available | data not available | 25 | Stored Energy (all stored energy irrespective of the original energy source) | Storage - Electrochemical (Batteries) | No | data not available | data not available | 25 | data not applicable | data not applicable | data not applicable | data not available | data not available | data not applicable | data not available | Accepted to connect | data not applicable | data not applicable | data not applicable | data not applicable | data not applicable | data not applicable | 50 | 25 | 26.3158 | 25 | 26.3158 | 45153 | 2026-02-11 00:00:00 | data not available | data not available | data not available | data not available | data not available | data not available | 45750
data not applicable | [5 empty] | data not applicable | Alt solar ltd | Oakridge energy ltd | Upton Cressett | data not available | Bridgnorth | data not available | WV16 6UQ | United Kingdom | 366622 | 292528 | Ironbridge 132Kv S Stn | data not available | data not available | 33 | National Grid Electricity Distribution (West Midlands) Plc | Solar | Photovoltaic | No | data not available | data not available | 5 | data not applicable | data not applicable | data not applicable | data not available | data not available | data not applicable | data not applicable | data not applicable | data not applicable | data not available | data not available | data not applicable | data not available | Accepted to connect | data not applicable | data not applicable | data not applicable | data not applicable | data not applicable | data not applicable | 5 | 5 | 5.2632 | data not available | 0 | 45219 | 2025-09-10 00:00:00 | data not available | data not available | data not available | data not available | data not available | data not available | 45750
data not applicable | [5 empty] | data not applicable | Indurent strategic land ltd | Nr park lane, st modwen logistics | data not available | data not available | Stoke on trent | data not available | ST7 8HP | United Kingdom | 378566 | 351632 | Cellarhead 132Kv | data not available | data not available | 33 | National Grid Electricity Distribution (West Midlands) Plc | Solar | Photovoltaic | No | data not available | data not available | 12.76 | data not applicable | data not applicable | data not applicable | data not available | data not available | data not applicable | data not applicable | data not applicable | data not applicable | data not available | data not available | data not applicable | data not available | Accepted to connect | data not applicable | data not applicable | data not applicable | data not applicable | data not applicable | data not applicable | 12.76 | 12.76 | 13.4316 | 22.5 | 23.6842 | 45239 | 2025-09-23 00:00:00 | data not available | data not available | data not available | data not available | data not available | data not available | 45750
data not applicable | [5 empty] | data not applicable | Noventum power limited | Park farm | Klondyke Lane | Thorpe Satchville | Melton mowbray | data not available | LE14 2TB | United Kingdom | 473196 | 312489 | Ratcliffe On Soar 132Kv S Stn | Willoughby 33Kv S Stn | South Croxton 33 11Kv S Stn | 11 | National Grid Electricity Distribution (East Midlands) Plc | Solar | Photovoltaic | No | data not available | data not available | 10 | data not applicable | data not applicable | data not applicable | data not available | data not available | data not applicable | data not applicable | data not applicable | data not applicable | data not available | data not available | data not applicable | data not available | Accepted to connect | data not applicable | data not applicable | data not applicable | data not applicable | data not applicable | data not applicable | 10 | 10 | 10.5263 | data not available | 0 | 45156 | 2025-12-29 00:00:00 | data not available | data not available | data not available | data not available | data not available | data not available | 45750
data not applicable | [5 empty] | data not applicable | enviromena project management uk ltd | South carlton farm | South Carlton | data not available | Lincoln | data not available | LN1 2RJ | United Kingdom | 495076 | 376378 | West Burton 132Kv S Stn | Lincoln Main No 1 33Kv S Stn | data not available | 33 | National Grid Electricity Distribution (East Midlands) Plc | Solar | Photovoltaic | No | data not available | data not available | 29 | data not applicable | data not applicable | data not applicable | data not available | data not available | data not applicable | data not applicable | data not applicable | data not applicable | data not available | data not available | data not applicable | data not available | Accepted to connect | data not applicable | data not applicable | data not applicable | data not applicable | data not applicable | data not applicable | 29 | 29 | 30.5263 | 0.1 | 0.10526 | 45223 | 2026-04-20 00:00:00 | data not available | data not available | data not available | data not available | data not available | data not available | 45750
data not applicable | [5 empty] | data not applicable | orsted onshore uk limited | Gelding wood farm, barrons 2 solar farm | Wood Lane | data not available | Gedling | data not available | NG4 4AD | United Kingdom | 462697 | 342718 | Stoke Bardolph 132Kv | Nottingham East 33Kv S Stn | Gedling 33 11Kv S Stn | 33 | National Grid Electricity Distribution (East Midlands) Plc | Solar | Photovoltaic | No | data not available | data not available | 19.9 | data not applicable | data not applicable | data not applicable | data not available | data not available | data not applicable | data not applicable | data not applicable | data not applicable | data not available | data not available | data not applicable | data not available | Accepted to connect | data not applicable | data not applicable | data not applicable | data not applicable | data not applicable | data not applicable | 19.9 | 19.9 | 20.9474 | 0.18 | 0.18947 | 45225 | 2026-04-29 00:00:00 | data not available | data not available | data not available | data not available | data not available | data not available | 45750
data not applicable | [5 empty] | data not applicable | Pathfinder clean energy uk dev ltd | Dare valley | Bwllfa Road | data not available | Rhondda cynon taf | data not available | CF44 8UL | United Kingdom | 297024 | 202712 | Swansea North Grid | Hirwaun Grid | data not available | 33 | National Grid Electricity Distribution (South Wales) Plc | Solar | Photovoltaic | No | data not available | data not available | 10 | data not applicable | data not applicable | data not applicable | data not available | data not available | data not applicable | data not applicable | data not applicable | data not applicable | data not available | data not available | data not applicable | data not available | Accepted to connect | data not applicable | data not applicable | data not applicable | data not applicable | data not applicable | data not applicable | 10 | 10 | 10.5263 | 0.3 | 0.31579 | 45215 | 2026-03-02 00:00:00 | data not available | data not available | data not available | data not available | data not available | data not available | 45750
data not applicable | [5 empty] | data not applicable | Blue stone renewable vi | Pinchbeck lane farm | Pinchbeck Lane | Croft | Skegness | Lincolnshire | PE24 4RY | United Kingdom | 551358 | 361977 | Bicker Fen 132Kv S Stn | Skegness 33Kv S Stn | data not available | 33 | National Grid Electricity Distribution (East Midlands) Plc | Solar | Photovoltaic | No | data not available | data not available | 17 | data not applicable | data not applicable | data not applicable | data not available | data not available | data not applicable | data not applicable | data not applicable | data not applicable | data not available | data not available | data not applicable | data not available | Accepted to connect | data not applicable | data not applicable | data not applicable | data not applicable | data not applicable | data not applicable | 17 | 17 | 17.8947 | data not available | 0 | 45176 | 2026-04-07 00:00:00 | data not available | data not available | data not available | data not available | data not available | data not available | 45750
data not applicable | [5 empty] | data not applicable | kesteven energy limited | Kesteven energy solar farm 1 | Syston Grange Farm | Syston | Grantham | data not available | NG32 2DD | United Kingdom | 495979 | 340455 | Bicker Fen 132Kv S Stn | data not available | data not available | 132 | National Grid Electricity Distribution (East Midlands) Plc | Solar | Photovoltaic | No | data not available | data not available | 30 | Stored Energy (all stored energy irrespective of the original energy source) | Storage - Electrochemical (Batteries) | No | data not available | data not available | 30 | data not applicable | data not applicable | data not applicable | data not available | data not available | data not applicable | data not available | Accepted to connect | data not applicable | data not applicable | data not applicable | data not applicable | data not applicable | data not applicable | 60 | 30 | 31.5789 | 30 | 31.5789 | 45134 | 2026-03-10 00:00:00 | data not available | data not available | data not available | data not available | data not available | data not available | 45750
data not applicable | [5 empty] | data not applicable | Nextpower lower strensham limited | West and east sides of | Baughton Hill | data not available | Worcester | data not available | WR8 9DT | United Kingdom | 389748 | 241346 | Feckenham 66 11Kv S Stn | data not available | data not available | 66 | National Grid Electricity Distribution (West Midlands) Plc | Solar | Photovoltaic | No | data not available | data not available | 65 | Stored Energy (all stored energy irrespective of the original energy source) | Storage - Electrochemical (Batteries) | No | data not available | data not available | 13 | data not applicable | data not applicable | data not applicable | data not available | data not available | data not applicable | data not available | Accepted to connect | data not applicable | data not applicable | data not applicable | data not applicable | data not applicable | data not applicable | 78 | 0 | 0 | data not available | 0 | 45259 | 2027-01-12 00:00:00 | data not available | data not available | data not available | data not available | data not available | data not available | 45750
data not applicable | [5 empty] | data not applicable | g f mansfield energy ltd | Gf mansfield solar | Warren Farm | Woodhouse | Mansfield | data not available | NG19 0HQ | United Kingdom | 456428 | 363378 | Chesterfield 132Kv S Stn | Mansfield 33Kv S Stn | data not available | 33 | National Grid Electricity Distribution (East Midlands) Plc | Solar | Photovoltaic | No | data not available | data not available | 13 | data not applicable | data not applicable | data not applicable | data not available | data not available | data not applicable | data not applicable | data not applicable | data not applicable | data not available | data not available | data not applicable | data not available | Accepted to connect | data not applicable | data not applicable | data not applicable | data not applicable | data not applicable | data not applicable | 13 | 13 | 13.6842 | data not available | 0 | 45250 | 2026-07-14 00:00:00 | data not available | data not available | data not available | data not available | data not available | data not available | 45750
data not applicable | [5 empty] | data not applicable | ranksborough solar limited | Ranksborough farm, 1014 | Langham | data not available | Oakham | Leicestershire | LE15 7EJ | United Kingdom | 483502 | 311008 | Grendon 132Kv S Stn | Oakham 33Kv S Stn | data not available | 33 | National Grid Electricity Distribution (East Midlands) Plc | Solar | Photovoltaic | No | data not available | data not available | 30 | data not applicable | data not applicable | data not applicable | data not available | data not available | data not applicable | data not applicable | data not applicable | data not applicable | data not available | data not available | data not applicable | data not available | Accepted to connect | data not applicable | data not applicable | data not applicable | data not applicable | data not applicable | data not applicable | 30 | 30 | 31.5789 | 0.3 | 0.31579 | 45212 | 2026-03-02 00:00:00 | data not available | data not available | data not available | data not available | data not available | data not available | 45750
data not applicable | [5 empty] | data not applicable | Anesco limited | Heol pen-y-banc | Llandybie | data not available | Penybanc | Carmarthenshire | SA18 3QW | United Kingdom | 261097 | 211412 | Swansea North Grid | Ammanford Grid | data not available | 33 | National Grid Electricity Distribution (South Wales) Plc | Solar | Photovoltaic | No | data not available | data not available | 21.12 | data not applicable | data not applicable | data not applicable | data not available | data not available | data not applicable | data not applicable | data not applicable | data not applicable | data not available | data not available | data not applicable | data not available | Accepted to connect | data not applicable | data not applicable | data not applicable | data not applicable | data not applicable | data not applicable | 21.12 | 21.12 | 22.2316 | 0.11 | 0.11579 | 45189 | 2026-01-15 00:00:00 | data not available | data not available | data not available | data not available | data not available | data not available | 45750
data not applicable | [5 empty] | data not applicable | padero solaer ltd | Bourne solar farm | Cowbit Cp | South Holland | Lincolnshire | data not available | NG34 0NJ | United Kingdom | 514080 | 333827 | Walpole 132Kv S Stn | Bourne 33Kv S Stn | data not available | 33 | National Grid Electricity Distribution (East Midlands) Plc | Solar | Photovoltaic | No | data not available | data not available | 15 | data not applicable | data not applicable | data not applicable | data not available | data not available | data not applicable | data not applicable | data not applicable | data not applicable | data not available | data not available | data not applicable | data not available | Accepted to connect | data not applicable | data not applicable | data not applicable | data not applicable | data not applicable | data not applicable | 15 | 15 | 15.7895 | 0.5 | 0.52632 | 45219 | 2026-04-17 00:00:00 | data not available | data not available | data not available | data not available | data not available | data not available | 45750
data not applicable | [5 empty] | data not applicable | pace psr renewable energy hold co ltd | Land south of | Seeney Lane | data not available | Warwickshire | data not available | B76 0DH | United Kingdom | 419824 | 294518 | Lea Marston 132Kv S Stn | data not available | data not available | 132 | National Grid Electricity Distribution (West Midlands) Plc | Solar | Photovoltaic | No | data not available | data not available | 99.9 | Stored Energy (all stored energy irrespective of the original energy source) | Storage - Electrochemical (Batteries) | No | data not available | data not available | 99.9 | data not applicable | data not applicable | data not applicable | data not available | data not available | data not applicable | data not available | Accepted to connect | data not applicable | data not applicable | data not applicable | data not applicable | data not applicable | data not applicable | 199.8 | 99.9 | 105.1579 | 99.9 | 105.1579 | 45293 | 2025-10-14 00:00:00 | data not available | data not available | data not available | data not available | data not available | data not available | 45750
data not applicable | [5 empty] | data not applicable | great house energy centre | Great house farm | Penpergwm | data not available | Abergavenny | data not available | NP7 4UY | United Kingdom | data not available | data not available | Rassau Gsp | data not available | data not available | 132 | National Grid Electricity Distribution (South Wales) Plc | Solar | Photovoltaic | No | data not available | data not available | 49.99 | data not applicable | data not applicable | data not applicable | data not available | data not available | data not applicable | data not applicable | data not applicable | data not applicable | data not available | data not available | data not applicable | data not available | Accepted to connect | data not applicable | data not applicable | data not applicable | data not applicable | data not applicable | data not applicable | 49.99 | 49.99 | 52.621 | 0.499 | 0.52526 | 45251 | 2026-04-15 00:00:00 | data not available | data not available | data not available | data not available | data not available | data not available | 45750
data not applicable | [5 empty] | data not applicable | Noventum power limited | Alverdiscott farm bess & pv | Bulworthy Farm | Alverdiscott | Bideford | data not available | EX39 4PY | United Kingdom | 250825 | 126052 | Alverdiscott Sgp | data not available | data not available | 132 | National Grid Electricity Distribution (South West) Plc | Solar | Photovoltaic | No | data not available | data not available | 49.9 | Stored Energy (all stored energy irrespective of the original energy source) | Storage - Electrochemical (Batteries) | No | data not available | data not available | 49.9 | data not applicable | data not applicable | data not applicable | data not available | data not available | data not applicable | data not available | Accepted to connect | data not applicable | data not applicable | data not applicable | data not applicable | data not applicable | data not applicable | 99.8 | 49.9 | 52.5263 | 49.9 | 52.5263 | 45247 | 2025-11-07 00:00:00 | data not available | data not available | data not available | data not available | data not available | data not available | 45750
data not applicable | [5 empty] | data not applicable | Noventum power | Land off | Woodfold Lane | data not available | Freeby | data not available | LE14 4SQ | United Kingdom | 478629 | 321020 | Grendon 132Kv S Stn | Melton Mowbray 33Kv S Stn | Melton Mowbray 11Kv S Stn | 11 | National Grid Electricity Distribution (East Midlands) Plc | Solar | Photovoltaic | No | data not available | data not available | 12 | data not applicable | data not applicable | data not applicable | data not available | data not available | data not applicable | data not applicable | data not applicable | data not applicable | data not available | data not available | data not applicable | data not available | Accepted to connect | data not applicable | data not applicable | data not applicable | data not applicable | data not applicable | data not applicable | 12 | 12 | 12.6316 | 0.3 | 0.31579 | 45247 | 2026-01-26 00:00:00 | data not available | data not available | data not available | data not available | data not available | data not available | 45750
data not applicable | [5 empty] | data not applicable | Aeuk solar project ii ltd | Boyah grange solar | Ilkeston | data not available | data not available | data not available | DE7 4PH | United Kingdom | 444504 | 338026 | Willington 132Kv S Stn | Stanton 33Kv S Stn | data not available | 33 | National Grid Electricity Distribution (East Midlands) Plc | Solar | Photovoltaic | No | data not available | data not available | 32.9 | data not applicable | data not applicable | data not applicable | data not available | data not available | data not applicable | data not applicable | data not applicable | data not applicable | data not available | data not available | data not applicable | data not available | Accepted to connect | data not applicable | data not applicable | data not applicable | data not applicable | data not applicable | data not applicable | 32.9 | 32.9 | 34.6316 | 0.1 | 0.10526 | 45223 | 2026-07-16 00:00:00 | data not available | data not available | data not available | data not available | data not available | data not available | 45750
data not applicable | [5 empty] | data not applicable | Bsr applications limited | Clamgoose lane solar | Land At Clamgoose Lane | Kingsley Moor | Stoke-on-trent | data not available | ST10 2EG | United Kingdom | 399917 | 345947 | Cellarhead 132Kv | Forsbrook 33Kv S Stn | data not available | 33 | National Grid Electricity Distribution (West Midlands) Plc | Solar | Photovoltaic | No | data not available | data not available | 25 | data not applicable | data not applicable | data not applicable | data not available | data not available | data not applicable | data not applicable | data not applicable | data not applicable | data not available | data not available | data not applicable | data not available | Accepted to connect | data not applicable | data not applicable | data not applicable | data not applicable | data not applicable | data not applicable | 25 | 25 | 26.3158 | 0.3 | 0.31579 | 45275 | 2025-09-16 00:00:00 | data not available | data not available | data not available | data not available | data not available | data not available | 45750
data not applicable | [5 empty] | data not applicable | g f mansfield energy ltd | Gf mansfield solar | Warren Farm | Woodhouse | Mansfield | data not available | NG19 0HQ | United Kingdom | 456428 | 363378 | Chesterfield 132Kv S Stn | Mansfield 33Kv S Stn | data not available | 33 | National Grid Electricity Distribution (East Midlands) Plc | Solar | Photovoltaic | No | data not available | data not available | 8 | data not applicable | data not applicable | data not applicable | data not available | data not available | data not applicable | data not applicable | data not applicable | data not applicable | data not available | data not available | data not applicable | data not available | Accepted to connect | data not applicable | data not applicable | data not applicable | data not applicable | data not applicable | data not applicable | 8 | 8 | 8.421 | data not available | 0 | 45250 | 2025-06-03 00:00:00 | data not available | data not available | data not available | data not available | data not available | data not available | 45750
data not applicable | [5 empty] | data not applicable | Smartparc segro spondon limited | Unit 2,, windmill solar pv | Evolution Way | data not available | Derby | data not available | DE21 7UN | United Kingdom | data not available | data not available | Willington 132Kv S Stn | Derby 33Kv S Stn | data not available | 33 | National Grid Electricity Distribution (East Midlands) Plc | Solar | Photovoltaic | No | data not available | data not available | 10 | data not applicable | data not applicable | data not applicable | data not available | data not available | data not applicable | data not applicable | data not applicable | data not applicable | data not available | data not available | data not applicable | data not available | Accepted to connect | data not applicable | data not applicable | data not applicable | data not applicable | data not applicable | data not applicable | 10 | 10 | 10.5263 | 42 | 44.2105 | 45282 | 2025-12-08 00:00:00 | data not available | data not available | data not available | data not available | data not available | data not available | 45750
data not applicable | [5 empty] | data not applicable | Ib vogt | Fordgate farm | Moorland | data not available | Bridgwater | data not available | TA7 0AR | United Kingdom | 331690 | 133836 | Bridgwater Sgp | data not available | data not available | 132 | National Grid Electricity Distribution (South West) Plc | Solar | Photovoltaic | No | data not available | data not available | 49.9 | data not applicable | data not applicable | data not applicable | data not available | data not available | data not applicable | data not applicable | data not applicable | data not applicable | data not available | data not available | data not applicable | data not available | Accepted to connect | data not applicable | data not applicable | data not applicable | data not applicable | data not applicable | data not applicable | 49.9 | 49.9 | 52.5263 | 0.2 | 0.21053 | 45254 | 2026-03-24 00:00:00 | data not available | data not available | data not available | data not available | data not available | data not available | 45750
data not applicable | [5 empty] | data not applicable | windel solar 11 ltd | Pencoed ganol farm | Pendderi Road | Llanelli | Dyfed | data not available | SA14 9PL | United Kingdom | 254857 | 200022 | Swansea North Grid | Trostre Grid | Maesarddafen | 33 | National Grid Electricity Distribution (South Wales) Plc | Solar | Photovoltaic | No | data not available | data not available | 26 | data not applicable | data not applicable | data not applicable | data not available | data not available | data not applicable | data not applicable | data not applicable | data not applicable | data not available | data not available | data not applicable | data not available | Accepted to connect | data not applicable | data not applicable | data not applicable | data not applicable | data not applicable | data not applicable | 26 | 26 | 27.3684 | 0.2 | 0.21053 | 45173 | 2028-03-31 00:00:00 | data not available | data not available | data not available | data not available | data not available | data not available | 45750
data not applicable | [5 empty] | data not applicable | mespil solar energy limited | Alyesbury pv scheme | - | data not available | Silverstone | data not available | NN13 5TX | United Kingdom | 464476 | 241881 | East Claydon 132Kv S Stn | Brackley 132Kv S Stn | data not available | 33 | National Grid Electricity Distribution (East Midlands) Plc | Solar | Photovoltaic | No | data not available | data not available | 22 | data not applicable | data not applicable | data not applicable | data not available | data not available | data not applicable | data not applicable | data not applicable | data not applicable | data not available | data not available | data not applicable | data not available | Accepted to connect | data not applicable | data not applicable | data not applicable | data not applicable | data not applicable | data not applicable | 22 | 22 | 23.1579 | 0.5 | 0.52632 | 45275 | 2026-05-06 00:00:00 | data not available | data not available | data not available | data not available | data not available | data not available | 45750
data not applicable | [5 empty] | data not applicable | Kala power limited | Howton fields farm | Pillaton | data not available | Saltash | Cornwall | PL12 6QY | United Kingdom | data not available | data not available | Landulph Sgp | Landulph Bsp | data not available | 33 | National Grid Electricity Distribution (South West) Plc | Solar | Photovoltaic | No | data not available | data not available | 5 | data not applicable | data not applicable | data not applicable | data not available | data not available | data not applicable | data not applicable | data not applicable | data not applicable | data not available | data not available | data not applicable | data not available | Accepted to connect | data not applicable | data not applicable | data not applicable | data not applicable | data not applicable | data not applicable | 5 | 5 | 5.2632 | 0.035 | 0.03684 | 45084 | 2025-10-03 00:00:00 | data not available | data not available | data not available | data not available | data not available | data not available | 45750
data not applicable | [5 empty] | data not applicable | Lightsource | Eastacombe farm | data not available | Clawton | Holsworthy | Devon | EX22 6RP | United Kingdom | data not available | data not available | Alverdiscott Sgp | Pyworthy Bsp | data not available | 33 | National Grid Electricity Distribution (South West) Plc | Solar | Photovoltaic | No | data not available | data not available | 3.19 | data not applicable | data not applicable | data not applicable | data not available | data not available | data not applicable | data not applicable | data not applicable | data not applicable | data not available | data not available | data not applicable | data not available | Accepted to connect | data not applicable | data not applicable | data not applicable | data not applicable | data not applicable | data not applicable | 3.19 | 3.19 | 3.3579 | 0.025 | 0.02632 | 45084 | 2025-10-02 00:00:00 | data not available | data not available | data not available | data not available | data not available | data not available | 45750
data not applicable | [5 empty] | data not applicable | Itpenergised | Burrowood land | Land East Of Spondon & | data not available | data not available | data not available | data not available | United Kingdom | data not available | data not available | Willington 132Kv S Stn | Spondon B 33Kv S Stn | data not available | 33 | National Grid Electricity Distribution (East Midlands) Plc | Solar | Photovoltaic | No | data not available | data not available | 25 | data not applicable | data not applicable | data not applicable | data not available | data not available | data not applicable | data not applicable | data not applicable | data not applicable | data not available | data not available | data not applicable | data not available | Accepted to connect | data not applicable | data not applicable | data not applicable | data not applicable | data not applicable | data not applicable | 25 | 25 | 26.3158 | 1.25 | 1.3158 | 45232 | 2026-04-07 00:00:00 | data not available | data not available | data not available | data not available | data not available | data not available | 45750
data not applicable | [5 empty] | data not applicable | camp farm solar limited | Camp farm solar | Knowle Hill | Hurley | Atherstone | data not available | CV9 2JF | United Kingdom | 423704 | 295724 | Lea Marston 132Kv S Stn | data not available | data not available | 132 | National Grid Electricity Distribution (East Midlands) Plc | Solar | Photovoltaic | No | data not available | data not available | 49.9 | data not applicable | data not applicable | data not applicable | data not available | data not available | data not applicable | data not applicable | data not applicable | data not applicable | data not available | data not available | data not applicable | data not available | Accepted to connect | data not applicable | data not applicable | data not applicable | data not applicable | data not applicable | data not applicable | 49.9 | 49.9 | 52.5263 | 50.4 | 53.0526 | 45309 | 2025-07-29 00:00:00 | data not available | data not available | data not available | data not available | data not available | data not available | 45750
data not applicable | [5 empty] | data not applicable | Elawan energy sl | Site | Worksop Elawan Ew02 | data not available | Worksop | data not available | S80 3EY | United Kingdom | 455546 | 378252 | West Burton 132Kv S Stn | Worksop 33Kv S Stn | data not available | 33 | National Grid Electricity Distribution (East Midlands) Plc | Solar | Photovoltaic | No | data not available | data not available | 25 | data not applicable | data not applicable | data not applicable | data not available | data not available | data not applicable | data not applicable | data not applicable | data not applicable | data not available | data not available | data not applicable | data not available | Accepted to connect | data not applicable | data not applicable | data not applicable | data not applicable | data not applicable | data not applicable | 25 | 25 | 26.3158 | 0.55 | 0.57895 | 45300 | 2026-05-12 00:00:00 | data not available | data not available | data not available | data not available | data not available | data not available | 45750
data not applicable | [5 empty] | data not applicable | windel solar 8 limited | Land at duffryn farm | Ely Valley Road | Ynysmaerdy | Pontyclun | data not available | CF72 8LN | United Kingdom | 302843 | 184919 | Upper Boat | Talbot Green Grid | data not available | 11 | National Grid Electricity Distribution (South Wales) Plc | Solar | Photovoltaic | No | data not available | data not available | 7.5 | data not applicable | data not applicable | data not applicable | data not available | data not available | data not applicable | data not applicable | data not applicable | data not applicable | data not available | data not available | data not applicable | data not available | Accepted to connect | data not applicable | data not applicable | data not applicable | data not applicable | data not applicable | data not applicable | 7.5 | 7.5 | 7.8947 | 0.05 | 0.05263 | 45142 | 2026-04-02 00:00:00 | data not available | data not available | data not available | data not available | data not available | data not available | 45750
data not applicable | [5 empty] | data not applicable | Ibv dunholme solar limited | Dunholme station | Danby Hill Farm | data not available | Nettleham | Lincoln | LN2 2NF | United Kingdom | 499265 | 373891 | West Burton 132Kv S Stn | data not available | data not available | 132 | National Grid Electricity Distribution (East Midlands) Plc | Solar | Photovoltaic | No | data not available | data not available | 49.9 | data not applicable | data not applicable | data not applicable | data not available | data not available | data not applicable | data not applicable | data not applicable | data not applicable | data not available | data not available | data not applicable | data not available | Accepted to connect | data not applicable | data not applicable | data not applicable | data not applicable | data not applicable | data not applicable | 49.9 | 49.9 | 52.5263 | 0.2 | 0.21053 | 45230 | 2026-04-27 00:00:00 | data not available | data not available | data not available | data not available | data not available | data not available | 45750
data not applicable | [5 empty] | data not applicable | --REDACTED-- | --REDACTED-- | --REDACTED-- | --REDACTED-- | Matlock | data not available | DE4 4 | United Kingdom | --REDACTED-- | --REDACTED-- | Willington 132Kv S Stn | Winster 33Kv S Stn | Hopton 33 11Kv S Stn | 11 | National Grid Electricity Distribution (East Midlands) Plc | Solar | Photovoltaic | No | data not available | data not available | 4.51 | Wind | Onshore wind turbines | No | data not available | data not available | 4 | data not applicable | data not applicable | data not applicable | data not available | data not available | data not applicable | data not available | Accepted to connect | data not applicable | data not applicable | data not applicable | data not applicable | data not applicable | data not applicable | 8.51 | 4.51 | 4.7474 | 6 | 6.3158 | 45295 | 2026-06-01 00:00:00 | data not available | data not available | data not available | data not available | data not available | data not available | 45750
data not applicable | [5 empty] | data not applicable | Ks spv 00 limited | B5056, brassington solar farm | Longcliffe | Brassington Cp | Dales | Derbyshire | DE4 4HN | United Kingdom | 423005 | 355514 | Willington 132Kv S Stn | Winster 33Kv S Stn | data not available | 33 | National Grid Electricity Distribution (East Midlands) Plc | Solar | Photovoltaic | No | data not available | data not available | 12 | data not applicable | data not applicable | data not applicable | data not available | data not available | data not applicable | data not applicable | data not applicable | data not applicable | data not available | data not available | data not applicable | data not available | Accepted to connect | data not applicable | data not applicable | data not applicable | data not applicable | data not applicable | data not applicable | 12 | 12 | 12.6316 | 0.2 | 0.21053 | 45275 | 2034-01-17 00:00:00 | data not available | data not available | data not available | data not available | data not available | data not available | 45750
data not applicable | [5 empty] | data not applicable | Abo wind uk ltd | data not available | Gorsethorpe Lane | Gorsethorpe | Kings clipstone | data not available | NG21 9BZ | United Kingdom | 460043 | 364761 | Chesterfield 132Kv S Stn | Clipstone 33Kv S Stn | data not available | 33 | National Grid Electricity Distribution (East Midlands) Plc | Solar | Photovoltaic | No | data not available | data not available | 21 | Stored Energy (all stored energy irrespective of the original energy source) | Storage - Electrochemical (Batteries) | No | data not available | data not available | 21 | data not applicable | data not applicable | data not applicable | data not available | data not available | data not applicable | data not available | Accepted to connect | data not applicable | data not applicable | data not applicable | data not applicable | data not applicable | data not applicable | 42 | 21 | 22.1053 | 21 | 22.1053 | 45261 | 2026-07-16 00:00:00 | data not available | data not available | data not available | data not available | data not available | data not available | 45750
data not applicable | [5 empty] | data not applicable | gamcap magnora development company ltd | Peafield lane solar & bess | Westfield House Farm | Warsop | Mansfield | Nottinghamshire | NG20 0EN | United Kingdom | 456237 | 365804 | Chesterfield 132Kv S Stn | Mansfield 33Kv S Stn | data not available | 33 | National Grid Electricity Distribution (East Midlands) Plc | Solar | Photovoltaic | No | data not available | data not available | 35 | Stored Energy (all stored energy irrespective of the original energy source) | Storage - Electrochemical (Batteries) | No | data not available | data not available | 25 | data not applicable | data not applicable | data not applicable | data not available | data not available | data not applicable | data not available | Accepted to connect | data not applicable | data not applicable | data not applicable | data not applicable | data not applicable | data not applicable | 60 | 35 | 36.8421 | 25 | 26.3158 | 45330 | 2026-06-08 00:00:00 | data not available | data not available | data not available | data not available | data not available | data not available | 45750
data not applicable | [5 empty] | data not applicable | --REDACTED-- | --REDACTED-- | --REDACTED-- | --REDACTED-- | Tamworth | data not available | B | United Kingdom | --REDACTED-- | --REDACTED-- | Lea Marston 132Kv S Stn | Hams Hall South 132Kv S Stn | Hams Hall South 132/11Kv | 132 | National Grid Electricity Distribution (West Midlands) Plc | Solar | Photovoltaic | No | data not available | data not available | 2.653 | data not applicable | data not applicable | data not applicable | data not available | data not available | data not applicable | data not applicable | data not applicable | data not applicable | data not available | data not available | data not applicable | data not available | Accepted to connect | data not applicable | data not applicable | data not applicable | data not applicable | data not applicable | data not applicable | 2.653 | 2.653 | 2.7926 | 29.37 | 30.9158 | 45261 | 2025-08-21 00:00:00 | data not available | data not available | data not available | data not available | data not available | data not available | 45750
data not applicable | [5 empty] | data not applicable | Arise renewable energy uk limited | Great harmeston solar farm | Milford Road | Tiers Cross, | Steynton | Pembrokeshire | SA62 3NQ | United Kingdom | 192065 | 208847 | Pembroke Power Station | data not available | data not available | 132 | National Grid Electricity Distribution (South Wales) Plc | Solar | Photovoltaic | No | data not available | data not available | 32.5 | Stored Energy (all stored energy irrespective of the original energy source) | Storage - Electrochemical (Batteries) | No | data not available | data not available | 32.5 | data not applicable | data not applicable | data not applicable | data not available | data not available | data not applicable | data not available | Accepted to connect | data not applicable | data not applicable | data not applicable | data not applicable | data not applicable | data not applicable | 65 | 65 | 68.4211 | 32.5 | 34.2105 | 45348 | 2026-07-21 00:00:00 | data not available | data not available | data not available | data not available | data not available | data not available | 45750
data not applicable | [5 empty] | data not applicable | low carbon solar park 53 limited | Watleys end | data not available | Winterbourne | Bristol | data not available | BS36 1RJ | United Kingdom | 364880 | 181819 | Iron Acton Sgp | Lockleaze Bsp 132Kv | data not available | 33 | National Grid Electricity Distribution (South West) Plc | Solar | Photovoltaic | No | data not available | data not available | 20 | Stored Energy (all stored energy irrespective of the original energy source) | Storage - Electrochemical (Batteries) | No | data not available | data not available | 20 | data not applicable | data not applicable | data not applicable | data not available | data not available | data not applicable | data not available | Accepted to connect | data not applicable | data not applicable | data not applicable | data not applicable | data not applicable | data not applicable | 40 | 20 | 21.0526 | 0.949 | 0.99895 | 45320 | 2026-01-14 00:00:00 | data not available | data not available | data not available | data not available | data not available | data not available | 45750
data not applicable | [5 empty] | data not applicable | Enviromena project management uk ltd | Bridge farm | Stoke Hill | Stoke Canon | Exeter | Devon | EX5 4EE | United Kingdom | 293908 | 97390 | Exeter Main Sgp | Sowton Bsp | data not available | 33 | National Grid Electricity Distribution (South West) Plc | Solar | Photovoltaic | No | data not available | data not available | 35 | data not applicable | data not applicable | data not applicable | data not available | data not available | data not applicable | data not applicable | data not applicable | data not applicable | data not available | data not available | data not applicable | data not available | Accepted to connect | data not applicable | data not applicable | data not applicable | data not applicable | data not applicable | data not applicable | 35 | 35 | 36.8421 | 0.1 | 0.10526 | 45258 | 2025-11-04 00:00:00 | data not available | data not available | data not available | data not available | data not available | data not available | 45750
data not applicable | [5 empty] | data not applicable | Arise renewable energy uk ltd | Caegarw farm, bedwen arian solar & bess 10mw | A 48 | data not available | Margam | Port Talbot | SA13 2TL | United Kingdom | 281291 | 185099 | Pyle Grid | Pyle Bsp | data not available | 33 | National Grid Electricity Distribution (South Wales) Plc | Solar | Photovoltaic | No | data not available | data not available | 10 | Stored Energy (all stored energy irrespective of the original energy source) | Storage - Electrochemical (Batteries) | No | data not available | data not available | 10 | data not applicable | data not applicable | data not applicable | data not available | data not available | data not applicable | data not available | Accepted to connect | data not applicable | data not applicable | data not applicable | data not applicable | data not applicable | data not applicable | 20 | 10 | 10.5263 | 10 | 10.5263 | 45359 | 2026-07-28 00:00:00 | data not available | data not available | data not available | data not available | data not available | data not available | 45750
data not applicable | [5 empty] | data not applicable | Greentech projects holding uk limited | Lodge farm | Tea Bag Cottage | Kilsby | Rugby | data not available | CV23 8YE | United Kingdom | 456452 | 272124 | Coventry 132Kv S Stn | data not available | data not available | 132 | National Grid Electricity Distribution (East Midlands) Plc | Solar | Photovoltaic | No | data not available | data not available | 10 | Stored Energy (all stored energy irrespective of the original energy source) | Storage - Electrochemical (Batteries) | No | data not available | data not available | 10 | data not applicable | data not applicable | data not applicable | data not available | data not available | data not applicable | data not available | Accepted to connect | data not applicable | data not applicable | data not applicable | data not applicable | data not applicable | data not applicable | 20 | 10 | 10.5263 | 10 | 10.5263 | 45274 | 2026-04-21 00:00:00 | data not available | data not available | data not available | data not available | data not available | data not available | 45750
data not applicable | [5 empty] | data not applicable | ks spv 00 limited | Brook hill farm, hinckley solar farm | Ashby Road | data not available | Barwell | Leicester | LE9 8HW | United Kingdom | 443203 | 297364 | Coventry 132Kv S Stn | Hinckley 33Kv S Stn | data not available | 33 | National Grid Electricity Distribution (East Midlands) Plc | Solar | Photovoltaic | No | data not available | data not available | 20 | data not applicable | data not applicable | data not applicable | data not available | data not available | data not applicable | data not applicable | data not applicable | data not applicable | data not available | data not available | data not applicable | data not available | Accepted to connect | data not applicable | data not applicable | data not applicable | data not applicable | data not applicable | data not applicable | 20 | 20 | 21.0526 | 0.2 | 0.21053 | 45352 | 2025-08-11 00:00:00 | data not available | data not available | data not available | data not available | data not available | data not available | 45750
data not applicable | [5 empty] | data not applicable | Infinis (ford oaks) limited | Solar farm | Marsh Green | data not available | Exeter | data not available | data not available | United Kingdom | data not available | data not available | Exeter Main Sgp | data not available | data not available | 132 | National Grid Electricity Distribution (South West) Plc | Solar | Photovoltaic | No | data not available | data not available | 30 | data not applicable | data not applicable | data not applicable | data not available | data not available | data not applicable | data not applicable | data not applicable | data not applicable | data not available | data not available | data not applicable | data not available | Accepted to connect | data not applicable | data not applicable | data not applicable | data not applicable | data not applicable | data not applicable | 30 | 30 | 31.5789 | 1 | 1.0526 | 45219 | 2025-09-24 00:00:00 | data not available | data not available | data not available | data not available | data not available | data not available | 45750
data not applicable | [5 empty] | data not applicable | Alkane energy cm ltd | Rhodia, import mpan | Hall Lane | data not available | Chesterfield | Derbyshire | S43 2PB | United Kingdom | data not available | data not available | Chesterfield 132Kv S Stn | Staveley 33Kv S Stn | data not available | 11 | National Grid Electricity Distribution (East Midlands) Plc | Solar | Photovoltaic | No | data not available | data not available | 16 | data not applicable | data not applicable | data not applicable | data not available | data not available | data not applicable | data not applicable | data not applicable | data not applicable | data not available | data not available | data not applicable | data not available | Accepted to connect | data not applicable | data not applicable | data not applicable | data not applicable | data not applicable | data not applicable | 16 | 16 | 16.8421 | 1 | 1.0526 | 45330 | 2025-07-09 00:00:00 | data not available | data not available | data not available | data not available | data not available | data not available | 45750
data not applicable | [5 empty] | data not applicable | padero solaer ltd | Skellingthorpe solar farm | North Kesteven | data not available | Lincolnshire | data not available | LN6 0YF | United Kingdom | data not available | data not available | West Burton 132Kv S Stn | Lincoln Main No 1 33Kv S Stn | data not available | 33 | National Grid Electricity Distribution (East Midlands) Plc | Solar | Photovoltaic | No | data not available | data not available | 20.28 | data not applicable | data not applicable | data not applicable | data not available | data not available | data not applicable | data not applicable | data not applicable | data not applicable | data not available | data not available | data not applicable | data not available | Accepted to connect | data not applicable | data not applicable | data not applicable | data not applicable | data not applicable | data not applicable | 20.28 | 20.28 | 21.3474 | 0.5 | 0.52632 | 45376 | 2025-08-29 00:00:00 | data not available | data not available | data not available | data not available | data not available | data not available | 45750
data not applicable | [5 empty] | data not applicable | elgin energy esco limited | Land at grange de lings | Riseholme | data not available | Nettleham | data not available | LN2 2RS | United Kingdom | 501672 | 374980 | West Burton 132Kv S Stn | data not available | data not available | 132 | National Grid Electricity Distribution (East Midlands) Plc | Solar | Photovoltaic | No | data not available | data not available | 30 | data not applicable | data not applicable | data not applicable | data not available | data not available | data not applicable | data not applicable | data not applicable | data not applicable | data not available | data not available | data not applicable | data not available | Accepted to connect | data not applicable | data not applicable | data not applicable | data not applicable | data not applicable | data not applicable | 30 | 30 | 31.5789 | 0.4 | 0.42105 | 45384 | 2025-09-09 00:00:00 | data not available | data not available | data not available | data not available | data not available | data not available | 45750
data not applicable | [5 empty] | data not applicable | Gamcap developments limited | Land at | Bolehill Lane | Eckington | Sheffield | Derbyshire | S21 4AT | United Kingdom | 441671 | 378652 | Chesterfield 132Kv S Stn | Staveley 33Kv S Stn | data not available | 33 | National Grid Electricity Distribution (East Midlands) Plc | Solar | Photovoltaic | No | data not available | data not available | 35 | Stored Energy (all stored energy irrespective of the original energy source) | Storage - Electrochemical (Batteries) | No | data not available | data not available | 35 | data not applicable | data not applicable | data not applicable | data not available | data not available | data not applicable | data not available | Accepted to connect | data not applicable | data not applicable | data not applicable | data not applicable | data not applicable | data not applicable | 70 | 35 | 36.8421 | 17.5 | 18.4211 | 45390 | 2026-10-08 00:00:00 | data not available | data not available | data not available | data not available | data not available | data not available | 45750
data not applicable | [5 empty] | data not applicable | Voltalia uk limited | Cooper barn | Elkington Lane | data not available | Nr barby | data not available | CV23 8US | United Kingdom | data not available | data not available | Coventry 132Kv S Stn | data not available | data not available | 33 | National Grid Electricity Distribution (East Midlands) Plc | Solar | Photovoltaic | No | data not available | data not available | 40 | data not applicable | data not applicable | data not applicable | data not available | data not available | data not applicable | data not applicable | data not applicable | data not applicable | data not available | data not available | data not applicable | data not available | Accepted to connect | data not applicable | data not applicable | data not applicable | data not applicable | data not applicable | data not applicable | 40 | 40 | 42.1053 | data not available | 0 | 45468 | 2026-03-13 00:00:00 | data not available | data not available | data not available | data not available | data not available | data not available | 45750
data not applicable | [5 empty] | data not applicable | Elgin energy esco | Bocaddon farm bess | - | data not available | Cornwall | data not available | PL13 2PG | United Kingdom | 217863 | 58546.125 | Landulph Sgp | St Germans Bsp | Looe | 132 | National Grid Electricity Distribution (South West) Plc | Solar | Photovoltaic | No | data not available | data not available | 25 | Stored Energy (all stored energy irrespective of the original energy source) | Storage - Electrochemical (Batteries) | No | data not available | data not available | 25 | data not applicable | data not applicable | data not applicable | data not available | data not available | data not applicable | data not available | Accepted to connect | data not applicable | data not applicable | data not applicable | data not applicable | data not applicable | data not applicable | 50 | 25 | 26.3158 | 25 | 26.3158 | 45390 | 2025-11-11 00:00:00 | data not available | data not available | data not available | data not available | data not available | data not available | 45750
data not applicable | [5 empty] | data not applicable | Lightsource renewable uk development | Mixbury hall farm pv+bess | data not available | Mixbury | Northamptonshire | data not available | NN13 5RL | United Kingdom | data not available | data not available | East Claydon 132Kv S Stn | data not available | data not available | 132 | National Grid Electricity Distribution (East Midlands) Plc | Solar | Photovoltaic | No | data not available | data not available | 49.9 | Stored Energy (all stored energy irrespective of the original energy source) | Storage - Electrochemical (Batteries) | No | data not available | data not available | 49.9 | data not applicable | data not applicable | data not applicable | data not available | data not available | data not applicable | data not available | Accepted to connect | data not applicable | data not applicable | data not applicable | data not applicable | data not applicable | data not applicable | 99.8 | 49.9 | 52.5263 | 49.9 | 52.5263 | 45267 | 2026-04-07 00:00:00 | data not available | data not available | data not available | data not available | data not available | data not available | 45750
data not applicable | [5 empty] | data not applicable | Ks spv 00 limited | Land west of quarry hill | Stanton-By-Dale | data not available | Derby | data not available | DE7 4QQ | United Kingdom | 446532 | 337941 | Willington 132Kv S Stn | Stanton 33Kv S Stn | data not available | 33 | National Grid Electricity Distribution (East Midlands) Plc | Solar | Photovoltaic | No | data not available | data not available | 15 | data not applicable | data not applicable | data not applicable | data not available | data not available | data not applicable | data not applicable | data not applicable | data not applicable | data not available | data not available | data not applicable | data not available | Accepted to connect | data not applicable | data not applicable | data not applicable | data not applicable | data not applicable | data not applicable | 15 | 15 | 15.7895 | 0.2 | 0.21053 | 45365 | 2037-12-31 00:00:00 | data not available | data not available | data not available | data not available | data not available | data not available | 45750
data not applicable | [5 empty] | data not applicable | Pace psr renewable energy hold co ltd | Uki197 cock alley | Land East Of Cock Alley | data not available | derbyshire | data not available | S44 5XE | United Kingdom | 442165 | 369351 | Chesterfield 132Kv S Stn | data not available | data not available | 132 | National Grid Electricity Distribution (East Midlands) Plc | Solar | Photovoltaic | No | data not available | data not available | 49.5 | Stored Energy (all stored energy irrespective of the original energy source) | Storage - Electrochemical (Batteries) | No | data not available | data not available | 49.5 | data not applicable | data not applicable | data not applicable | data not available | data not available | data not applicable | data not available | Accepted to connect | data not applicable | data not applicable | data not applicable | data not applicable | data not applicable | data not applicable | 99 | 49.5 | 52.1053 | 49.5 | 52.1053 | 45362 | 2025-09-01 00:00:00 | data not available | data not available | data not available | data not available | data not available | data not available | 45750
data not applicable | [5 empty] | data not applicable | elgin energy es co limited | Lands at | Stainfield Road | data not available | South kesteven | Lincolnshire | PE10 0SHT | United Kingdom | data not available | data not available | Walpole 132Kv S Stn | data not available | data not available | 132 | National Grid Electricity Distribution (East Midlands) Plc | Solar | Photovoltaic | No | data not available | data not available | 49.9 | data not applicable | data not applicable | data not applicable | data not available | data not available | data not applicable | data not applicable | data not applicable | data not applicable | data not available | data not available | data not applicable | data not available | Accepted to connect | data not applicable | data not applicable | data not applicable | data not applicable | data not applicable | data not applicable | 49.9 | 49.9 | 52.5263 | 0.6 | 0.63158 | 45407 | 2025-10-06 00:00:00 | data not available | data not available | data not available | data not available | data not available | data not available | 45750
data not applicable | [5 empty] | data not applicable | blaenau gwent solar limited | Wauntysswg park, 30mw solar pv | data not available | Rhymney | Tredegar | data not available | NP22 5BQ | United Kingdom | 313591 | 205762 | Rassau Gsp | Ebbw Vale | data not available | 33 | National Grid Electricity Distribution (South Wales) Plc | Solar | Photovoltaic | No | data not available | data not available | 30 | data not applicable | data not applicable | data not applicable | data not available | data not available | data not applicable | data not applicable | data not applicable | data not applicable | data not available | data not available | data not applicable | data not available | Accepted to connect | data not applicable | data not applicable | data not applicable | data not applicable | data not applicable | data not applicable | 30 | 30 | 31.5789 | 0.2 | 0.21053 | 45407 | 2027-07-29 00:00:00 | data not available | data not available | data not available | data not available | data not available | data not available | 45750
data not applicable | [5 empty] | data not applicable | Longney solar limited | Land to the east of high green, 2457285 | Longney | data not available | Gloucester | data not available | GL2 3SH | United Kingdom | 376762 | 212291 | Port Ham 132Kv S Stn | data not available | data not available | 132 | National Grid Electricity Distribution (West Midlands) Plc | Solar | Photovoltaic | No | data not available | data not available | 25 | data not applicable | data not applicable | data not applicable | data not available | data not available | data not applicable | data not applicable | data not applicable | data not applicable | data not available | data not available | data not applicable | data not available | Accepted to connect | data not applicable | data not applicable | data not applicable | data not applicable | data not applicable | data not applicable | 25 | 25 | 26.3158 | 0.25 | 0.26316 | 45408 | 2025-07-31 00:00:00 | data not available | data not available | data not available | data not available | data not available | data not available | 45750
data not applicable | [5 empty] | data not applicable | Jbm solar projects 5 | Fraddon | A021 | data not available | Newquay | data not available | TR8 5BS | United Kingdom | 191305 | 56937 | Indian Queens Sgp | data not available | data not available | 132 | National Grid Electricity Distribution (South West) Plc | Solar | Photovoltaic | No | data not available | data not available | 49.9 | Stored Energy (all stored energy irrespective of the original energy source) | Storage - Electrochemical (Batteries) | No | data not available | data not available | 49.9 | data not applicable | data not applicable | data not applicable | data not available | data not available | data not applicable | data not available | Accepted to connect | data not applicable | data not applicable | data not applicable | data not applicable | data not applicable | data not applicable | 99.8 | 49.9 | 52.5263 | 49.9 | 52.5263 | 45370 | 2026-07-07 00:00:00 | data not available | data not available | data not available | data not available | data not available | data not available | 45750
data not applicable | [5 empty] | data not applicable | Pace psr renewable energy hold co ltd | Uki262 oilwell | Land To The East Of Pilsley | data not available | Alfreton | data not available | DE55 5NP | United Kingdom | 444090 | 362375 | Chesterfield 132Kv S Stn | data not available | data not available | 132 | National Grid Electricity Distribution (East Midlands) Plc | Solar | Photovoltaic | No | data not available | data not available | 49.5 | Stored Energy (all stored energy irrespective of the original energy source) | Storage - Electrochemical (Batteries) | No | data not available | data not available | 49.5 | data not applicable | data not applicable | data not applicable | data not available | data not available | data not applicable | data not available | Accepted to connect | data not applicable | data not applicable | data not applicable | data not applicable | data not applicable | data not applicable | 99 | 49.5 | 52.1053 | 49.5 | 52.1053 | 45401 | 2025-11-05 00:00:00 | data not available | data not available | data not available | data not available | data not available | data not available | 45750
data not applicable | [5 empty] | data not applicable | Custom solar ltd | Airbus uk ltd | Aerospace Avenue | data not available | Filton | Bristol | BS34 7PA | United Kingdom | data not available | data not available | Iron Acton Sgp | Lockleaze Bsp 132Kv | Filton Dc | 11 | National Grid Electricity Distribution (South West) Plc | Solar | Photovoltaic | No | data not available | data not available | 1.47 | data not applicable | data not applicable | data not applicable | data not available | data not available | data not applicable | data not applicable | data not applicable | data not applicable | data not available | data not available | data not applicable | data not available | Accepted to connect | data not applicable | data not applicable | data not applicable | data not applicable | data not applicable | data not applicable | 1.47 | 1.47 | 1.5474 | data not available | 0 | 45399 | 2025-12-09 00:00:00 | data not available | data not available | data not available | data not available | data not available | data not available | 45750
data not applicable | [5 empty] | data not applicable | Bsr applications limited | Buckford lane solar | Land At Buckford Lane | Stenson | Barrow-on-trent | Derby | DE73 7FW | United Kingdom | 431968 | 329591 | Willington 132Kv S Stn | data not available | data not available | 132 | National Grid Electricity Distribution (East Midlands) Plc | Solar | Photovoltaic | No | data not available | data not available | 99.9 | Stored Energy (all stored energy irrespective of the original energy source) | Storage - Electrochemical (Batteries) | No | data not available | data not available | 99.9 | data not applicable | data not applicable | data not applicable | data not available | data not available | data not applicable | data not available | Accepted to connect | data not applicable | data not applicable | data not applicable | data not applicable | data not applicable | data not applicable | 199.8 | 99.9 | 105.1579 | 99.9 | 105.1579 | 45407 | 2025-08-26 00:00:00 | data not available | data not available | data not available | data not available | data not available | data not available | 45750
data not applicable | [5 empty] | data not applicable | National trust (renewable energy) ltd | Killerton solar | Bridge Lane | data not available | Broadclyst | Devon | EX5 4PX | United Kingdom | 297604 | 101071 | Exeter Main Sgp | Tiverton Bsp | Bridge Mills | 0.4 | National Grid Electricity Distribution (South West) Plc | Solar | Photovoltaic | No | data not available | data not available | 8.8 | data not applicable | data not applicable | data not applicable | data not available | data not available | data not applicable | data not applicable | data not applicable | data not applicable | data not available | data not available | data not applicable | data not available | Accepted to connect | data not applicable | data not applicable | data not applicable | data not applicable | data not applicable | data not applicable | 8.8 | 6 | 6.3158 | 0.25 | 0.26316 | 45405 | 2036-01-01 00:00:00 | data not available | data not available | data not available | data not available | data not available | data not available | 45750
data not applicable | [5 empty] | data not applicable | wood lane solar ltd | Land at south wheatley pv, 1019 | Sturton Road | South Wheatley | Retford | Nottinghamshire | DN22 9DW | United Kingdom | 477064 | 385230 | West Burton 132Kv S Stn | data not available | data not available | 132 | National Grid Electricity Distribution (East Midlands) Plc | Solar | Photovoltaic | No | data not available | data not available | 40.477 | data not applicable | data not applicable | data not applicable | data not available | data not available | data not applicable | data not applicable | data not applicable | data not applicable | data not available | data not available | data not applicable | data not available | Accepted to connect | data not applicable | data not applicable | data not applicable | data not applicable | data not applicable | data not applicable | 40.477 | 40 | 42.1053 | 0.03 | 0.03158 | 45348 | 2025-09-11 00:00:00 | data not available | data not available | data not available | data not available | data not available | data not available | 45750
data not applicable | [5 empty] | data not applicable | enviromena project management uk ltd | Coal pit lane pv | Coal Pit Lane | data not available | West of willey | Lutterworth | CV23 0SL | United Kingdom | 448566 | 285018 | Coventry 132Kv S Stn | Pailton 132Kv S Stn | data not available | 33 | National Grid Electricity Distribution (East Midlands) Plc | Solar | Photovoltaic | No | data not available | data not available | 16 | data not applicable | data not applicable | data not applicable | data not available | data not available | data not applicable | data not applicable | data not applicable | data not applicable | data not available | data not available | data not applicable | data not available | Accepted to connect | data not applicable | data not applicable | data not applicable | data not applicable | data not applicable | data not applicable | 16 | 16 | 16.8421 | 0.1 | 0.10526 | 45428 | 2025-10-15 00:00:00 | data not available | data not available | data not available | data not available | data not available | data not available | 45750
data not applicable | [5 empty] | data not applicable | Evo energy | Birmingham & solihull rugby club | data not available | data not available | Birmingham | data not available | B94 5LH | United Kingdom | 408647 | 273256 | Lea Marston 132Kv S Stn | Shirley 132Kv S Stn | Shirley 132/11Kv | 11 | National Grid Electricity Distribution (West Midlands) Plc | Solar | Photovoltaic | No | data not available | data not available | 1 | Stored Energy (all stored energy irrespective of the original energy source) | Storage - Electrochemical (Batteries) | No | data not available | data not available | 0.15 | Stored Energy (all stored energy irrespective of the original energy source) | Storage - Mechanical - Compressed Air (Adiabatic & Diabatic) | No | data not available | data not available | 0.15 | data not available | Accepted to connect | data not applicable | data not applicable | data not applicable | data not applicable | data not applicable | data not applicable | 1.3 | 0.8 | 0.84211 | 0.195 | 0.20526 | 45370 | 2025-07-24 00:00:00 | data not available | data not available | data not available | data not available | data not available | data not available | 45750
data not applicable | [5 empty] | data not applicable | Ridge and partners llp | Raf digby | Cuckoo Lane | data not available | Digby | Lincoln | LN4 3LH | United Kingdom | 506688 | 355934 | West Burton 132Kv S Stn | Lincoln Main No 1 33Kv S Stn | Metheringham 33 11Kv S Stn | 11 | National Grid Electricity Distribution (East Midlands) Plc | Solar | Photovoltaic | No | data not available | data not available | 1.7 | data not applicable | data not applicable | data not applicable | data not available | data not available | data not applicable | data not applicable | data not applicable | data not applicable | data not available | data not available | data not applicable | data not available | Accepted to connect | data not applicable | data not applicable | data not applicable | data not applicable | data not applicable | data not applicable | 1.7 | 0 | 0 | 2.5 | 2.6316 | 45559 | 2025-04-03 00:00:00 | data not available | data not available | data not available | data not available | data not available | data not available | 45750
data not applicable | [5 empty] | data not applicable | Elawan energy uk limited | Meriden bess & solar facility | Berkswell Road | Meriden | Coventry | data not available | CV7 7LB | United Kingdom | 423831 | 286665 | Berkswell 132Kv S Stn | Coventry West 33Kv S Stn | data not available | 33 | National Grid Electricity Distribution (East Midlands) Plc | Solar | Photovoltaic | No | data not available | data not available | 20 | Stored Energy (all stored energy irrespective of the original energy source) | Storage - Electrochemical (Batteries) | No | data not available | data not available | 20 | data not applicable | data not applicable | data not applicable | data not available | data not available | data not applicable | data not available | Accepted to connect | data not applicable | data not applicable | data not applicable | data not applicable | data not applicable | data not applicable | 40 | 40 | 42.1053 | 20 | 21.0526 | 45386 | 2025-11-10 00:00:00 | data not available | data not available | data not available | data not available | data not available | data not available | 45750
data not applicable | [5 empty] | data not applicable | Dhl | Plantation house, , the bell plantation | Watling Street | data not available | Towcester | Northamptonshire | NN12 6GX | United Kingdom | 468648 | 249832 | East Claydon 132Kv S Stn | Brackley 132Kv S Stn | Towcester 33 11Kv S Stn | 11 | National Grid Electricity Distribution (East Midlands) Plc | Solar | Photovoltaic | No | data not available | data not available | 6 | data not applicable | data not applicable | data not applicable | data not available | data not available | data not applicable | data not applicable | data not applicable | data not applicable | data not available | data not available | data not applicable | data not available | Accepted to connect | data not applicable | data not applicable | data not applicable | data not applicable | data not applicable | data not applicable | 6 | 6 | 6.3158 | 8 | 8.421 | 45377 | 2026-04-07 00:00:00 | data not available | data not available | data not available | data not available | data not available | data not available | 45750
data not applicable | [5 empty] | data not applicable | Sungift solar | data not available | Millfield | data not available | Chard | Somerset | TA20 2GB | United Kingdom | 333283 | 108418 | Axminster Sgp | Woodcote Bsp | Chard | 11 | National Grid Electricity Distribution (South West) Plc | Solar | Photovoltaic | No | data not available | data not available | 2.04 | data not applicable | data not applicable | data not applicable | data not available | data not available | data not applicable | data not applicable | data not applicable | data not applicable | data not available | data not available | data not applicable | data not available | Accepted to connect | data not applicable | data not applicable | data not applicable | data not applicable | data not applicable | data not applicable | 2.04 | 0.249 | 0.26211 | 3 | 3.1579 | 45455 | 2025-12-21 00:00:00 | data not available | data not available | data not available | data not available | data not available | data not available | 45750
data not applicable | [5 empty] | data not applicable | Industria services limited | Hixons lane solar park | Land At Hixons Lane | Dale Abbey | Ilkeston | data not available | DE7 4PG | United Kingdom | 444909 | 338343 | Willington 132Kv S Stn | Stanton 33Kv S Stn | data not available | 33 | National Grid Electricity Distribution (East Midlands) Plc | Solar | Photovoltaic | No | data not available | data not available | 20 | data not applicable | data not applicable | data not applicable | data not available | data not available | data not applicable | data not applicable | data not applicable | data not applicable | data not available | data not available | data not applicable | data not available | Accepted to connect | data not applicable | data not applicable | data not applicable | data not applicable | data not applicable | data not applicable | 20 | 20 | 21.0526 | 0.2 | 0.21053 | 45456 | 2037-12-31 00:00:00 | data not available | data not available | data not available | data not available | data not available | data not available | 45750
data not applicable | [5 empty] | data not applicable | endale energy limited | Bryerley spring farm | Galley Lane | data not available | Great brickhill | Milton Keynes | MK17 9AA | United Kingdom | 489293 | 232268 | East Claydon 132Kv S Stn | data not available | data not available | 132 | National Grid Electricity Distribution (East Midlands) Plc | Solar | Photovoltaic | No | data not available | data not available | 45 | data not applicable | data not applicable | data not applicable | data not available | data not available | data not applicable | data not applicable | data not applicable | data not applicable | data not available | data not available | data not applicable | data not available | Accepted to connect | data not applicable | data not applicable | data not applicable | data not applicable | data not applicable | data not applicable | 45 | 45 | 47.3684 | 0.5 | 0.52632 | 45400 | 2025-09-25 00:00:00 | data not available | data not available | data not available | data not available | data not available | data not available | 45750
data not applicable | [5 empty] | data not applicable | --REDACTED-- | --REDACTED-- | --REDACTED-- | --REDACTED-- | Northampton | data not available | NN7 3 | United Kingdom | --REDACTED-- | --REDACTED-- | Grendon 132Kv S Stn | Northampton East 33Kv S Stn | data not available | 33 | National Grid Electricity Distribution (East Midlands) Plc | Solar | Photovoltaic | No | data not available | data not available | 8 | data not applicable | data not applicable | data not applicable | data not available | data not available | data not applicable | data not applicable | data not applicable | data not applicable | data not available | data not available | data not applicable | data not available | Accepted to connect | data not applicable | data not applicable | data not applicable | data not applicable | data not applicable | data not applicable | 8 | 8 | 8.421 | data not available | 0 | 45384 | 2025-08-12 00:00:00 | data not available | data not available | data not available | data not available | data not available | data not available | 45750
data not applicable | [5 empty] | data not applicable | Gridsource limited | Land at, somerton door solar farm | Etsome And Somerton Door Farm | data not available | Somerton | Somerset | TA11 6JD | United Kingdom | 348332 | 129987 | Bridgwater Sgp | Street Bsp | data not available | 33 | National Grid Electricity Distribution (South West) Plc | Solar | Photovoltaic | No | data not available | data not available | 10 | Stored Energy (all stored energy irrespective of the original energy source) | Storage - Electrochemical (Batteries) | No | data not available | data not available | 10 | data not applicable | data not applicable | data not applicable | data not available | data not available | data not applicable | data not available | Accepted to connect | data not applicable | data not applicable | data not applicable | data not applicable | data not applicable | data not applicable | 20 | 20 | 21.0526 | 10 | 10.5263 | 45478 | 2025-10-28 00:00:00 | data not available | data not available | data not available | data not available | data not available | data not available | 45750
data not applicable | [5 empty] | data not applicable | --REDACTED-- | --REDACTED-- | --REDACTED-- | --REDACTED-- | Cullompton | Devon | EX15 3 | United Kingdom | --REDACTED-- | --REDACTED-- | Exeter Main Sgp | Tiverton Bsp | data not available | 33 | National Grid Electricity Distribution (South West) Plc | Solar | Photovoltaic | No | data not available | data not available | 18 | data not applicable | data not applicable | data not applicable | data not available | data not available | data not applicable | data not applicable | data not applicable | data not applicable | data not available | data not available | data not applicable | data not available | Accepted to connect | data not applicable | data not applicable | data not applicable | data not applicable | data not applicable | data not applicable | 18 | 18 | 18.9474 | 18 | 18.9474 | 45499 | 2037-01-01 00:00:00 | data not available | data not available | data not available | data not available | data not available | data not available | 45750
data not applicable | [5 empty] | data not applicable | enviromena project management uk ltd | Findle farm pv, ref - 26124 | Snowford | Long Itchington | Southam | data not available | CV47 9QE | United Kingdom | 438798 | 266033 | Berkswell 132Kv S Stn | Harbury 33Kv S Stn | data not available | 33 | National Grid Electricity Distribution (East Midlands) Plc | Solar | Photovoltaic | No | data not available | data not available | 28 | data not applicable | data not applicable | data not applicable | data not available | data not available | data not applicable | data not applicable | data not applicable | data not applicable | data not available | data not available | data not applicable | data not available | Accepted to connect | data not applicable | data not applicable | data not applicable | data not applicable | data not applicable | data not applicable | 28 | 28 | 29.4737 | 0.1 | 0.10526 | 45446 | 2025-10-29 00:00:00 | data not available | data not available | data not available | data not available | data not available | data not available | 45750
data not applicable | [5 empty] | data not applicable | gamcap developments limited | Four crosses | Oak Lane Farm | data not available | Wolverhampton | data not available | WS11 1SB | United Kingdom | 394912 | 309737 | Bushbury D 132Kv | data not available | data not available | 33 | National Grid Electricity Distribution (West Midlands) Plc | Solar | Photovoltaic | No | data not available | data not available | 30 | data not applicable | data not applicable | data not applicable | data not available | data not available | data not applicable | data not applicable | data not applicable | data not applicable | data not available | data not available | data not applicable | data not available | Accepted to connect | data not applicable | data not applicable | data not applicable | data not applicable | data not applicable | data not applicable | 30 | 30 | 31.5789 | 0.1 | 0.10526 | 45415 | 2027-08-18 00:00:00 | data not available | data not available | data not available | data not available | data not available | data not available | 45750
data not applicable | [5 empty] | data not applicable | The farm energy company ltd | Cranford hall | Cranford St Andrew | data not available | Kettering | data not available | data not available | United Kingdom | data not available | data not available | data not available | data not available | data not available | 132 | National Grid Electricity Distribution (East Midlands) Plc | Solar | Photovoltaic | No | data not available | data not available | 52 | Stored Energy (all stored energy irrespective of the original energy source) | Storage - Electrochemical (Batteries) | No | data not available | data not available | 52 | data not applicable | data not applicable | data not applicable | data not available | data not available | data not applicable | data not available | Accepted to connect | data not applicable | data not applicable | data not applicable | data not applicable | data not applicable | data not applicable | 104 | 52 | 54.7368 | 52 | 54.7368 | 45517 | 2025-09-02 00:00:00 | data not available | data not available | data not available | data not available | data not available | data not available | 45750
data not applicable | [5 empty] | data not applicable | Fuse renewables limited | Winster pv | Grange Mill | data not available | Matlock | data not available | DE4 4HU | United Kingdom | 425084 | 357959 | Willington 132Kv S Stn | Winster 33Kv S Stn | data not available | 33 | National Grid Electricity Distribution (East Midlands) Plc | Solar | Photovoltaic | No | data not available | data not available | 39.79 | data not applicable | data not applicable | data not applicable | data not available | data not available | data not applicable | data not applicable | data not applicable | data not applicable | data not available | data not available | data not applicable | data not available | Accepted to connect | data not applicable | data not applicable | data not applicable | data not applicable | data not applicable | data not applicable | 39.79 | 39.79 | 41.8842 | data not available | 0 | 45434 | 2025-09-22 00:00:00 | data not available | data not available | data not available | data not available | data not available | data not available | 45750
data not applicable | [5 empty] | data not applicable | solstar ppc1 ltd | Park farm | Claverdon | data not available | Warwick | data not available | CV35 8PB | United Kingdom | 419795 | 264539 | Berkswell 132Kv S Stn | Warwick 33Kv S Stn | Claverdon 33 11Kv S Stn | 11 | National Grid Electricity Distribution (East Midlands) Plc | Solar | Photovoltaic | No | data not available | data not available | 7 | data not applicable | data not applicable | data not applicable | data not available | data not available | data not applicable | data not applicable | data not applicable | data not applicable | data not available | data not available | data not applicable | data not available | Accepted to connect | data not applicable | data not applicable | data not applicable | data not applicable | data not applicable | data not applicable | 7 | 7 | 7.3684 | data not available | 0 | 45554 | 2025-10-15 00:00:00 | data not available | data not available | data not available | data not available | data not available | data not available | 45750
data not applicable | [5 empty] | data not applicable | north carlton energy park ltd | Land north and south of | Carlton Lane | North Carlton | Lincoln | data not available | LN1 2RT | United Kingdom | 493044 | 377490 | West Burton 132Kv S Stn | data not available | data not available | 132 | National Grid Electricity Distribution (East Midlands) Plc | Solar | Photovoltaic | No | data not available | data not available | 49.9 | data not applicable | data not applicable | data not applicable | data not available | data not available | data not applicable | data not applicable | data not applicable | data not applicable | data not available | data not available | data not applicable | data not available | Accepted to connect | data not applicable | data not applicable | data not applicable | data not applicable | data not applicable | data not applicable | 49.9 | 49.9 | 52.5263 | 0.5 | 0.52632 | 45470 | 2026-01-29 00:00:00 | data not available | data not available | data not available | data not available | data not available | data not available | 45750
data not applicable | [5 empty] | data not applicable | Stark energy limited | Thornton estate | data not available | Thornton | Milton keynes | data not available | MK17 0HG | United Kingdom | 475101 | 235903 | East Claydon 132Kv S Stn | data not available | data not available | 132 | National Grid Electricity Distribution (East Midlands) Plc | Solar | Photovoltaic | No | data not available | data not available | 49.99 | data not applicable | data not applicable | data not applicable | data not available | data not available | data not applicable | data not applicable | data not applicable | data not applicable | data not available | data not available | data not applicable | data not available | Accepted to connect | data not applicable | data not applicable | data not applicable | data not applicable | data not applicable | data not applicable | 49.99 | 49.99 | 52.621 | 0.25 | 0.26316 | 45467 | 2025-12-08 00:00:00 | data not available | data not available | data not available | data not available | data not available | data not available | 45750
data not applicable | [5 empty] | data not applicable | Sswuk ltd | Coombe farm, , import mpan | data not available | Roundham | Crewkerne | Somerset | TA18 8RR | United Kingdom | 341112 | 109444 | Axminster Sgp | Woodcote Bsp | Crewkerne | 11 | National Grid Electricity Distribution (South West) Plc | Solar | Photovoltaic | No | data not available | data not available | 3.878 | data not applicable | data not applicable | data not applicable | data not available | data not available | data not applicable | data not applicable | data not applicable | data not applicable | data not available | data not available | data not applicable | data not available | Accepted to connect | data not applicable | data not applicable | data not applicable | data not applicable | data not applicable | data not applicable | 3.878 | 1.96 | 2.0632 | 1.2 | 1.2632 | 45517 | 2025-09-01 00:00:00 | data not available | data not available | data not available | data not available | data not available | data not available | 45750
data not applicable | [5 empty] | data not applicable | Greenvolt power uk limited | Yew solar | Rugby Road | Pailton | Rugby | data not available | CV23 0QH | United Kingdom | 447208 | 281969 | Coventry 132Kv S Stn | data not available | data not available | 132 | National Grid Electricity Distribution (East Midlands) Plc | Solar | Photovoltaic | No | data not available | data not available | 30 | data not applicable | data not applicable | data not applicable | data not available | data not available | data not applicable | data not applicable | data not applicable | data not applicable | data not available | data not available | data not applicable | data not available | Accepted to connect | data not applicable | data not applicable | data not applicable | data not applicable | data not applicable | data not applicable | 30 | 30 | 31.5789 | 0.1 | 0.10526 | 45504 | 2037-08-01 00:00:00 | data not available | data not available | data not available | data not available | data not available | data not available | 45750
data not applicable | [5 empty] | data not applicable | Brynwell farm solar limited | Brynwell farm | Leckwith | data not available | Cardiff | data not available | CF11 8AS | United Kingdom | 315491 | 174376 | Aberthaw Power Station | Cardiff West Grid | data not available | 33 | National Grid Electricity Distribution (South Wales) Plc | Solar | Photovoltaic | No | data not available | data not available | 15 | data not applicable | data not applicable | data not applicable | data not available | data not available | data not applicable | data not applicable | data not applicable | data not applicable | data not available | data not available | data not applicable | data not available | Accepted to connect | data not applicable | data not applicable | data not applicable | data not applicable | data not applicable | data not applicable | 15 | 15 | 15.7895 | 0.1 | 0.10526 | 45394 | 2025-12-27 00:00:00 | data not available | data not available | data not available | data not available | data not available | data not available | 45750
data not applicable | [5 empty] | data not applicable | wood lodge solar project limited | Wood lodge farm, , wood lodge solar project | Huntingdon Road | Thrapston | Kettering | Northamptonshire | NN14 4NJ | United Kingdom | 501259 | 277856 | data not available | data not available | data not available | 132 | National Grid Electricity Distribution (East Midlands) Plc | Solar | Photovoltaic | No | data not available | data not available | 36 | data not applicable | data not applicable | data not applicable | data not available | data not available | data not applicable | data not applicable | data not applicable | data not applicable | data not available | data not available | data not applicable | data not available | Accepted to connect | data not applicable | data not applicable | data not applicable | data not applicable | data not applicable | data not applicable | 36 | 36 | 37.8947 | 0.35 | 0.36842 | 45391 | 2026-04-30 00:00:00 | data not available | data not available | data not available | data not available | data not available | data not available | 45750
data not applicable | [5 empty] | data not applicable | Infraland ltd & boultbee brooks | Arley solar farm | - | Arley | Coventry | data not available | CV7 8HA | United Kingdom | 429374 | 289739 | Coventry 132Kv S Stn | Nuneaton 33Kv S Stn | data not available | 33 | National Grid Electricity Distribution (East Midlands) Plc | Solar | Photovoltaic | No | data not available | data not available | 20 | data not applicable | data not applicable | data not applicable | data not available | data not available | data not applicable | data not applicable | data not applicable | data not applicable | data not available | data not available | data not applicable | data not available | Accepted to connect | data not applicable | data not applicable | data not applicable | data not applicable | data not applicable | data not applicable | 20 | 20 | 21.0526 | 0.2 | 0.21053 | 45496 | 2026-01-20 00:00:00 | data not available | data not available | data not available | data not available | data not available | data not available | 45750
data not applicable | [5 empty] | data not applicable | Onsite energy ltd | Jlr emc wolverhampton | Innovation Dr | I54 | Wolverhampton | data not available | WV9 5GA | United Kingdom | 390641 | 304071 | Bushbury D 132Kv | Bushbury C 132Kv S Stn | Bushbury B-C 132/33/11Kv | 11 | National Grid Electricity Distribution (West Midlands) Plc | Solar | Photovoltaic | No | data not available | data not available | 14.3 | data not applicable | data not applicable | data not applicable | data not available | data not available | data not applicable | data not applicable | data not applicable | data not applicable | data not available | data not available | data not applicable | data not available | Accepted to connect | data not applicable | data not applicable | data not applicable | data not applicable | data not applicable | data not applicable | 14.3 | 14.3 | 15.0526 | data not available | 0 | 45574 | 2025-05-16 00:00:00 | data not available | data not available | data not available | data not available | data not available | data not available | 45750
data not applicable | [5 empty] | data not applicable | Mj quinn integrated services ltd | Kerswell solar | data not available | Broadclyst | Exeter | data not available | EX5 3AF | United Kingdom | 297921 | 95946.6667 | Exeter Main Sgp | Sowton Bsp | data not available | 33 | National Grid Electricity Distribution (South West) Plc | Solar | Photovoltaic | No | data not available | data not available | 11.475 | data not applicable | data not applicable | data not applicable | data not available | data not available | data not applicable | data not applicable | data not applicable | data not applicable | data not available | data not available | data not applicable | data not available | Accepted to connect | data not applicable | data not applicable | data not applicable | data not applicable | data not applicable | data not applicable | 11.475 | 11.475 | 12.079 | data not available | 0 | 45537 | 2026-07-20 00:00:00 | data not available | data not available | data not available | data not available | data not available | data not available | 45750
data not applicable | [5 empty] | data not applicable | Industria services limited | 147, land at horse leys farm | Melton Road | data not available | Burton on the wolds | Loughborough | LE12 | United Kingdom | 454600 | 317974 | Ratcliffe On Soar 132Kv S Stn | Willoughby 33Kv S Stn | data not available | 33 | National Grid Electricity Distribution (East Midlands) Plc | Solar | Photovoltaic | No | data not available | data not available | 15 | data not applicable | data not applicable | data not applicable | data not available | data not available | data not applicable | data not applicable | data not applicable | data not applicable | data not available | data not available | data not applicable | data not available | Accepted to connect | data not applicable | data not applicable | data not applicable | data not applicable | data not applicable | data not applicable | 15 | 15 | 15.7895 | 0.5 | 0.52632 | 45471 | 2025-11-26 00:00:00 | data not available | data not available | data not available | data not available | data not available | data not available | 45750
data not applicable | [5 empty] | data not applicable | mount farm solar extension limited | Aston somerville solar farm | data not available | Aston Somerville | Broadway | data not available | WR12 7JD | United Kingdom | 404304 | 238041 | Feckenham 66 11Kv S Stn | Feckenham 66/11Kv | Evesham 66 11Kv S Stn | 66 | National Grid Electricity Distribution (West Midlands) Plc | Solar | Photovoltaic | No | data not available | data not available | 25 | data not applicable | data not applicable | data not applicable | data not available | data not available | data not applicable | data not applicable | data not applicable | data not applicable | data not available | data not available | data not applicable | data not available | Accepted to connect | data not applicable | data not applicable | data not applicable | data not applicable | data not applicable | data not applicable | 25 | 25 | 26.3158 | 0.001 | 0.00105 | 45502 | 2027-03-30 00:00:00 | data not available | data not available | data not available | data not available | data not available | data not available | 45750
data not applicable | [5 empty] | data not applicable | G59 projects | Mid-uk recycling limited | Barkston Heath | Ancaster | Grantham | data not available | NG32 3PY | United Kingdom | 497721 | 341915 | Bicker Fen 132Kv S Stn | Sleaford 33Kv S Stn | Billingborough 33 11Kv S Stn | 11 | National Grid Electricity Distribution (East Midlands) Plc | Solar | Photovoltaic | No | data not available | data not available | 2.53 | data not applicable | data not applicable | data not applicable | data not available | data not available | data not applicable | data not applicable | data not applicable | data not applicable | data not available | data not available | data not applicable | data not available | Accepted to connect | data not applicable | data not applicable | data not applicable | data not applicable | data not applicable | data not applicable | 2.53 | 0 | 0 | 3.35 | 3.5263 | 45456 | 2025-12-11 00:00:00 | data not available | data not available | data not available | data not available | data not available | data not available | 45750
data not applicable | [5 empty] | data not applicable | Amberside power 2 ltd | Shoals hook farm | Shoals Hook Lane | data not available | Haverfordwest | data not available | SA61 2XN | United Kingdom | 196207 | 216696 | Pembroke Power Station | Haverfordwest Grid | data not available | 33 | National Grid Electricity Distribution (South Wales) Plc | Solar | Photovoltaic | No | data not available | data not available | 20 | data not applicable | data not applicable | data not applicable | data not available | data not available | data not applicable | data not applicable | data not applicable | data not applicable | data not available | data not available | data not applicable | data not available | Accepted to connect | data not applicable | data not applicable | data not applicable | data not applicable | data not applicable | data not applicable | 20 | 20 | 21.0526 | 0.25 | 0.26316 | 45489 | 2025-11-27 00:00:00 | data not available | data not available | data not available | data not available | data not available | data not available | 45750
data not applicable | [5 empty] | data not applicable | greentech invest (1) limited | - | Dawley Road | data not available | Ketley | data not available | TF1 5AQ | United Kingdom | 367490 | 310996 | Ironbridge 132Kv S Stn | Ketley 132Kv S Stn | data not available | 33 | National Grid Electricity Distribution (West Midlands) Plc | Solar | Photovoltaic | No | data not available | data not available | 21 | data not applicable | data not applicable | data not applicable | data not available | data not available | data not applicable | data not applicable | data not applicable | data not applicable | data not available | data not available | data not applicable | data not available | Accepted to connect | data not applicable | data not applicable | data not applicable | data not applicable | data not applicable | data not applicable | 21 | 21 | 22.1053 | 0.5 | 0.52632 | 45281 | 2026-04-30 00:00:00 | data not available | data not available | data not available | data not available | data not available | data not available | 45750
data not applicable | [5 empty] | data not applicable | Gemcap developments limited | Badger hill | Land Near Peafield Lane | data not available | Clipstone | data not available | NG20 0HN | United Kingdom | data not available | data not available | Chesterfield 132Kv S Stn | Clipstone 132Kv S Stn | data not available | 33 | National Grid Electricity Distribution (East Midlands) Plc | Solar | Photovoltaic | No | data not available | data not available | 35 | Stored Energy (all stored energy irrespective of the original energy source) | Storage - Electrochemical (Batteries) | No | data not available | data not available | 35 | data not applicable | data not applicable | data not applicable | data not available | data not available | data not applicable | data not available | Accepted to connect | data not applicable | data not applicable | data not applicable | data not applicable | data not applicable | data not applicable | 70 | 35 | 36.8421 | 0.1 | 0.10526 | 45528 | 2032-12-30 00:00:00 | data not available | data not available | data not available | data not available | data not available | data not available | 45750
data not applicable | [5 empty] | data not applicable | heolddu solar park limited | Heolddu solar | Treforris Fawr Farm | data not available | Ferryside | Camarthenshire | SA17 5YD | United Kingdom | 238531 | 210766 | Swansea North Grid | Trostre Grid | Kidwelly | 132 | National Grid Electricity Distribution (South Wales) Plc | Solar | Photovoltaic | No | data not available | data not available | 40 | data not applicable | data not applicable | data not applicable | data not available | data not available | data not applicable | data not applicable | data not applicable | data not applicable | data not available | data not available | data not applicable | data not available | Accepted to connect | data not applicable | data not applicable | data not applicable | data not applicable | data not applicable | data not applicable | 40 | 40 | 42.1053 | 0.013 | 0.01368 | 45519 | 2036-12-06 00:00:00 | data not available | data not available | data not available | data not available | data not available | data not available | 45750
data not applicable | [5 empty] | data not applicable | Stark energy limited | Glebe farm solar project | Oasby | data not available | data not available | Grantham | NG32 3AG | United Kingdom | 499121 | 338933 | Bicker Fen 132Kv S Stn | Grantham 33Kv S Stn | data not available | 33 | National Grid Electricity Distribution (East Midlands) Plc | Solar | Photovoltaic | No | data not available | data not available | 38 | data not applicable | data not applicable | data not applicable | data not available | data not available | data not applicable | data not applicable | data not applicable | data not applicable | data not available | data not available | data not applicable | data not available | Accepted to connect | data not applicable | data not applicable | data not applicable | data not applicable | data not applicable | data not applicable | 38 | 38 | 40 | 0.35 | 0.36842 | 45554 | 2025-12-15 00:00:00 | data not available | data not available | data not available | data not available | data not available | data not available | 45750
data not applicable | [5 empty] | data not applicable | Ib vogt uk ltd | Staple farm, houndsmoor | West Quantoxhead | data not available | Taunton | data not available | TA4 4EA | United Kingdom | 310945 | 141442 | Taunton Sgp | Taunton Main Bsp | data not available | 33 | National Grid Electricity Distribution (South West) Plc | Solar | Photovoltaic | No | data not available | data not available | 20 | Stored Energy (all stored energy irrespective of the original energy source) | Storage - Electrochemical (Batteries) | No | data not available | data not available | 8 | data not applicable | data not applicable | data not applicable | data not available | data not available | data not applicable | data not available | Accepted to connect | data not applicable | data not applicable | data not applicable | data not applicable | data not applicable | data not applicable | 28 | 20 | 21.0526 | 8 | 8.421 | 45559 | 2026-01-16 00:00:00 | data not available | data not available | data not available | data not available | data not available | data not available | 45750
data not applicable | [5 empty] | data not applicable | Bsr applications limited | Poplar & villa farm pv & bess | Land At Bicker Drove | data not available | Boston | data not available | PE20 3BQ | United Kingdom | 520163 | 339574 | Bicker Fen 132Kv S Stn | data not available | data not available | 132 | National Grid Electricity Distribution (East Midlands) Plc | Solar | Photovoltaic | No | data not available | data not available | 99.9 | Stored Energy (all stored energy irrespective of the original energy source) | Storage - Electrochemical (Batteries) | No | data not available | data not available | 99.9 | data not applicable | data not applicable | data not applicable | data not available | data not available | data not applicable | data not available | Accepted to connect | data not applicable | data not applicable | data not applicable | data not applicable | data not applicable | data not applicable | 199.8 | 99.9 | 105.1579 | 99.9 | 105.1579 | 45559 | 2026-03-20 00:00:00 | data not available | data not available | data not available | data not available | data not available | data not available | 45750
data not applicable | [5 empty] | data not applicable | gamcap developments limited | Land at hall farm, stanwick pv & bess | Chelveston | data not available | Wellingborough | data not available | NN9 6AG | United Kingdom | 498838 | 269590 | Grendon 132Kv S Stn | Irthlingborough 33Kv S Stn | data not available | 33 | National Grid Electricity Distribution (East Midlands) Plc | Solar | Photovoltaic | No | data not available | data not available | 35 | Stored Energy (all stored energy irrespective of the original energy source) | Storage - Electrochemical (Batteries) | No | data not available | data not available | 35 | data not applicable | data not applicable | data not applicable | data not available | data not available | data not applicable | data not available | Accepted to connect | data not applicable | data not applicable | data not applicable | data not applicable | data not applicable | data not applicable | 70 | 35 | 36.8421 | 17.5 | 18.4211 | 45567 | 2025-12-15 00:00:00 | data not available | data not available | data not available | data not available | data not available | data not available | 45750
data not applicable | [5 empty] | data not applicable | Bsr applications limited | Land at harwill farm | Wood Lane | North Wheatley | Retford | data not available | DN22 9BQ | United Kingdom | 475738 | 387107 | West Burton 132Kv S Stn | data not available | data not available | 132 | National Grid Electricity Distribution (East Midlands) Plc | Solar | Photovoltaic | No | data not available | data not available | 99.9 | Stored Energy (all stored energy irrespective of the original energy source) | Storage - Electrochemical (Batteries) | No | data not available | data not available | 99.9 | data not applicable | data not applicable | data not applicable | data not available | data not available | data not applicable | data not available | Accepted to connect | data not applicable | data not applicable | data not applicable | data not applicable | data not applicable | data not applicable | 199.8 | 99.9 | 105.1579 | 99.9 | 105.1579 | 45567 | 2026-04-21 00:00:00 | data not available | data not available | data not available | data not available | data not available | data not available | 45750
data not applicable | [5 empty] | data not applicable | Fuse renewables limited | Land west side of : | Chesterfield Road | data not available | Holmewood | data not available | data not available | United Kingdom | data not available | data not available | Chesterfield 132Kv S Stn | Chesterfield 33Kv S Stn | data not available | 33 | National Grid Electricity Distribution (East Midlands) Plc | Solar | Photovoltaic | No | data not available | data not available | 9.026 | data not applicable | data not applicable | data not applicable | data not available | data not available | data not applicable | data not applicable | data not applicable | data not applicable | data not available | data not available | data not applicable | data not available | Accepted to connect | data not applicable | data not applicable | data not applicable | data not applicable | data not applicable | data not applicable | 9.026 | 9.029 | 9.5042 | 0.02 | 0.02105 | 45576 | 2026-03-24 00:00:00 | data not available | data not available | data not available | data not available | data not available | data not available | 45750
data not applicable | [5 empty] | data not applicable | enviromena project management uk ltd | Bulkington glebe, reference 18424 | Coventry Road | Bulkington | Coventry | data not available | CV12 9NB | United Kingdom | 438150 | 285651 | Coventry 132Kv S Stn | Coventry North 33Kv S Stn | data not available | 33 | National Grid Electricity Distribution (East Midlands) Plc | Solar | Photovoltaic | No | data not available | data not available | 35 | data not applicable | data not applicable | data not applicable | data not available | data not available | data not applicable | data not applicable | data not applicable | data not applicable | data not available | data not available | data not applicable | data not available | Accepted to connect | data not applicable | data not applicable | data not applicable | data not applicable | data not applicable | data not applicable | 35 | 35 | 36.8421 | 0.1 | 0.10526 | 45604 | 2026-04-09 00:00:00 | data not available | data not available | data not available | data not available | data not available | data not available | 45750
data not applicable | [5 empty] | data not applicable | oakley bush solar limited | Oakley bushes solar farm | Oakley Bushes | Little Oakley | Corby | data not available | data not available | United Kingdom | data not available | data not available | data not available | data not available | data not available | 132 | National Grid Electricity Distribution (East Midlands) Plc | Solar | Photovoltaic | No | data not available | data not available | 40 | data not applicable | data not applicable | data not applicable | data not available | data not available | data not applicable | data not applicable | data not applicable | data not applicable | data not available | data not available | data not applicable | data not available | Accepted to connect | data not applicable | data not applicable | data not applicable | data not applicable | data not applicable | data not applicable | 40 | 40 | 42.1053 | 0.4 | 0.42105 | 45540 | 2025-08-20 00:00:00 | data not available | data not available | data not available | data not available | data not available | data not available | 45750
data not applicable | [5 empty] | data not applicable | ir dno limited | Home farm | Sharnford Road | Frolesworth | Lutterworth | Leicestershire | LE17 5EL | United Kingdom | 450322 | 291273 | Coventry 132Kv S Stn | Hinckley 33Kv S Stn | data not available | 33 | National Grid Electricity Distribution (East Midlands) Plc | Solar | Photovoltaic | No | data not available | data not available | 20 | data not applicable | data not applicable | data not applicable | data not available | data not available | data not applicable | data not applicable | data not applicable | data not applicable | data not available | data not available | data not applicable | data not available | Accepted to connect | data not applicable | data not applicable | data not applicable | data not applicable | data not applicable | data not applicable | 20 | 20 | 21.0526 | 0.25 | 0.26316 | 45622 | 2025-09-09 00:00:00 | data not available | data not available | data not available | data not available | data not available | data not available | 45750
data not applicable | [5 empty] | data not applicable | Industria brand energy limited | Land lying to the north | Of Old Works Lane | Calow | Chesterfield | data not available | S44 5TG | United Kingdom | 441674 | 371001 | Chesterfield 132Kv S Stn | data not available | data not available | 33 | National Grid Electricity Distribution (East Midlands) Plc | Solar | Photovoltaic | No | data not available | data not available | 20 | data not applicable | data not applicable | data not applicable | data not available | data not available | data not applicable | data not applicable | data not applicable | data not applicable | data not available | data not available | data not applicable | data not available | Accepted to connect | data not applicable | data not applicable | data not applicable | data not applicable | data not applicable | data not applicable | 20 | 20 | 21.0526 | 0.2 | 0.21053 | 45611 | 2025-05-21 00:00:00 | data not available | data not available | data not available | data not available | data not available | data not available | 45750
data not applicable | [5 empty] | data not applicable | Qc waldo limited | Montillo lane solar & storage | Land At Montilo Lane | data not available | Rugby | data not available | CV23 0HB | United Kingdom | 448881 | 281531 | Coventry 132Kv S Stn | data not available | data not available | 132 | National Grid Electricity Distribution (East Midlands) Plc | Solar | Photovoltaic | No | data not available | data not available | 49.9 | Stored Energy (all stored energy irrespective of the original energy source) | Storage - Electrochemical (Batteries) | No | data not available | data not available | 10 | data not applicable | data not applicable | data not applicable | data not available | data not available | data not applicable | data not available | Accepted to connect | data not applicable | data not applicable | data not applicable | data not applicable | data not applicable | data not applicable | 59.9 | 50 | 52.6316 | 10 | 10.5263 | 45622 | 2025-06-24 00:00:00 | data not available | data not available | data not available | data not available | data not available | data not available | 45750
data not applicable | [5 empty] | data not applicable | --REDACTED-- | --REDACTED-- | --REDACTED-- | --REDACTED-- | Redruth | data not available | TR16 5 | United Kingdom | --REDACTED-- | --REDACTED-- | Indian Queens Sgp | Camborne Bsp | Redruth | 0.4 | National Grid Electricity Distribution (South West) Plc | Solar | Photovoltaic | No | data not available | data not available | 0.949 | Solar | Photovoltaic | No | data not available | data not available | 0.949 | data not applicable | data not applicable | data not applicable | data not available | data not available | data not applicable | data not available | Accepted to connect | data not applicable | data not applicable | data not applicable | data not applicable | data not applicable | data not applicable | 1.898 | 0.64 | 0.67368 | 0.7 | 0.73684 | 45471 | 2025-08-31 00:00:00 | data not available | data not available | data not available | data not available | data not available | data not available | 45750
data not applicable | [5 empty] | data not applicable | sparrow lodge solar ltd | Sparrow lodge farm | Wicken Park Road | Wicken | Milton keynes | data not available | MK19 6BZ | United Kingdom | 474578 | 239670 | East Claydon 132Kv S Stn | Stony Stratford 33Kv S Stn | data not available | 33 | National Grid Electricity Distribution (East Midlands) Plc | Solar | Photovoltaic | No | data not available | data not available | 20 | data not applicable | data not applicable | data not applicable | data not available | data not available | data not applicable | data not applicable | data not applicable | data not applicable | data not available | data not available | data not applicable | data not available | Accepted to connect | data not applicable | data not applicable | data not applicable | data not applicable | data not applicable | data not applicable | 20 | 20 | 21.0526 | 0.05 | 0.05263 | 45513 | 2026-03-25 00:00:00 | data not available | data not available | data not available | data not available | data not available | data not available | 45750
data not applicable | [5 empty] | data not applicable | Windel solar 9 ltd | Treos solar plant | Land To The South Of Treoes | data not available | Vale of glamorgan | data not available | CF35 | United Kingdom | data not available | data not available | Pyle Grid | Waterton Industrial Grid | Waterton Industrial Primary | 11 | National Grid Electricity Distribution (South Wales) Plc | Solar | Photovoltaic | No | data not available | data not available | 7.6 | data not applicable | data not applicable | data not applicable | data not available | data not available | data not applicable | data not applicable | data not applicable | data not applicable | data not available | data not available | data not applicable | data not available | Accepted to connect | data not applicable | data not applicable | data not applicable | data not applicable | data not applicable | data not applicable | 7.6 | 7.6 | 8 | 0.1 | 0.10526 | 45447 | 2025-07-11 00:00:00 | data not available | data not available | data not available | data not available | data not available | data not available | 45750
data not applicable | [5 empty] | data not applicable | Zestec asset management ltd | Amazon brs1 | data not available | Severn Beach | Bristol | data not available | BS35 4DJ | United Kingdom | 355336 | 182360 | Iron Acton Sgp | Seabank Bsp | Western Approach | 11 | National Grid Electricity Distribution (South West) Plc | Solar | Photovoltaic | No | data not available | data not available | 1.3 | data not applicable | data not applicable | data not applicable | data not available | data not available | data not applicable | data not applicable | data not applicable | data not applicable | data not available | data not available | data not applicable | data not available | Accepted to connect | data not applicable | data not applicable | data not applicable | data not applicable | data not applicable | data not applicable | 1.3 | 0.499 | 0.52526 | data not available | 0 | 45436 | 2025-05-05 00:00:00 | data not available | data not available | data not available | data not available | data not available | data not available | 45750
data not applicable | [5 empty] | data not applicable | Eon heat ltd, b2b solutions | Sainsburys ndc daventry | Drift West Brassey Way | data not available | Kilsby | Northamptonshire | CV23 8BQ | United Kingdom | data not available | data not available | Coventry 132Kv S Stn | Daventry 33Kv S Stn | Crick 33 11Kv S Stn | 11 | National Grid Electricity Distribution (East Midlands) Plc | Solar | Photovoltaic | No | data not available | data not available | 1.35 | data not applicable | data not applicable | data not applicable | data not available | data not available | data not applicable | data not applicable | data not applicable | data not applicable | data not available | data not available | data not applicable | data not available | Accepted to connect | data not applicable | data not applicable | data not applicable | data not applicable | data not applicable | data not applicable | 1.35 | 1.35 | 1.421 | 2 | 2.1053 | 45506 | 2026-01-02 00:00:00 | data not available | data not available | data not available | data not available | data not available | data not available | 45750
data not applicable | [5 empty] | data not applicable | --REDACTED-- | --REDACTED-- | --REDACTED-- | --REDACTED-- | Foston | data not available | LE8 5 | United Kingdom | --REDACTED-- | --REDACTED-- | Enderby 132Kv S Stn | data not available | data not available | 132 | National Grid Electricity Distribution (East Midlands) Plc | Solar | Photovoltaic | No | data not available | data not available | 49.9 | data not applicable | data not applicable | data not applicable | data not available | data not available | data not applicable | data not applicable | data not applicable | data not applicable | data not available | data not available | data not applicable | data not available | Accepted to connect | data not applicable | data not applicable | data not applicable | data not applicable | data not applicable | data not applicable | 49.9 | 49.9 | 52.5263 | 0.25 | 0.26316 | 45589 | 2026-04-27 00:00:00 | data not available | data not available | data not available | data not available | data not available | data not available | 45750
data not applicable | [5 empty] | data not applicable | Murphy stevens ltd | Lower brynn farm & great brynn barton | Roche | data not available | St austell | data not available | PL26 8LH | United Kingdom | 191542 | 57077.1 | Indian Queens Sgp | data not available | data not available | 132 | National Grid Electricity Distribution (South West) Plc | Solar | Photovoltaic | No | data not available | data not available | 55.2 | data not applicable | data not applicable | data not applicable | data not available | data not available | data not applicable | data not applicable | data not applicable | data not applicable | data not available | data not available | data not applicable | data not available | Accepted to connect | data not applicable | data not applicable | data not applicable | data not applicable | data not applicable | data not applicable | 55.2 | 50 | 52.6316 | data not available | 0 | 45607 | 2026-07-01 00:00:00 | data not available | data not available | data not available | data not available | data not available | data not available | 45750
data not applicable | [5 empty] | data not applicable | Ethical power development | - | Land At Horton | data not available | Cheyney | data not available | NN7 2BX | United Kingdom | 480838 | 254306 | Grendon 132Kv S Stn | Northampton East 33Kv S Stn | data not available | 33 | National Grid Electricity Distribution (East Midlands) Plc | Solar | Photovoltaic | No | data not available | data not available | 34 | Stored Energy (all stored energy irrespective of the original energy source) | Storage - Electrochemical (Batteries) | No | data not available | data not available | 34 | data not applicable | data not applicable | data not applicable | data not available | data not available | data not applicable | data not available | Accepted to connect | data not applicable | data not applicable | data not applicable | data not applicable | data not applicable | data not applicable | 68 | 34 | 35.7895 | 10 | 10.5263 | 45628 | 2026-04-02 00:00:00 | data not available | data not available | data not available | data not available | data not available | data not available | 45750
data not applicable | [5 empty] | data not applicable | cotes heath solar limited | Land at | Cotes Heath | data not available | Stafford | data not available | ST15 0QQ | United Kingdom | 384283 | 334501 | Cellarhead 132Kv | data not available | data not available | 33 | National Grid Electricity Distribution (West Midlands) Plc | Solar | Photovoltaic | No | data not available | data not available | 15 | data not applicable | data not applicable | data not applicable | data not available | data not available | data not applicable | data not applicable | data not applicable | data not applicable | data not available | data not available | data not applicable | data not available | Accepted to connect | data not applicable | data not applicable | data not applicable | data not applicable | data not applicable | data not applicable | 15 | 15 | 15.7895 | 0.5 | 0.52632 | 45489 | 2025-08-28 00:00:00 | data not available | data not available | data not available | data not available | data not available | data not available | 45750
data not applicable | [5 empty] | data not applicable | --REDACTED-- | --REDACTED-- | --REDACTED-- | --REDACTED-- | Grantham | data not available | NG32 2 | United Kingdom | --REDACTED-- | --REDACTED-- | Bicker Fen 132Kv S Stn | Grantham North 132Kv S Stn | Grantham North 11Kv S Stn | 11 | National Grid Electricity Distribution (East Midlands) Plc | Solar | Photovoltaic | No | data not available | data not available | 1.7 | data not applicable | data not applicable | data not applicable | data not available | data not available | data not applicable | data not applicable | data not applicable | data not applicable | data not available | data not available | data not applicable | data not available | Accepted to connect | data not applicable | data not applicable | data not applicable | data not applicable | data not applicable | data not applicable | 1.7 | 1.7 | 1.7895 | 6 | 6.3158 | 45714 | 2025-08-08 00:00:00 | data not available | data not available | data not available | data not available | data not available | data not available | 45750
data not applicable | [5 empty] | data not applicable | Bsr applications limited | Tidle brook solar and storage | Land At Croft Farm | Morville | Bridgnorth | data not available | WV16 4RG | United Kingdom | 368025 | 294793 | Ironbridge 132Kv S Stn | data not available | data not available | 33 | National Grid Electricity Distribution (West Midlands) Plc | Solar | Photovoltaic | No | data not available | data not available | 10 | data not applicable | data not applicable | data not applicable | data not available | data not available | data not applicable | data not applicable | data not applicable | data not applicable | data not available | data not available | data not applicable | data not available | Accepted to connect | data not applicable | data not applicable | data not applicable | data not applicable | data not applicable | data not applicable | 10 | 10 | 10.5263 | 10 | 10.5263 | 45601 | 2025-08-19 00:00:00 | data not available | data not available | data not available | data not available | data not available | data not available | 45750
data not applicable | [5 empty] | data not applicable | Greentech projects holding uk ltd | Land off | Whaddon Road | Mursley | Milton keynes | data not available | MK17 0RT | United Kingdom | 481569 | 228847 | East Claydon 132Kv S Stn | data not available | data not available | 132 | National Grid Electricity Distribution (East Midlands) Plc | Solar | Photovoltaic | No | data not available | data not available | 49.9 | Stored Energy (all stored energy irrespective of the original energy source) | Storage - Electrochemical (Batteries) | No | data not available | data not available | 49.9 | data not applicable | data not applicable | data not applicable | data not available | data not available | data not applicable | data not available | Accepted to connect | data not applicable | data not applicable | data not applicable | data not applicable | data not applicable | data not applicable | 99.8 | 49.9 | 52.5263 | 49.9 | 52.5263 | 45616 | 2037-10-31 00:00:00 | data not available | data not available | data not available | data not available | data not available | data not available | 45750
data not applicable | [5 empty] | data not applicable | Roadnight taylor ltd | Land to the south east | Mill Lane | Strensham | Wychavon | data not available | WR8 9LB | United Kingdom | 391288 | 239453 | Feckenham 66 11Kv S Stn | Feckenham 66/11Kv | Strensham 66 11Kv S Stn | 11 | National Grid Electricity Distribution (West Midlands) Plc | Solar | Photovoltaic | No | data not available | data not available | 7.5 | data not applicable | data not applicable | data not applicable | data not available | data not available | data not applicable | data not applicable | data not applicable | data not applicable | data not available | data not available | data not applicable | data not available | Accepted to connect | data not applicable | data not applicable | data not applicable | data not applicable | data not applicable | data not applicable | 7.5 | 5 | 5.2632 | 5 | 5.2632 | 45637 | 2025-07-09 00:00:00 | data not available | data not available | data not available | data not available | data not available | data not available | 45750
data not applicable | [5 empty] | data not applicable | Custom solar ltd | Aston martin gaydon | Banbury Road | Gaydon, | Lighthorne heath, | Warwick, | CV35 0DB | United Kingdom | 435360 | 255653 | Berkswell 132Kv S Stn | Harbury 33Kv S Stn | Gaydon 33 11Kv S Stn | 11 | National Grid Electricity Distribution (East Midlands) Plc | Solar | Photovoltaic | No | data not available | data not available | 4.1 | data not applicable | data not applicable | data not applicable | data not available | data not available | data not applicable | data not applicable | data not applicable | data not applicable | data not available | data not available | data not applicable | data not available | Accepted to connect | data not applicable | data not applicable | data not applicable | data not applicable | data not applicable | data not applicable | 4.1 | 0 | 0 | 4.1 | 4.3158 | 45622 | 2025-07-10 00:00:00 | data not available | data not available | data not available | data not available | data not available | data not available | 45750
data not applicable | [5 empty] | data not applicable | Ig renewables ltd | Beech lane | Beech Cliff Lane | data not available | Stoke on trent | data not available | ST4 8SF | United Kingdom | 386055 | 337594 | Cellarhead 132Kv | data not available | data not available | 132 | National Grid Electricity Distribution (West Midlands) Plc | Solar | Photovoltaic | No | data not available | data not available | 44 | data not applicable | data not applicable | data not applicable | data not available | data not available | data not applicable | data not applicable | data not applicable | data not applicable | data not available | data not available | data not applicable | data not available | Accepted to connect | data not applicable | data not applicable | data not applicable | data not applicable | data not applicable | data not applicable | 44 | 44 | 46.3158 | data not available | 0 | 45657 | 2027-03-12 00:00:00 | data not available | data not available | data not available | data not available | data not available | data not available | 45750
data not applicable | [5 empty] | data not applicable | goodwin plc | Land adjacent to biffa waste services | Newstead Industrial Trading Estate | data not available | Stoke on trent | data not available | ST4 8HX | United Kingdom | 386999 | 323810 | Cellarhead 132Kv | Longton 33Kv S Stn | Longton 132/33/11Kv | 11 | National Grid Electricity Distribution (West Midlands) Plc | Solar | Photovoltaic | No | data not available | data not available | 1.4 | data not applicable | data not applicable | data not applicable | data not available | data not available | data not applicable | data not applicable | data not applicable | data not applicable | data not available | data not available | data not applicable | data not available | Accepted to connect | data not applicable | data not applicable | data not applicable | data not applicable | data not applicable | data not applicable | 1.4 | 1.4 | 1.4737 | 4 | 4.2105 | 45616 | 2025-04-06 00:00:00 | data not available | data not available | data not available | data not available | data not available | data not available | 45750
data not applicable | [5 empty] | data not applicable | Beba energy uk ltd | Foldhill foods limited | Lade Bank | Old Leake | Boston | Lincolnshire | PE22 9RJ | United Kingdom | 539884 | 354052 | Walpole 132Kv S Stn | Boston 33Kv S Stn | Stickney 33 11Kv S Stn | 11 | National Grid Electricity Distribution (East Midlands) Plc | Solar | Photovoltaic | No | data not available | data not available | 1.45 | data not applicable | data not applicable | data not applicable | data not available | data not available | data not applicable | data not applicable | data not applicable | data not applicable | data not available | data not available | data not applicable | data not available | Accepted to connect | data not applicable | data not applicable | data not applicable | data not applicable | data not applicable | data not applicable | 1.45 | 1.05 | 1.1053 | 1.5 | 1.579 | 45645 | 2025-06-23 00:00:00 | data not available | data not available | data not available | data not available | data not available | data not available | 45750
data not applicable | [5 empty] | data not applicable | trio power limited | Horton ipt pv & bess | Horton | data not available | Northampton | data not available | data not available | United Kingdom | data not available | data not available | data not available | data not available | data not available | 132 | National Grid Electricity Distribution (East Midlands) Plc | Solar | Photovoltaic | No | data not available | data not available | 49.9 | Stored Energy (all stored energy irrespective of the original energy source) | Storage - Electrochemical (Batteries) | No | data not available | data not available | 49.9 | data not applicable | data not applicable | data not applicable | data not available | data not available | data not applicable | data not available | Accepted to connect | data not applicable | data not applicable | data not applicable | data not applicable | data not applicable | data not applicable | 99.8 | 49.9 | 52.5263 | 49.9 | 52.5263 | 45649 | 2026-03-26 00:00:00 | data not available | data not available | data not available | data not available | data not available | data not available | 45750
data not applicable | [5 empty] | data not applicable | Ib vogt uk ltd | South carlton 2 pv | Bransby | West Lindsey | Lincolnshire | data not available | LN1 2DR | United Kingdom | 491448 | 380727 | West Burton 132Kv S Stn | data not available | data not available | 132 | National Grid Electricity Distribution (East Midlands) Plc | Solar | Photovoltaic | No | data not available | data not available | 49.9 | data not applicable | data not applicable | data not applicable | data not available | data not available | data not applicable | data not applicable | data not applicable | data not applicable | data not available | data not available | data not applicable | data not available | Accepted to connect | data not applicable | data not applicable | data not applicable | data not applicable | data not applicable | data not applicable | 49.9 | 49.9 | 52.5263 | 0.2 | 0.21053 | 45688 | 2025-08-12 00:00:00 | data not available | data not available | data not available | data not available | data not available | data not available | 45750
data not applicable | [5 empty] | data not applicable | Ethical power development | Land at binworthy farm | Newton St Petrock | Torrington | Exeter | data not available | EX38 8LR | United Kingdom | 242117 | 114130 | Alverdiscott Sgp | Pyworthy Bsp | Shebbear | 132 | National Grid Electricity Distribution (South West) Plc | Solar | Photovoltaic | No | data not available | data not available | 49.99 | Stored Energy (all stored energy irrespective of the original energy source) | Storage - Electrochemical (Batteries) | No | data not available | data not available | 49.99 | data not applicable | data not applicable | data not applicable | data not available | data not available | data not applicable | data not available | Accepted to connect | data not applicable | data not applicable | data not applicable | data not applicable | data not applicable | data not applicable | 99.98 | 49.99 | 52.621 | 49.99 | 52.621 | 45645 | 2026-07-03 00:00:00 | data not available | data not available | data not available | data not available | data not available | data not available | 45750
data not applicable | [5 empty] | data not applicable | Ig renewable energy uk ltd | The barn pv | data not available | data not available | Haverfordwest | data not available | SA62 3BU | United Kingdom | 192543 | 212376 | Pembroke Power Station | data not available | data not available | 132 | National Grid Electricity Distribution (South Wales) Plc | Solar | Photovoltaic | No | data not available | data not available | 49.9 | data not applicable | data not applicable | data not applicable | data not available | data not available | data not applicable | data not applicable | data not applicable | data not applicable | data not available | data not available | data not applicable | data not available | Accepted to connect | data not applicable | data not applicable | data not applicable | data not applicable | data not applicable | data not applicable | 49.9 | 49.9 | 52.5263 | 0.1 | 0.10526 | 45601 | 2026-04-20 00:00:00 | data not available | data not available | data not available | data not available | data not available | data not available | 45750
data not applicable | [5 empty] | data not applicable | Infrastructure gateway ltd | Wigston phase 2b / 650, w22-4842 | Welford Road | data not available | Wigston | data not available | LE18 3LN | United Kingdom | 461384 | 298180 | Enderby 132Kv S Stn | Wigston 33Kv S Stn | Wigston Magna 33 11Kv S Stn | 11 | National Grid Electricity Distribution (East Midlands) Plc | Solar | Photovoltaic | No | data not available | data not available | 0.00163 | data not applicable | data not applicable | data not applicable | data not available | data not available | data not applicable | data not applicable | data not applicable | data not applicable | data not available | data not available | data not applicable | data not available | Accepted to connect | data not applicable | data not applicable | data not applicable | data not applicable | data not applicable | data not applicable | 0.00163 | 1.0595 | 1.1153 | 1.407 | 1.481 | 45613 | 2025-07-29 00:00:00 | data not available | data not available | data not available | data not available | data not available | data not available | 45750
data not applicable | [5 empty] | data not applicable | Dno consulting ltd | Land at | Whitestone Pv | data not available | Exeter | data not available | EX4 2HH | United Kingdom | 285436 | 93010 | Exeter Main Sgp | Exeter City Bsp | data not available | 33 | National Grid Electricity Distribution (South West) Plc | Solar | Photovoltaic | No | data not available | data not available | 11 | data not applicable | data not applicable | data not applicable | data not available | data not available | data not applicable | data not applicable | data not applicable | data not applicable | data not available | data not available | data not applicable | data not available | Accepted to connect | data not applicable | data not applicable | data not applicable | data not applicable | data not applicable | data not applicable | 11 | 10 | 10.5263 | 0.1 | 0.10526 | 45649 | 2026-04-27 00:00:00 | data not available | data not available | data not available | data not available | data not available | data not available | 45750
data not applicable | [5 empty] | data not applicable | Pathfinder clean energy | Uk0728 | Kisses Barn Lane | data not available | Warwickshire | data not available | B79 0JU | United Kingdom | data not available | data not available | Lea Marston 132Kv S Stn | Tamworth 33Kv S Stn | data not available | 33 | National Grid Electricity Distribution (East Midlands) Plc | Solar | Photovoltaic | No | data not available | data not available | 18.5 | Stored Energy (all stored energy irrespective of the original energy source) | Storage - Electrochemical (Batteries) | No | data not available | data not available | 1 | data not applicable | data not applicable | data not applicable | data not available | data not available | data not applicable | data not available | Accepted to connect | data not applicable | data not applicable | data not applicable | data not applicable | data not applicable | data not applicable | 19.5 | 18.5 | 19.4737 | 1 | 1.0526 | 45624 | 2026-04-28 00:00:00 | data not available | data not available | data not available | data not available | data not available | data not available | 45750
data not applicable | [5 empty] | data not applicable | Amberside power 2 ltd | Stony stratford solar farm | Chapel Lane | Thomboroug | Buckingham | data not available | MK18 2DJ | United Kingdom | 474568 | 233696 | East Claydon 132Kv S Stn | Stony Stratford 33Kv S Stn | data not available | 33 | National Grid Electricity Distribution (East Midlands) Plc | Solar | Photovoltaic | No | data not available | data not available | 21.875 | data not applicable | data not applicable | data not applicable | data not available | data not available | data not applicable | data not applicable | data not applicable | data not applicable | data not available | data not available | data not applicable | data not available | Accepted to connect | data not applicable | data not applicable | data not applicable | data not applicable | data not applicable | data not applicable | 21.875 | 21.875 | 23.0263 | 0.1 | 0.10526 | 45674 | 2026-06-03 00:00:00 | data not available | data not available | data not available | data not available | data not available | data not available | 45750
data not applicable | [5 empty] | data not applicable | Galileo 03 ltd | Galileo 03 limited solar and bess | Ffordd-Y-Gyfraith | data not available | Llangynwyd middle | Bridgend | CF32 0BS | United Kingdom | 287249 | 184652 | Pyle Grid | data not available | data not available | 132 | National Grid Electricity Distribution (South Wales) Plc | Solar | Photovoltaic | No | data not available | data not available | 90 | Stored Energy (all stored energy irrespective of the original energy source) | Storage - Electrochemical (Batteries) | No | data not available | data not available | 50 | data not applicable | data not applicable | data not applicable | data not available | data not available | data not applicable | data not available | Accepted to connect | data not applicable | data not applicable | data not applicable | data not applicable | data not applicable | data not applicable | 140 | 90 | 94.7368 | 50 | 52.6316 | 45677 | 2037-10-31 00:00:00 | data not available | data not available | data not available | data not available | data not available | data not available | 45750
data not applicable | [5 empty] | data not applicable | Uk networks services | Hoben international limited | data not available | Brassington | Matlock | Derbyshire | DE4 4HF | United Kingdom | data not available | data not available | Willington 132Kv S Stn | Winster 33Kv S Stn | Longcliffe 33 11Kv S Stn | 11 | National Grid Electricity Distribution (East Midlands) Plc | Solar | Photovoltaic | No | data not available | data not available | 2.6 | data not applicable | data not applicable | data not applicable | data not available | data not available | data not applicable | data not applicable | data not applicable | data not applicable | data not available | data not available | data not applicable | data not available | Accepted to connect | data not applicable | data not applicable | data not applicable | data not applicable | data not applicable | data not applicable | 2.6 | 0.25 | 0.26316 | 0.95 | 1 | 45667 | 2025-05-08 00:00:00 | data not available | data not available | data not available | data not available | data not available | data not available | 45750
data not applicable | [5 empty] | data not applicable | Trio power limited | Padbury solar farm | data not available | Padbury | Buckingham | data not available | MK18 2JA | United Kingdom | 473762 | 230214 | East Claydon 132Kv S Stn | data not available | data not available | 132 | National Grid Electricity Distribution (East Midlands) Plc | Solar | Photovoltaic | No | data not available | data not available | 40 | Stored Energy (all stored energy irrespective of the original energy source) | Storage - Electrochemical (Batteries) | No | data not available | data not available | 10 | data not applicable | data not applicable | data not applicable | data not available | data not available | data not applicable | data not available | Accepted to connect | data not applicable | data not applicable | data not applicable | data not applicable | data not applicable | data not applicable | 50 | 40 | 42.1053 | 10 | 10.5263 | 45650 | 2026-05-13 00:00:00 | data not available | data not available | data not available | data not available | data not available | data not available | 45750
data not applicable | [5 empty] | data not applicable | Evans energy ltd | Trevarthian solar park | Trevarthian Farm | data not available | Marazion | Cornwall | TR17 0DU | United Kingdom | 153643 | 32104 | Indian Queens Sgp | Hayle Bsp | data not available | 33 | National Grid Electricity Distribution (South West) Plc | Solar | Photovoltaic | No | data not available | data not available | 14 | Stored Energy (all stored energy irrespective of the original energy source) | Storage - Electrochemical (Batteries) | No | data not available | data not available | 14 | data not applicable | data not applicable | data not applicable | data not available | data not available | data not applicable | data not available | Accepted to connect | data not applicable | data not applicable | data not applicable | data not applicable | data not applicable | data not applicable | 28 | 14 | 14.7368 | 8 | 8.421 | 45664 | 2026-05-12 00:00:00 | data not available | data not available | data not available | data not available | data not available | data not available | 45750
data not applicable | [5 empty] | data not applicable | Bsr energy ltd | Land at bryndu farm | Llanfabon | data not available | Nelson | Treharris | CF46 6PG | United Kingdom | 310784 | 194144 | Upper Boat | data not available | data not available | 132 | National Grid Electricity Distribution (South Wales) Plc | Solar | Photovoltaic | No | data not available | data not available | 0.0499 | Stored Energy (all stored energy irrespective of the original energy source) | Storage - Electrochemical (Batteries) | No | data not available | data not available | 0.0499 | Wind | Onshore wind turbines | No | data not available | data not available | 0.0499 | data not available | Accepted to connect | data not applicable | data not applicable | data not applicable | data not applicable | data not applicable | data not applicable | 0.1497 | 49.9 | 52.5263 | 49.9 | 52.5263 | 45671 | 2025-11-12 00:00:00 | data not available | data not available | data not available | data not available | data not available | data not available | 45750
data not applicable | [5 empty] | data not applicable | tps psc limited | Caenewydd solar pv & bess | Swansea Road | data not available | Gorsenion | Swansea | SA4 4LE | United Kingdom | 260584 | 197212 | Swansea North Grid | data not available | data not available | 132 | National Grid Electricity Distribution (South Wales) Plc | Solar | Photovoltaic | No | data not available | data not available | 44 | data not applicable | data not applicable | data not applicable | data not available | data not available | data not applicable | data not applicable | data not applicable | data not applicable | data not available | data not available | data not applicable | data not available | Accepted to connect | data not applicable | data not applicable | data not applicable | data not applicable | data not applicable | data not applicable | 44 | 44 | 46.3158 | 0.1 | 0.10526 | 45656 | 2026-12-31 00:00:00 | data not available | data not available | data not available | data not available | data not available | data not available | 45750
data not applicable | [5 empty] | data not applicable | Bsr applications limited | Land at | Bilbrook | data not available | Minehead | data not available | TA24 6HB | United Kingdom | 304067 | 139026 | Taunton Sgp | Bowhays Cross Bsp | data not available | 33 | National Grid Electricity Distribution (South West) Plc | Solar | Photovoltaic | No | data not available | data not available | 5 | Stored Energy (all stored energy irrespective of the original energy source) | Storage - Electrochemical (Batteries) | No | data not available | data not available | 5 | Wind | Onshore wind turbines | No | data not available | data not available | 5 | data not available | Accepted to connect | data not applicable | data not applicable | data not applicable | data not applicable | data not applicable | data not applicable | 15 | 9 | 9.4737 | 9 | 9.4737 | 45645 | 2026-05-20 00:00:00 | data not available | data not available | data not available | data not available | data not available | data not available | 45750
data not applicable | [5 empty] | data not applicable | Ig renewables ltd | data not available | Exminster Hill | data not available | Exminster | data not available | EX6 8DW | United Kingdom | 294521 | 87194.8 | Exeter Main Sgp | Exeter City Bsp | data not available | 33 | National Grid Electricity Distribution (South West) Plc | Solar | Photovoltaic | No | data not available | data not available | 20 | data not applicable | data not applicable | data not applicable | data not available | data not available | data not applicable | data not applicable | data not applicable | data not applicable | data not available | data not available | data not applicable | data not available | Accepted to connect | data not applicable | data not applicable | data not applicable | data not applicable | data not applicable | data not applicable | 20 | 20 | 21.0526 | 0.2 | 0.21053 | 45645 | 2026-03-09 00:00:00 | data not available | data not available | data not available | data not available | data not available | data not available | 45750
data not applicable | [5 empty] | data not applicable | Lullington solar park limited | Lullington solar farm | Land At Lullington | data not available | South derbyshire | data not available | data not available | United Kingdom | data not available | data not available | Lea Marston 132Kv S Stn | data not available | data not available | 132 | National Grid Electricity Distribution (East Midlands) Plc | Solar | Photovoltaic | No | data not available | data not available | 44 | data not applicable | data not applicable | data not applicable | data not available | data not available | data not applicable | data not applicable | data not applicable | data not applicable | data not available | data not available | data not applicable | data not available | Accepted to connect | data not applicable | data not applicable | data not applicable | data not applicable | data not applicable | data not applicable | 44 | 44 | 46.3158 | 0.3 | 0.31579 | 45701 | 2037-11-06 00:00:00 | data not available | data not available | data not available | data not available | data not available | data not available | 45750
data not applicable | [5 empty] | data not applicable | Infrastructure gateway limited | - | Lincoln Road | Bracebridge Heath | Lincoln | data not available | LN4 2UJ | United Kingdom | 498072 | 367742 | West Burton 132Kv S Stn | Lincoln Local 132Kv S Stn | Lincoln No 2 11Kv S Stn | 11 | National Grid Electricity Distribution (East Midlands) Plc | Solar | Photovoltaic | No | data not available | data not available | 1.956 | data not applicable | data not applicable | data not applicable | data not available | data not available | data not applicable | data not applicable | data not applicable | data not applicable | data not available | data not available | data not applicable | data not available | Accepted to connect | data not applicable | data not applicable | data not applicable | data not applicable | data not applicable | data not applicable | 1.956 | 1.956 | 2.0589 | 3.759 | 3.9568 | 45552 | 2025-07-15 00:00:00 | data not available | data not available | data not available | data not available | data not available | data not available | 45750
data not applicable | [5 empty] | data not applicable | Wavensmere homes | W24-5499 | Qualcast Road | Springfield | Park village | Wolverhampton | WV1 2QP | United Kingdom | 392708 | 298475 | Willenhall 132 25Kv S Stn | Wolverhampton 132Kv S Stn | Wolverhampton 132/33/11Kv | 11 | National Grid Electricity Distribution (West Midlands) Plc | Solar | Photovoltaic | No | data not available | data not available | 0.869 | data not applicable | data not applicable | data not applicable | data not available | data not available | data not applicable | data not applicable | data not applicable | data not applicable | data not available | data not available | data not applicable | data not available | Accepted to connect | data not applicable | data not applicable | data not applicable | data not applicable | data not applicable | data not applicable | 0.869 | 2.066 | 2.1747 | 0.869 | 0.91474 | 45705 | 2025-07-10 00:00:00 | data not available | data not available | data not available | data not available | data not available | data not available | 45750
data not applicable | [5 empty] | data not applicable | Tritax symmetry gloucester ltd | Symmetry park | data not available | data not available | Gloucestershire | data not available | GL10 3DP | United Kingdom | 380592 | 210000 | Iron Acton 132Kv S Stn | Ryeford 132Kv S Stn | Javelin Park Efw | 11 | National Grid Electricity Distribution (West Midlands) Plc | Solar | Photovoltaic | No | data not available | data not available | 6.2 | data not applicable | data not applicable | data not applicable | data not available | data not available | data not applicable | data not applicable | data not applicable | data not applicable | data not available | data not available | data not applicable | data not available | Accepted to connect | data not applicable | data not applicable | data not applicable | data not applicable | data not applicable | data not applicable | 6.2 | 0.945 | 0.99474 | 5.9 | 6.2105 | 45663 | 2025-12-01 00:00:00 | data not available | data not available | data not available | data not available | data not available | data not available | 45750
data not applicable | [5 empty] | data not applicable | Pace psr renewable energy hold co ltd | Hockholler pv, uka225 | Land West Of Regent Street | Tone Green | Bradford-on-tone | Taunton | TA4 1HN | United Kingdom | 317055 | 123044 | Taunton Sgp | Taunton Main Bsp | data not available | 33 | National Grid Electricity Distribution (South West) Plc | Solar | Photovoltaic | No | data not available | data not available | 20 | data not applicable | data not applicable | data not applicable | data not available | data not available | data not applicable | data not applicable | data not applicable | data not applicable | data not available | data not available | data not applicable | data not available | Accepted to connect | data not applicable | data not applicable | data not applicable | data not applicable | data not applicable | data not applicable | 20 | 20 | 21.0526 | 0.5 | 0.52632 | 45674 | 2026-06-05 00:00:00 | data not available | data not available | data not available | data not available | data not available | data not available | 45750
data not applicable | [5 empty] | data not applicable | Bsr energy ltd | Land at | Ruggs Drove | data not available | Bridgwater | Somerset | TA7 0HZ | United Kingdom | 332559 | 135889 | Bridgwater Sgp | data not available | data not available | 33 | National Grid Electricity Distribution (South West) Plc | Solar | Photovoltaic | No | data not available | data not available | 10 | Stored Energy (all stored energy irrespective of the original energy source) | Storage - Electrochemical (Batteries) | No | data not available | data not available | 10 | Wind | Onshore wind turbines | No | data not available | data not available | 10 | data not available | Accepted to connect | data not applicable | data not applicable | data not applicable | data not applicable | data not applicable | data not applicable | 30 | 10 | 10.5263 | 10 | 10.5263 | 45722 | 2026-07-29 00:00:00 | data not available | data not available | data not available | data not available | data not available | data not available | 45750
data not applicable | [5 empty] | data not applicable | Bsr energy ltd | Decoy farm, land at | Peak Lane | data not available | Somerton | Somerset | TA11 6NZ | United Kingdom | 348263 | 132063 | Bridgwater Sgp | Street Bsp | data not available | 33 | National Grid Electricity Distribution (South West) Plc | Solar | Photovoltaic | No | data not available | data not available | 10 | Stored Energy (all stored energy irrespective of the original energy source) | Storage - Electrochemical (Batteries) | No | data not available | data not available | 10 | Wind | Onshore wind turbines | No | data not available | data not available | 10 | data not available | Accepted to connect | data not applicable | data not applicable | data not applicable | data not applicable | data not applicable | data not applicable | 30 | 10 | 10.5263 | 5 | 5.2632 | 45727 | 2026-08-04 00:00:00 | data not available | data not available | data not available | data not available | data not available | data not available | 45750
data not applicable | [5 empty] | data not applicable | Ecotricity generation ltd | Bambers farm, import mpan | Mile End Lane | data not available | Mablethorpe | Lincolnshire | LN12 2QW | United Kingdom | data not available | data not available | Bicker Fen 132Kv S Stn | Skegness 33Kv S Stn | data not available | 33 | National Grid Electricity Distribution (East Midlands) Plc | Solar | Photovoltaic | No | data not available | data not available | 10 | data not applicable | data not applicable | data not applicable | data not available | data not available | data not applicable | data not applicable | data not applicable | data not applicable | data not available | data not available | data not applicable | data not available | Accepted to connect | data not applicable | data not applicable | data not applicable | data not applicable | data not applicable | data not applicable | 10 | 9.6 | 10.1053 | 0.1 | 0.10526 | 45663 | 2026-03-23 00:00:00 | data not available | data not available | data not available | data not available | data not available | data not available | 45750
data not applicable | [5 empty] | data not applicable | Ethical power development | Land at | Downrew Farm | data not available | Bishops tawton | data not available | EX32 0DY | United Kingdom | 258966 | 129153 | Alverdiscott Sgp | Barnstaple Bsp | data not available | 33 | National Grid Electricity Distribution (South West) Plc | Solar | Photovoltaic | No | data not available | data not available | 17 | Stored Energy (all stored energy irrespective of the original energy source) | Storage - Electrochemical (Batteries) | No | data not available | data not available | 17 | data not applicable | data not applicable | data not applicable | data not available | data not available | data not applicable | data not available | Accepted to connect | data not applicable | data not applicable | data not applicable | data not applicable | data not applicable | data not applicable | 34 | 17 | 17.8947 | 17 | 17.8947 | 45737 | 2026-08-14 00:00:00 | data not available | data not available | data not available | data not available | data not available | data not available | 45750
data not applicable | [5 empty] | data not applicable | Talgren solar limited | Solar | Rhiwfelin Farm | data not available | Llantrisant | data not available | CF72 8LQ | United Kingdom | 303887 | 187114 | Upper Boat | Upper Boat Bsp | data not available | 11 | National Grid Electricity Distribution (South Wales) Plc | Solar | Photovoltaic | No | data not available | data not available | 7.6 | data not applicable | data not applicable | data not applicable | data not available | data not available | data not applicable | data not applicable | data not applicable | data not applicable | data not available | data not available | data not applicable | data not available | Accepted to connect | data not applicable | data not applicable | data not applicable | data not applicable | data not applicable | data not applicable | 7.6 | 7.5 | 7.8947 | 0.05 | 0.05263 | 45653 | 2025-07-15 00:00:00 | data not available | data not available | data not available | data not available | data not available | data not available | 45750
data not applicable | [5 empty] | data not applicable | City and county of swansea | Tir john landfill | Danygraig Road | St Thomas | Swansea | data not available | SA1 8PT | United Kingdom | 269449 | 193169 | Swansea North Grid | Tir John Power Station | Tir John Primary | 66 | National Grid Electricity Distribution (South Wales) Plc | Solar | Photovoltaic | No | data not available | data not available | 2.5 | data not applicable | data not applicable | data not applicable | data not available | data not available | data not applicable | data not applicable | data not applicable | data not applicable | data not available | data not available | data not applicable | data not available | Accepted to connect | data not applicable | data not applicable | data not applicable | data not applicable | data not applicable | data not applicable | 2.5 | 2.5 | 2.6316 | 0.1 | 0.10526 | 45673 | 2025-09-10 00:00:00 | data not available | data not available | data not available | data not available | data not available | data not available | 45750
data not applicable | [5 empty] | data not applicable | Renewable energy systems ltd | Kingston solar | Kingstone Estate | data not available | Kingstone on soar | Nottingham | NG11 0DN | United Kingdom | 451578 | 328194 | Ratcliffe On Soar 132Kv S Stn | data not available | data not available | 132 | National Grid Electricity Distribution (East Midlands) Plc | Solar | Photovoltaic | No | data not available | data not available | 61.575 | data not applicable | data not applicable | data not applicable | data not available | data not available | data not applicable | data not applicable | data not applicable | data not applicable | data not available | data not available | data not applicable | data not available | Accepted to connect | data not applicable | data not applicable | data not applicable | data not applicable | data not applicable | data not applicable | 61.575 | 49.9 | 52.5263 | 0.1 | 0.10526 | 45674 | 2037-11-06 00:00:00 | data not available | data not available | data not available | data not available | data not available | data not available | 45750
data not applicable | [5 empty] | data not applicable | --REDACTED-- | --REDACTED-- | --REDACTED-- | --REDACTED-- | data not available | data not available | GL13 9 | United Kingdom | --REDACTED-- | --REDACTED-- | Iron Acton 132Kv S Stn | Ryeford 132Kv S Stn | data not available | 11 | National Grid Electricity Distribution (West Midlands) Plc | Solar | Photovoltaic | No | data not available | data not available | 5.18 | Stored Energy (all stored energy irrespective of the original energy source) | Storage - Electrochemical (Batteries) | No | data not available | data not available | 5 | data not applicable | data not applicable | data not applicable | data not available | data not available | data not applicable | data not available | Accepted to connect | data not applicable | data not applicable | data not applicable | data not applicable | data not applicable | data not applicable | 10.18 | 5 | 5.2632 | 5 | 5.2632 | 45705 | 2026-05-07 00:00:00 | data not available | data not available | data not available | data not available | data not available | data not available | 45750
data not applicable | [5 empty] | data not applicable | Mts penderi solar 2 limited | Cil ddewi uchaf, solar pv | data not available | Llannon | Llanelli | data not available | SA14 8JZ | United Kingdom | 253943 | 202671 | Swansea North Grid | data not available | data not available | 132 | National Grid Electricity Distribution (South Wales) Plc | Solar | Photovoltaic | No | data not available | data not available | 30 | data not applicable | data not applicable | data not applicable | data not available | data not available | data not applicable | data not applicable | data not applicable | data not applicable | data not available | data not available | data not applicable | data not available | Accepted to connect | data not applicable | data not applicable | data not applicable | data not applicable | data not applicable | data not applicable | 30 | 30 | 31.5789 | 0.1 | 0.10526 | 45688 | 2026-08-31 00:00:00 | data not available | data not available | data not available | data not available | data not available | data not available | 45750
data not applicable | [5 empty] | data not applicable | Ineco energy ltd | Etex builting performance limited | Redland Avenue | Easton In Gordano | Bristol | data not available | BS20 0FB | United Kingdom | data not available | data not available | Seabank Sgp | Portishead New Bsp | Royal Portbury Dock | 11 | National Grid Electricity Distribution (South West) Plc | Solar | Photovoltaic | No | data not available | data not available | 4.7 | data not applicable | data not applicable | data not applicable | data not available | data not available | data not applicable | data not applicable | data not applicable | data not applicable | data not available | data not available | data not applicable | data not available | Accepted to connect | data not applicable | data not applicable | data not applicable | data not applicable | data not applicable | data not applicable | 4.7 | 0.949 | 0.99895 | 7.5 | 7.8947 | 45672 | 2025-06-27 00:00:00 | data not available | data not available | data not available | data not available | data not available | data not available | 45750
data not applicable | [5 empty] | data not applicable | Ineco energy ltd | Sinniat limited | Marsh Lane | Easton-In-Gordano | Bristol | data not available | BS20 0NF | United Kingdom | data not available | data not available | Seabank Sgp | Portishead New Bsp | Royal Portbury Dock | 11 | National Grid Electricity Distribution (South West) Plc | Solar | Photovoltaic | No | data not available | data not available | 4.1 | data not applicable | data not applicable | data not applicable | data not available | data not available | data not applicable | data not applicable | data not applicable | data not applicable | data not available | data not available | data not applicable | data not available | Accepted to connect | data not applicable | data not applicable | data not applicable | data not applicable | data not applicable | data not applicable | 4.1 | 0.24 | 0.25263 | data not available | 0 | 45672 | 2025-06-27 00:00:00 | data not available | data not available | data not available | data not available | data not available | data not available | 45750
data not applicable | [5 empty] | data not applicable | Harlaxton engineering services ltd | Qk cold stores | Toll Bar Road | Marston | Grantham | data not available | NG32 2HT | United Kingdom | 488546 | 342595 | Staythorpe C 132Kv S Stn | Hawton 33Kv S Stn | Westborough 33 11Kv S Stn | 11 | National Grid Electricity Distribution (East Midlands) Plc | Solar | Photovoltaic | No | data not available | data not available | 2.53 | data not applicable | data not applicable | data not applicable | data not available | data not available | data not applicable | data not applicable | data not applicable | data not applicable | data not available | data not available | data not applicable | data not available | Accepted to connect | data not applicable | data not applicable | data not applicable | data not applicable | data not applicable | data not applicable | 2.53 | 0 | 0 | 3.699 | 3.8937 | 45630 | 2025-06-23 00:00:00 | data not available | data not available | data not available | data not available | data not available | data not available | 45750
data not applicable | [5 empty] | data not applicable | Renewable energy hold co ltd | Ukb394 | Broad Oak | data not available | Ottery st mary | data not available | EX11 1JT | United Kingdom | 308104 | 94721 | Exeter Main Sgp | Exeter Main Bsp | data not available | 33 | National Grid Electricity Distribution (South West) Plc | Solar | Photovoltaic | No | data not available | data not available | 27 | data not applicable | data not applicable | data not applicable | data not available | data not available | data not applicable | data not applicable | data not applicable | data not applicable | data not available | data not available | data not applicable | data not available | Accepted to connect | data not applicable | data not applicable | data not applicable | data not applicable | data not applicable | data not applicable | 27 | 27 | 28.4211 | 0.5 | 0.52632 | 45673 | 2025-11-10 00:00:00 | data not available | data not available | data not available | data not available | data not available | data not available | 45750
data not applicable | [5 empty] | data not applicable | Ineco energy ltd | 11 | Bursom Road | data not available | Leicester | Leicestershire | LE4 1BS | United Kingdom | 456970 | 308649 | Enderby 132Kv S Stn | Leicester North 33Kv S Stn | Beaumont Leys 33 11Kv S Stn | 11 | National Grid Electricity Distribution (East Midlands) Plc | Solar | Photovoltaic | No | data not available | data not available | 2.147 | Biomass | Steam turbine (thermal power plant) | No | data not available | data not available | 2 | data not applicable | data not applicable | data not applicable | data not available | data not available | data not applicable | data not available | Accepted to connect | data not applicable | data not applicable | data not applicable | data not applicable | data not applicable | data not applicable | 4.147 | 1.898 | 1.9979 | 6.12 | 6.4421 | 45686 | 2025-08-14 00:00:00 | data not available | data not available | data not available | data not available | data not available | data not available | 45750
data not applicable | [5 empty] | data not applicable | amberside power 2 ltd | The fold | Upper Huntington Farm | Huntington | Little wenlock | Telford | TF6 5AP | United Kingdom | 365385 | 307995 | Ironbridge 132Kv S Stn | Ketley 132Kv S Stn | data not available | 33 | National Grid Electricity Distribution (West Midlands) Plc | Solar | Photovoltaic | No | data not available | data not available | 25 | data not applicable | data not applicable | data not applicable | data not available | data not available | data not applicable | data not applicable | data not applicable | data not applicable | data not available | data not available | data not applicable | data not available | Accepted to connect | data not applicable | data not applicable | data not applicable | data not applicable | data not applicable | data not applicable | 25 | 25 | 26.3158 | 25 | 26.3158 | 45710 | 2025-10-09 00:00:00 | data not available | data not available | data not available | data not available | data not available | data not available | 45750
data not applicable | [5 empty] | data not applicable | Cay brook solar farm limited | Site south of | Snitton Lane | data not available | Ludlow | data not available | SY8 3EZ | United Kingdom | 355622 | 275353 | Bishops Wood 132Kv S Stn | Ludlow 132Kv S Stn | data not available | 132 | National Grid Electricity Distribution (West Midlands) Plc | Solar | Photovoltaic | No | data not available | data not available | 40 | data not applicable | data not applicable | data not applicable | data not available | data not available | data not applicable | data not applicable | data not applicable | data not applicable | data not available | data not available | data not applicable | data not available | Accepted to connect | data not applicable | data not applicable | data not applicable | data not applicable | data not applicable | data not applicable | 40 | 40 | 42.1053 | data not available | 0 | 45677 | 2028-03-27 00:00:00 | data not available | data not available | data not available | data not available | data not available | data not available | 45750
data not applicable | [5 empty] | data not applicable | awel aman tawe | Tairgwaith | Gwaun-Cae-Gurwen | data not available | Ammanford | Wales | SA8 4TA | United Kingdom | 271679 | 208622 | Swansea North Grid | Ystradgynlais Grid | data not available | 33 | National Grid Electricity Distribution (South Wales) Plc | Solar | Photovoltaic | No | data not available | data not available | 0.925 | Stored Energy (all stored energy irrespective of the original energy source) | Storage - Electrochemical (Batteries) | No | data not available | data not available | 0.9 | data not applicable | data not applicable | data not applicable | data not available | data not available | data not applicable | data not available | Accepted to connect | data not applicable | data not applicable | data not applicable | data not applicable | data not applicable | data not applicable | 1.825 | 0 | 0 | 0.9 | 0.94737 | 45667 | 2026-03-31 00:00:00 | data not available | data not available | data not available | data not available | data not available | data not available | 45750
data not applicable | [5 empty] | data not applicable | Greenvolt power uk limited | Honington solar | Land On The West Side Of Fell | Honington | Shipston-on-stour | data not available | CV36 | United Kingdom | 427210 | 238926 | Feckenham 66 11Kv S Stn | data not available | data not available | 66 | National Grid Electricity Distribution (West Midlands) Plc | Solar | Photovoltaic | No | data not available | data not available | 15 | data not applicable | data not applicable | data not applicable | data not available | data not available | data not applicable | data not applicable | data not applicable | data not applicable | data not available | data not available | data not applicable | data not available | Accepted to connect | data not applicable | data not applicable | data not applicable | data not applicable | data not applicable | data not applicable | 15 | 15 | 15.7895 | data not available | 0 | 45713 | 2025-06-03 00:00:00 | data not available | data not available | data not available | data not available | data not available | data not available | 45750
data not applicable | [5 empty] | data not applicable | Qe development holdco ltd | Crugwylt fawr,, bryn tal solar farm | Margam | data not available | Port talbot, | data not available | SA13 2TB | United Kingdom | 280060 | 187059 | Pyle Grid | data not available | data not available | 132 | National Grid Electricity Distribution (South Wales) Plc | Solar | Photovoltaic | No | data not available | data not available | 40 | data not applicable | data not applicable | data not applicable | data not available | data not available | data not applicable | data not applicable | data not applicable | data not applicable | data not available | data not available | data not applicable | data not available | Accepted to connect | data not applicable | data not applicable | data not applicable | data not applicable | data not applicable | data not applicable | 40 | 40 | 42.1053 | 0.3 | 0.31579 | 45728 | 2025-05-27 00:00:00 | data not available | data not available | data not available | data not available | data not available | data not available | 45750
data not applicable | [5 empty] | data not applicable | Paytherden solar farm limited | Peradon farm | data not available | Clyst Hydon | Cullompton | Devon | EX15 2NG | United Kingdom | 305138 | 101864 | Exeter Main Sgp | data not available | data not available | 132 | National Grid Electricity Distribution (South West) Plc | Solar | Photovoltaic | No | data not available | data not available | 52.8 | Stored Energy (all stored energy irrespective of the original energy source) | Storage - Electrochemical (Batteries) | No | data not available | data not available | 22 | data not applicable | data not applicable | data not applicable | data not available | data not available | data not applicable | data not available | Accepted to connect | data not applicable | data not applicable | data not applicable | data not applicable | data not applicable | data not applicable | 74.8 | 49.9 | 52.5263 | 0.5 | 0.52632 | 45631 | 2026-05-06 00:00:00 | data not available | data not available | data not available | data not available | data not available | data not available | 45750
data not applicable | [5 empty] | data not applicable | ilos new energy uk ltd | Coedmoelion farm | Pontyberem | data not available | Llanelli | data not available | SA15 5AN | United Kingdom | 250971 | 211975 | Swansea North Grid | Trostre Grid | data not available | 33 | National Grid Electricity Distribution (South Wales) Plc | Solar | Photovoltaic | No | data not available | data not available | 18 | data not applicable | data not applicable | data not applicable | data not available | data not available | data not applicable | data not applicable | data not applicable | data not applicable | data not available | data not available | data not applicable | data not available | Accepted to connect | data not applicable | data not applicable | data not applicable | data not applicable | data not applicable | data not applicable | 18 | 18 | 18.9474 | 0.1 | 0.10526 | 45728 | 2025-08-18 00:00:00 | data not available | data not available | data not available | data not available | data not available | data not available | 45750
data not applicable | [5 empty] | data not applicable | Total utility connections | Llantrisant road | Radyr | data not available | Cardiff | data not available | CF5 6FR | United Kingdom | data not available | data not available | Aberthaw Power Station | Cardiff West Grid | Fairwater | 11 | National Grid Electricity Distribution (South Wales) Plc | Solar | Photovoltaic | No | data not available | data not available | 1.0304 | data not applicable | data not applicable | data not applicable | data not available | data not available | data not applicable | data not applicable | data not applicable | data not applicable | data not available | data not available | data not applicable | data not available | Accepted to connect | data not applicable | data not applicable | data not applicable | data not applicable | data not applicable | data not applicable | 1.0304 | 1.0307 | 1.085 | 0.87 | 0.91579 | 45667 | 2025-07-10 00:00:00 | data not available | data not available | data not available | data not available | data not available | data not available | 45750
data not applicable | [5 empty] | data not applicable | Qe development holdco ltd | Little dalby estate | At East Farm | Burton Lazars | Melton mowbray | data not available | LE14 2UW | United Kingdom | 477234 | 317299 | Grendon 132Kv S Stn | Melton Mowbray 33Kv S Stn | data not available | 33 | National Grid Electricity Distribution (East Midlands) Plc | Solar | Photovoltaic | No | data not available | data not available | 40 | data not applicable | data not applicable | data not applicable | data not available | data not available | data not applicable | data not applicable | data not applicable | data not applicable | data not available | data not available | data not applicable | data not available | Accepted to connect | data not applicable | data not applicable | data not applicable | data not applicable | data not applicable | data not applicable | 40 | 40 | 42.1053 | 0.4 | 0.42105 | 45748 | 2025-06-20 00:00:00 | data not available | data not available | data not available | data not available | data not available | data not available | 45750
data not applicable | [5 empty] | data not applicable | Noriker perseverance limited | Land off | Perseverance Road | data not available | Hereford | data not available | HR4 9SE | United Kingdom | data not available | data not available | Bishops Wood 132Kv S Stn | Hereford 66Kv S Stn | data not available | 66 | National Grid Electricity Distribution (West Midlands) Plc | Stored Energy (all stored energy irrespective of the original energy source) | Storage - Electrochemical (Batteries) | data not applicable | data not available | data not available | 28 | data not applicable | data not applicable | data not applicable | data not available | data not available | data not applicable | data not applicable | data not applicable | data not applicable | data not available | data not available | data not applicable | data not available | Accepted to connect | data not applicable | data not applicable | data not applicable | data not applicable | data not applicable | data not applicable | 28 | 28 | 29.4737 | 8 | 8.421 | 42501 | 2025-10-20 00:00:00 | data not available | data not available | data not available | data not available | data not available | data not available | 45750
data not applicable | [5 empty] | data not applicable | sheepwash lane energy barn limited | - | Breach Farm At 132 | data not available | Swadlincote, | Derbyshire | DE12 6RJ | United Kingdom | 426289 | 318740 | Drakelow 132Kv | data not available | data not available | 132 | National Grid Electricity Distribution (East Midlands) Plc | Stored Energy (all stored energy irrespective of the original energy source) | Storage - Electrochemical (Batteries) | data not applicable | data not available | data not available | 0.001 | data not applicable | data not applicable | data not applicable | data not available | data not available | data not applicable | data not applicable | data not applicable | data not applicable | data not available | data not available | data not applicable | data not available | Accepted to connect | data not applicable | data not applicable | data not applicable | data not applicable | data not applicable | data not applicable | 0.001 | 40 | 42.1053 | 40 | 42.1053 | 42586 | 2026-02-13 00:00:00 | data not available | data not available | data not available | data not available | data not available | data not available | 45750
data not applicable | [5 empty] | data not applicable | Alveston wind park limited | Old green battery | data not available | data not available | Bristol | data not available | BS35 3TD | United Kingdom | 364510 | 185332 | Iron Acton Sgp | data not available | data not available | 132 | National Grid Electricity Distribution (South West) Plc | Stored Energy (all stored energy irrespective of the original energy source) | Storage - Electrochemical (Batteries) | data not applicable | data not available | data not available | 10 | data not applicable | data not applicable | data not applicable | data not available | data not available | data not applicable | data not applicable | data not applicable | data not applicable | data not available | data not available | data not applicable | data not available | Accepted to connect | data not applicable | data not applicable | data not applicable | data not applicable | data not applicable | data not applicable | 10 | 10 | 10.5263 | 10 | 10.5263 | 42776 | 2025-12-31 00:00:00 | data not available | data not available | data not available | data not available | data not available | data not available | 45750
data not applicable | [5 empty] | data not applicable | gheb2 c6 limited | Whitehouse farm | Rhydd Road | data not available | Guarlford | Malvern | WR13 6NZ | United Kingdom | 382069 | 245477 | Bishops Wood 132Kv S Stn | data not available | data not available | 132 | National Grid Electricity Distribution (West Midlands) Plc | Stored Energy (all stored energy irrespective of the original energy source) | Storage - Electrochemical (Batteries) | data not applicable | data not available | data not available | 40 | data not applicable | data not applicable | data not applicable | data not available | data not available | data not applicable | data not applicable | data not applicable | data not applicable | data not available | data not available | data not applicable | data not available | Accepted to connect | data not applicable | data not applicable | data not applicable | data not applicable | data not applicable | data not applicable | 40 | 40 | 42.1053 | 40 | 42.1053 | 42878 | 2025-09-25 00:00:00 | data not available | data not available | data not available | data not available | data not available | data not available | 45750
data not applicable | [5 empty] | data not applicable | ecotricity group ltd | Science & technology park, generation scheme | Berkeley Green | Berkeley Centre | Berkeley | data not available | GL13 9PA | United Kingdom | 365997 | 199490 | Iron Acton 132Kv S Stn | Ryeford 132Kv S Stn | Berkeley 33 11Kv S Stn | 11 | National Grid Electricity Distribution (West Midlands) Plc | Stored Energy (all stored energy irrespective of the original energy source) | Storage - Electrochemical (Batteries) | data not applicable | data not available | data not available | 1 | data not applicable | data not applicable | data not applicable | data not available | data not available | data not applicable | data not applicable | data not applicable | data not applicable | data not available | data not available | data not applicable | data not available | Accepted to connect | data not applicable | data not applicable | data not applicable | data not applicable | data not applicable | data not applicable | 1 | 1 | 1.0526 | 2 | 2.1053 | 42997 | 2025-07-01 00:00:00 | data not available | data not available | data not available | data not available | data not available | data not available | 45750
data not applicable | [5 empty] | data not applicable | statera energy limited | Grendon lakes | Land Off Station Road | Grendon | Northampton | data not available | NN7 1JD | United Kingdom | data not available | data not available | Grendon 132Kv S Stn | data not available | data not available | 132 | National Grid Electricity Distribution (East Midlands) Plc | Stored Energy (all stored energy irrespective of the original energy source) | Storage - Electrochemical (Batteries) | data not applicable | data not available | data not available | 49.9 | data not applicable | data not applicable | data not applicable | data not available | data not available | data not applicable | data not applicable | data not applicable | data not applicable | data not available | data not available | data not applicable | data not available | Accepted to connect | data not applicable | data not applicable | data not applicable | data not applicable | data not applicable | data not applicable | 49.9 | 49.9 | 52.5263 | 49.9 | 52.5263 | 43241 | 2026-02-16 00:00:00 | data not available | data not available | data not available | data not available | data not available | data not available | 45750
data not applicable | [5 empty] | data not applicable | Gridserve emea depc ltd | Bw003 - markham vale | Enterprise Way | data not available | Chesterfield | data not available | S44 5HB | United Kingdom | 444387 | 372284 | Chesterfield 132Kv S Stn | Staveley 33Kv S Stn | data not available | 33 | National Grid Electricity Distribution (East Midlands) Plc | Stored Energy (all stored energy irrespective of the original energy source) | Storage - Electrochemical (Batteries) | data not applicable | data not available | data not available | 6 | data not applicable | data not applicable | data not applicable | data not available | data not available | data not applicable | data not applicable | data not applicable | data not applicable | data not available | data not available | data not applicable | data not available | Accepted to connect | data not applicable | data not applicable | data not applicable | data not applicable | data not applicable | data not applicable | 6 | 6 | 6.3158 | 6 | 6.3158 | 43557 | 2023-06-06 00:00:00 | data not available | data not available | data not available | data not available | data not available | data not available | 45750
data not applicable | [5 empty] | data not applicable | Wykes engineering ltd | Energy park, chelveston renewable | The Old Airfield | Chelveston | Northants | data not available | data not available | United Kingdom | data not available | data not available | Grendon 132Kv S Stn | Irthlingborough 33Kv S Stn | data not available | 33 | National Grid Electricity Distribution (East Midlands) Plc | Stored Energy (all stored energy irrespective of the original energy source) | Storage - Electrochemical (Batteries) | data not applicable | data not available | data not available | 4 | data not applicable | data not applicable | data not applicable | data not available | data not available | data not applicable | data not applicable | data not applicable | data not applicable | data not available | data not available | data not applicable | data not available | Accepted to connect | data not applicable | data not applicable | data not applicable | data not applicable | data not applicable | data not applicable | 4 | 4 | 4.2105 | data not available | 0 | 43598 | 2026-01-29 00:00:00 | data not available | data not available | data not available | data not available | data not available | data not available | 45750
data not applicable | [5 empty] | data not applicable | jrb generation ltd | Ocker hill bess (994 mw) | Off Shaw Street | data not available | West bromwich | data not available | B70 0TX | United Kingdom | 398683 | 293474 | Ocker Hill C 132Kv S Stn | data not available | data not available | 132 | National Grid Electricity Distribution (West Midlands) Plc | Stored Energy (all stored energy irrespective of the original energy source) | Storage - Electrochemical (Batteries) | data not applicable | data not available | data not available | 99.4 | data not applicable | data not applicable | data not applicable | data not available | data not available | data not applicable | data not applicable | data not applicable | data not applicable | data not available | data not available | data not applicable | data not available | Accepted to connect | data not applicable | data not applicable | data not applicable | data not applicable | data not applicable | data not applicable | 99.4 | 99.4 | 104.6316 | 99.4 | 104.6316 | 43819 | 2025-09-09 00:00:00 | data not available | data not available | data not available | data not available | data not available | data not available | 45750
data not applicable | [5 empty] | data not applicable | jbm solar projects 22 limited | Furzen solar | East Claydon Road | Aylesbury Vale | Buckinghamshire | data not available | MK18 3NF | United Kingdom | 475044 | 225943 | East Claydon 132Kv S Stn | data not available | data not available | 132 | National Grid Electricity Distribution (East Midlands) Plc | Stored Energy (all stored energy irrespective of the original energy source) | Storage - Electrochemical (Batteries) | data not applicable | data not available | data not available | 49.9 | data not applicable | data not applicable | data not applicable | data not available | data not available | data not applicable | data not applicable | data not applicable | data not applicable | data not available | data not available | data not applicable | data not available | Accepted to connect | data not applicable | data not applicable | data not applicable | data not applicable | data not applicable | data not applicable | 49.9 | 49.9 | 52.5263 | 49.9 | 52.5263 | 43993 | 2026-04-13 00:00:00 | data not available | data not available | data not available | data not available | data not available | data not available | 45750
data not applicable | [5 empty] | data not applicable | Slimbridge energy limited | Slimbridge | Shepherds Patch | Slimbridge | Gloucester | data not available | GL2 7BP | United Kingdom | 372893 | 204188 | Iron Acton 132Kv S Stn | Cambridge Arms 132Kv | data not available | 132 | National Grid Electricity Distribution (West Midlands) Plc | Stored Energy (all stored energy irrespective of the original energy source) | Storage - Electrochemical (Batteries) | data not applicable | data not available | data not available | 36 | data not applicable | data not applicable | data not applicable | data not available | data not available | data not applicable | data not applicable | data not applicable | data not applicable | data not available | data not available | data not applicable | data not available | Accepted to connect | data not applicable | data not applicable | data not applicable | data not applicable | data not applicable | data not applicable | 36 | 36 | 37.8947 | 0.001 | 0.00105 | 43942 | 2025-10-14 00:00:00 | data not available | data not available | data not available | data not available | data not available | data not available | 45750
data not applicable | [5 empty] | data not applicable | Lark power development ltd | Wittering | Ford Road | data not available | Wittering | data not available | PE6 | United Kingdom | 516818 | 310558 | Walpole 132Kv S Stn | Stamford 33Kv S Stn | Wittering 33 11Kv S Stn | 11 | National Grid Electricity Distribution (East Midlands) Plc | Stored Energy (all stored energy irrespective of the original energy source) | Storage - Electrochemical (Batteries) | data not applicable | data not available | data not available | 3 | data not applicable | data not applicable | data not applicable | data not available | data not available | data not applicable | data not applicable | data not applicable | data not applicable | data not available | data not available | data not applicable | data not available | Accepted to connect | data not applicable | data not applicable | data not applicable | data not applicable | data not applicable | data not applicable | 3 | 3 | 3.1579 | 2.75 | 2.8947 | 44049 | 2025-09-26 00:00:00 | data not available | data not available | data not available | data not available | data not available | data not available | 45750
data not applicable | [5 empty] | data not applicable | Gridserve emea depc ltd | Gs394 plymouth centre | Outland Road | data not available | Plymouth | data not available | PL2 3PG | United Kingdom | 247527 | 57104 | Landulph Sgp | Milehouse Bsp | data not available | 33 | National Grid Electricity Distribution (South West) Plc | Stored Energy (all stored energy irrespective of the original energy source) | Storage - Electrochemical (Batteries) | data not applicable | data not available | data not available | 6 | Solar | Photovoltaic | data not applicable | data not available | data not available | 0.48 | data not applicable | data not applicable | data not applicable | data not available | data not available | data not applicable | data not available | Accepted to connect | data not applicable | data not applicable | data not applicable | data not applicable | data not applicable | data not applicable | 6.48 | 6 | 6.3158 | 6 | 6.3158 | 44053 | 2025-12-31 00:00:00 | data not available | data not available | data not available | data not available | data not available | data not available | 45750
data not applicable | [5 empty] | data not applicable | Conrad (st philips) limited | Proposed generation | Philip Street | data not available | Bristol | data not available | BS2 0TA | United Kingdom | 360631 | 172257 | Iron Acton Sgp | Feeder Road 33Kv | Feeder Rd 11Kv | 11 | National Grid Electricity Distribution (South West) Plc | Stored Energy (all stored energy irrespective of the original energy source) | Storage - Electrochemical (Batteries) | data not applicable | data not available | data not available | 7.2 | data not applicable | data not applicable | data not applicable | data not available | data not available | data not applicable | data not applicable | data not applicable | data not applicable | data not available | data not available | data not applicable | data not available | Accepted to connect | data not applicable | data not applicable | data not applicable | data not applicable | data not applicable | data not applicable | 7.2 | 7.2 | 7.5789 | 6 | 6.3158 | 43921 | 2025-06-28 00:00:00 | data not available | data not available | data not available | data not available | data not available | data not available | 45750
data not applicable | [5 empty] | data not applicable | speedwell solar farm ltd | Hayle solar energy farm, option b | Land Nr Gwinear Lane | data not available | Hayle | Cornwall | TR27 5LA | United Kingdom | 161107 | 36954.8 | Indian Queens Sgp | Hayle Bsp | data not available | 132 | National Grid Electricity Distribution (South West) Plc | Stored Energy (all stored energy irrespective of the original energy source) | Storage - Electrochemical (Batteries) | data not applicable | data not available | data not available | 40.5 | Solar | Photovoltaic | data not applicable | data not available | data not available | 28.86 | data not applicable | data not applicable | data not applicable | data not available | data not available | data not applicable | data not available | Accepted to connect | data not applicable | data not applicable | data not applicable | data not applicable | data not applicable | data not applicable | 69.36 | 40 | 42.1053 | 15 | 15.7895 | 44160 | 2026-08-03 00:00:00 | data not available | data not available | data not available | data not available | data not available | data not available | 45750
data not applicable | [5 empty] | data not applicable | Immersa | Fair view farm | data not available | Carnkie | Helston | Cornwall | TR13 0DZ | United Kingdom | 171698 | 34117 | Indian Queens Sgp | data not available | data not available | 132 | National Grid Electricity Distribution (South West) Plc | Stored Energy (all stored energy irrespective of the original energy source) | Storage - Electrochemical (Batteries) | data not applicable | data not available | data not available | 40 | data not applicable | data not applicable | data not applicable | data not available | data not available | data not applicable | data not applicable | data not applicable | data not applicable | data not available | data not available | data not applicable | data not available | Accepted to connect | data not applicable | data not applicable | data not applicable | data not applicable | data not applicable | data not applicable | 40 | 40 | 42.1053 | 40 | 42.1053 | 44239 | 2026-04-02 00:00:00 | data not available | data not available | data not available | data not available | data not available | data not available | 45750
data not applicable | [5 empty] | data not applicable | balance energy 1 limited | data not available | Wolverhampton West | data not available | South staffordshire railway walk | data not available | WV4 4XX | United Kingdom | 387407 | 297291 | Penn 132Kv S Stn | data not available | data not available | 33 | National Grid Electricity Distribution (West Midlands) Plc | Stored Energy (all stored energy irrespective of the original energy source) | Storage - Electrochemical (Batteries) | data not applicable | data not available | data not available | 49.9 | data not applicable | data not applicable | data not applicable | data not available | data not available | data not applicable | data not applicable | data not applicable | data not applicable | data not available | data not available | data not applicable | data not available | Accepted to connect | data not applicable | data not applicable | data not applicable | data not applicable | data not applicable | data not applicable | 49.9 | 49.9 | 52.5263 | 49.9 | 52.5263 | 44284 | 2025-05-01 00:00:00 | data not available | data not available | data not available | data not available | data not available | data not available | 45750
data not applicable | [5 empty] | data not applicable | immersa ltd | Sanigar farm, proposed battery storage | Sanigar Lane | data not available | Berkeley | Gloucestershire | GL13 9NH | United Kingdom | 367057 | 201112 | Iron Acton 132Kv S Stn | data not available | data not available | 132 | National Grid Electricity Distribution (West Midlands) Plc | Stored Energy (all stored energy irrespective of the original energy source) | Storage - Electrochemical (Batteries) | data not applicable | data not available | data not available | 49.52 | data not applicable | data not applicable | data not applicable | data not available | data not available | data not applicable | data not applicable | data not applicable | data not applicable | data not available | data not available | data not applicable | data not available | Accepted to connect | data not applicable | data not applicable | data not applicable | data not applicable | data not applicable | data not applicable | 49.52 | 50 | 52.6316 | 50 | 52.6316 | 44228 | 2025-08-26 00:00:00 | data not available | data not available | data not available | data not available | data not available | data not available | 45750
data not applicable | [5 empty] | data not applicable | Assured asset solar 2 limited | data not available | Land Situated At Averham | data not available | Staythorpe, | data not available | NG23 5QY | United Kingdom | 476616 | 354714 | Staythorpe C 132Kv S Stn | data not available | data not available | 132 | National Grid Electricity Distribution (East Midlands) Plc | Stored Energy (all stored energy irrespective of the original energy source) | Storage - Electrochemical (Batteries) | data not applicable | data not available | data not available | 49.9 | data not applicable | data not applicable | data not applicable | data not available | data not available | data not applicable | data not applicable | data not applicable | data not applicable | data not available | data not available | data not applicable | data not available | Accepted to connect | data not applicable | data not applicable | data not applicable | data not applicable | data not applicable | data not applicable | 49.9 | 49.9 | 52.5263 | 49.9 | 52.5263 | 44279 | 2025-09-02 00:00:00 | data not available | data not available | data not available | data not available | data not available | data not available | 45750
data not applicable | [5 empty] | data not applicable | Ion ventures ltd | Battery site at | Gresley | data not available | Swadlincote | data not available | DE11 9JA | United Kingdom | 427971 | 318077 | Drakelow 132Kv | Gresley 33Kv S Stn | data not available | 33 | National Grid Electricity Distribution (East Midlands) Plc | Stored Energy (all stored energy irrespective of the original energy source) | Storage - Electrochemical (Batteries) | data not applicable | data not available | data not available | 17 | data not applicable | data not applicable | data not applicable | data not available | data not available | data not applicable | data not applicable | data not applicable | data not applicable | data not available | data not available | data not applicable | data not available | Accepted to connect | data not applicable | data not applicable | data not applicable | data not applicable | data not applicable | data not applicable | 17 | 17 | 17.8947 | 17 | 17.8947 | 44251 | 2025-10-03 00:00:00 | data not available | data not available | data not available | data not available | data not available | data not available | 45750
data not applicable | [5 empty] | data not applicable | aludra bess ltd | data not available | Royle Farm | Burton Upon Trent, | Derbyshire, | data not available | DE15 9TU | United Kingdom | 424991 | 318776 | Drakelow 132Kv | data not available | data not available | 132 | National Grid Electricity Distribution (East Midlands) Plc | Stored Energy (all stored energy irrespective of the original energy source) | Storage - Electrochemical (Batteries) | data not applicable | data not available | data not available | 90 | data not applicable | data not applicable | data not applicable | data not available | data not available | data not applicable | data not applicable | data not applicable | data not applicable | data not available | data not available | data not applicable | data not available | Accepted to connect | data not applicable | data not applicable | data not applicable | data not applicable | data not applicable | data not applicable | 90 | 90 | 94.7368 | 90 | 94.7368 | 44211 | 2025-12-03 00:00:00 | data not available | data not available | data not available | data not available | data not available | data not available | 45750
data not applicable | [5 empty] | data not applicable | st owens cross battery storage limited | Proposed battery storage | Land At Biddlestone Orchards | Llangarron | Peterstow | Herefordshire | HR9 6AX | United Kingdom | 355403 | 223379 | Port Ham 132Kv S Stn | data not available | data not available | 132 | National Grid Electricity Distribution (West Midlands) Plc | Stored Energy (all stored energy irrespective of the original energy source) | Storage - Electrochemical (Batteries) | data not applicable | data not available | data not available | 49.9 | data not applicable | data not applicable | data not applicable | data not available | data not available | data not applicable | data not applicable | data not applicable | data not applicable | data not available | data not available | data not applicable | data not available | Accepted to connect | data not applicable | data not applicable | data not applicable | data not applicable | data not applicable | data not applicable | 49.9 | 49.9 | 52.5263 | 49.9 | 52.5263 | 44336 | 2025-09-25 00:00:00 | data not available | data not available | data not available | data not available | data not available | data not available | 45750
data not applicable | [5 empty] | data not applicable | cellarhead bess limited | Home farm, proposed energy storage @ | Rownall Road | data not available | Wetley rocks | data not available | ST9 0BT | United Kingdom | 395049 | 349924 | Cellarhead 132Kv | data not available | data not available | 132 | National Grid Electricity Distribution (West Midlands) Plc | Stored Energy (all stored energy irrespective of the original energy source) | Storage - Electrochemical (Batteries) | data not applicable | data not available | data not available | 280 | data not applicable | data not applicable | data not applicable | data not available | data not available | data not applicable | data not applicable | data not applicable | data not applicable | data not available | data not available | data not applicable | data not available | Accepted to connect | data not applicable | data not applicable | data not applicable | data not applicable | data not applicable | data not applicable | 280 | 280 | 294.7368 | 280 | 294.7368 | 44323 | 2025-10-07 00:00:00 | data not available | data not available | data not available | data not available | data not available | data not available | 45750
data not applicable | [5 empty] | data not applicable | anglo energy storage ltd | Battery scheme | Illey Lane | data not available | Halesowen | West Midlands | B62 0HJ | United Kingdom | 398487 | 281804 | Kitwell 132Kv S Stn | data not available | data not available | 132 | National Grid Electricity Distribution (West Midlands) Plc | Stored Energy (all stored energy irrespective of the original energy source) | Storage - Electrochemical (Batteries) | data not applicable | data not available | data not available | 49.9 | data not applicable | data not applicable | data not applicable | data not available | data not available | data not applicable | data not applicable | data not applicable | data not applicable | data not available | data not available | data not applicable | data not available | Accepted to connect | data not applicable | data not applicable | data not applicable | data not applicable | data not applicable | data not applicable | 49.9 | 49.9 | 52.5263 | 49.9 | 52.5263 | 44309 | 2025-08-21 00:00:00 | data not available | data not available | data not available | data not available | data not available | data not available | 45750
data not applicable | [5 empty] | data not applicable | Anglo es says court limited | Says court farm | Badminton Road | data not available | Frampton cotterell | data not available | BS36 2NY | United Kingdom | 369026 | 181258 | Iron Acton 132Kv S Stn | data not available | data not available | 132 | National Grid Electricity Distribution (South West) Plc | Stored Energy (all stored energy irrespective of the original energy source) | Storage - Electrochemical (Batteries) | data not applicable | data not available | data not available | 49.9 | data not applicable | data not applicable | data not applicable | data not available | data not available | data not applicable | data not applicable | data not applicable | data not applicable | data not available | data not available | data not applicable | data not available | Accepted to connect | data not applicable | data not applicable | data not applicable | data not applicable | data not applicable | data not applicable | 49.9 | 49.9 | 52.5263 | 49.9 | 52.5263 | 44351 | 2025-10-13 00:00:00 | data not available | data not available | data not available | data not available | data not available | data not available | 45750
data not applicable | [5 empty] | data not applicable | Low carbon uk solar investment company l | Inkersall road solar farm | Inkersall Road | Staveley | Chesterfield | data not available | S43 3YH | United Kingdom | 442731 | 372755 | Chesterfield 132Kv S Stn | Staveley 33Kv S Stn | data not available | 33 | National Grid Electricity Distribution (East Midlands) Plc | Stored Energy (all stored energy irrespective of the original energy source) | Storage - Electrochemical (Batteries) | data not applicable | data not available | data not available | 20 | Solar | Photovoltaic | data not applicable | data not available | data not available | 10 | data not applicable | data not applicable | data not applicable | data not available | data not available | data not applicable | data not available | Accepted to connect | data not applicable | data not applicable | data not applicable | data not applicable | data not applicable | data not applicable | 30 | 10 | 10.5263 | 20 | 21.0526 | 44375 | 2026-02-27 00:00:00 | data not available | data not available | data not available | data not available | data not available | data not available | 45750
data not applicable | [5 empty] | data not applicable | Chatterley energy storage limited | Chatterley whitfield, outclough farm, chatterley whitfield energy storage | Biddulph Road | data not available | Stoke-on-trent | Staffordshire | ST6 8UW | United Kingdom | 388293 | 353409 | Cellarhead 132Kv | Whitfield 132 33Kv S Stn | data not available | 132 | National Grid Electricity Distribution (West Midlands) Plc | Stored Energy (all stored energy irrespective of the original energy source) | Storage - Electrochemical (Batteries) | data not applicable | data not available | data not available | 49.9 | data not applicable | data not applicable | data not applicable | data not available | data not available | data not applicable | data not applicable | data not applicable | data not applicable | data not available | data not available | data not applicable | data not available | Accepted to connect | data not applicable | data not applicable | data not applicable | data not applicable | data not applicable | data not applicable | 49.9 | 49.9 | 52.5263 | 49.9 | 52.5263 | 44314 | 2025-10-03 00:00:00 | data not available | data not available | data not available | data not available | data not available | data not available | 45750
data not applicable | [5 empty] | data not applicable | Balance power projects limited | - | Rogers Industrial Estate | data not available | Paignton | data not available | TQ4 7PE | United Kingdom | 286750 | 59068 | Abham Sgp | data not available | data not available | 132 | National Grid Electricity Distribution (South West) Plc | Stored Energy (all stored energy irrespective of the original energy source) | Storage - Electrochemical (Batteries) | data not applicable | data not available | data not available | 49.5 | data not applicable | data not applicable | data not applicable | data not available | data not available | data not applicable | data not applicable | data not applicable | data not applicable | data not available | data not available | data not applicable | data not available | Accepted to connect | data not applicable | data not applicable | data not applicable | data not applicable | data not applicable | data not applicable | 49.5 | 49.5 | 52.1053 | 49.5 | 52.1053 | 44410 | 2026-06-17 00:00:00 | data not available | data not available | data not available | data not available | data not available | data not available | 45750
data not applicable | [5 empty] | data not applicable | forepower lincoln (250) limited | 248mw lincoln battery storage | Gorse Hill Lane | Wellingore | Lincoln | data not available | LN5 0BY | United Kingdom | 501060 | 356197 | Bicker Fen 132Kv S Stn | data not available | data not available | 132 | National Grid Electricity Distribution (East Midlands) Plc | Stored Energy (all stored energy irrespective of the original energy source) | Storage - Electrochemical (Batteries) | data not applicable | data not available | data not available | 248 | data not applicable | data not applicable | data not applicable | data not available | data not available | data not applicable | data not applicable | data not applicable | data not applicable | data not available | data not available | data not applicable | data not available | Accepted to connect | data not applicable | data not applicable | data not applicable | data not applicable | data not applicable | data not applicable | 248 | 248 | 261.0526 | 248 | 261.0526 | 44508 | 2025-12-16 00:00:00 | data not available | data not available | data not available | data not available | data not available | data not available | 45750
data not applicable | [5 empty] | data not applicable | balance energy 10 ltd | Rectory farm 2 | Rectory Lane | Upton Warren | Bromsgrove | data not available | B61 7EL | United Kingdom | 393171 | 267986 | Bishops Wood 132Kv S Stn | data not available | data not available | 66 | National Grid Electricity Distribution (West Midlands) Plc | Stored Energy (all stored energy irrespective of the original energy source) | Storage - Electrochemical (Batteries) | data not applicable | data not available | data not available | 30 | data not applicable | data not applicable | data not applicable | data not available | data not available | data not applicable | data not applicable | data not applicable | data not applicable | data not available | data not available | data not applicable | data not available | Accepted to connect | data not applicable | data not applicable | data not applicable | data not applicable | data not applicable | data not applicable | 30 | 30 | 31.5789 | 30 | 31.5789 | 44384 | 2025-08-21 00:00:00 | data not available | data not available | data not available | data not available | data not available | data not available | 45750
data not applicable | [5 empty] | data not applicable | Lark connections limited | - | Bridge Street | Holmgate | Clay cross | data not available | S45 9NY | United Kingdom | data not available | data not available | Chesterfield 132Kv S Stn | Chesterfield 33Kv S Stn | data not available | 33 | National Grid Electricity Distribution (East Midlands) Plc | Stored Energy (all stored energy irrespective of the original energy source) | Storage - Electrochemical (Batteries) | data not applicable | data not available | data not available | 16.8 | data not applicable | data not applicable | data not applicable | data not available | data not available | data not applicable | data not applicable | data not applicable | data not applicable | data not available | data not available | data not applicable | data not available | Accepted to connect | data not applicable | data not applicable | data not applicable | data not applicable | data not applicable | data not applicable | 16.8 | 16.8 | 17.6842 | 2 | 2.1053 | 44439 | 2026-06-23 00:00:00 | data not available | data not available | data not available | data not available | data not available | data not available | 45750
data not applicable | [5 empty] | data not applicable | anglo es levedale limited | data not available | Levedale Road | data not available | Levedale | data not available | ST18 9AH | United Kingdom | 389927 | 316281 | Bushbury D 132Kv | data not available | data not available | 132 | National Grid Electricity Distribution (West Midlands) Plc | Stored Energy (all stored energy irrespective of the original energy source) | Storage - Electrochemical (Batteries) | data not applicable | data not available | data not available | 49.9 | data not applicable | data not applicable | data not applicable | data not available | data not available | data not applicable | data not applicable | data not applicable | data not applicable | data not available | data not available | data not applicable | data not available | Accepted to connect | data not applicable | data not applicable | data not applicable | data not applicable | data not applicable | data not applicable | 49.9 | 49.9 | 52.5263 | 49.9 | 52.5263 | 44452 | 2025-09-05 00:00:00 | data not available | data not available | data not available | data not available | data not available | data not available | 45750
data not applicable | [5 empty] | data not applicable | Vitalienergi | Energy centre a | Gloucestershire Royal Hospital | data not available | Gloucester | data not available | GL1 3NN | United Kingdom | 384188 | 218670 | Port Ham 132Kv S Stn | Castle Meads 33Kv S Stn | Commercial Rd 33 11Kv S Stn | 11 | National Grid Electricity Distribution (West Midlands) Plc | Stored Energy (all stored energy irrespective of the original energy source) | Storage - Electrochemical (Batteries) | data not applicable | data not available | data not available | 2 | Solar | Photovoltaic | No | data not available | data not available | 0.17 | data not applicable | data not applicable | data not applicable | data not available | data not available | data not applicable | data not available | Accepted to connect | data not applicable | data not applicable | data not applicable | data not applicable | data not applicable | data not applicable | 2.17 | 2 | 2.1053 | 3.2 | 3.3684 | 44439 | 2025-07-01 00:00:00 | data not available | data not available | data not available | data not available | data not available | data not available | 45750
data not applicable | [5 empty] | data not applicable | re projects development ltd | Grange farm land on the north west | And South East Sides Of Larks Lane | data not available | Iron acton | data not available | BS37 9TX | United Kingdom | 362878 | 186977 | Iron Acton 132Kv S Stn | data not available | data not available | 132 | National Grid Electricity Distribution (West Midlands) Plc | Stored Energy (all stored energy irrespective of the original energy source) | Storage - Electrochemical (Batteries) | data not applicable | data not available | data not available | 100 | data not applicable | data not applicable | data not applicable | data not available | data not available | data not applicable | data not applicable | data not applicable | data not applicable | data not available | data not available | data not applicable | data not available | Accepted to connect | data not applicable | data not applicable | data not applicable | data not applicable | data not applicable | data not applicable | 100 | 100 | 105.2632 | 100 | 105.2632 | 44372 | 2025-09-25 00:00:00 | data not available | data not available | data not available | data not available | data not available | data not available | 45750
data not applicable | [5 empty] | data not applicable | ecotricity generation ltd | Woodlands farm | data not available | data not available | Berkeley | data not available | GL13 9QU | United Kingdom | 366478 | 197821 | Iron Acton 132Kv S Stn | data not available | data not available | 132 | National Grid Electricity Distribution (West Midlands) Plc | Stored Energy (all stored energy irrespective of the original energy source) | Storage - Electrochemical (Batteries) | data not applicable | data not available | data not available | 20 | data not applicable | data not applicable | data not applicable | data not available | data not available | data not applicable | data not applicable | data not applicable | data not applicable | data not available | data not available | data not applicable | data not available | Accepted to connect | data not applicable | data not applicable | data not applicable | data not applicable | data not applicable | data not applicable | 20 | 20 | 21.0526 | 12 | 12.6316 | 44439 | 2026-01-21 00:00:00 | data not available | data not available | data not available | data not available | data not available | data not available | 45750
data not applicable | [5 empty] | data not applicable | Conrad energy (developments) limited | Thurloxton energy storage plant | Haddons Lane | North Petherton | Bridwater | data not available | TA6 6PQ | United Kingdom | 326896 | 131602 | Bridgwater Sgp | data not available | data not available | 132 | National Grid Electricity Distribution (South West) Plc | Stored Energy (all stored energy irrespective of the original energy source) | Storage - Electrochemical (Batteries) | data not applicable | data not available | data not available | 49.9 | data not applicable | data not applicable | data not applicable | data not available | data not available | data not applicable | data not applicable | data not applicable | data not applicable | data not available | data not available | data not applicable | data not available | Accepted to connect | data not applicable | data not applicable | data not applicable | data not applicable | data not applicable | data not applicable | 49.9 | 49.9 | 52.5263 | 49.9 | 52.5263 | 44447 | 2029-09-09 00:00:00 | data not available | data not available | data not available | data not available | data not available | data not available | 45750
data not applicable | [5 empty] | data not applicable | pulse clean energy uk ltd | Willoughby bess | West Thorpe | Willoughby On The Wold | Leicestershire | data not available | LE12 6TD | United Kingdom | 463075 | 325519 | Ratcliffe On Soar 132Kv S Stn | Willoughby 33Kv S Stn | data not available | 33 | National Grid Electricity Distribution (East Midlands) Plc | Stored Energy (all stored energy irrespective of the original energy source) | Storage - Electrochemical (Batteries) | data not applicable | data not available | data not available | 6.4 | data not applicable | data not applicable | data not applicable | data not available | data not available | data not applicable | data not applicable | data not applicable | data not applicable | data not available | data not available | data not applicable | data not available | Accepted to connect | data not applicable | data not applicable | data not applicable | data not applicable | data not applicable | data not applicable | 6.4 | 26.4 | 27.7895 | 26.4 | 27.7895 | 44300 | 2026-04-23 00:00:00 | data not available | data not available | data not available | data not available | data not available | data not available | 45750
data not applicable | [5 empty] | data not applicable | pulse clean energy uk ltd | Dowlais bess | Pant Industrial Estate | data not available | Dowlais | data not available | CF48 2YG | United Kingdom | 307159 | 208274 | Upper Boat | Dowlais Grid | data not available | 33 | National Grid Electricity Distribution (South Wales) Plc | Stored Energy (all stored energy irrespective of the original energy source) | Storage - Electrochemical (Batteries) | data not applicable | data not available | data not available | 15 | data not applicable | data not applicable | data not applicable | data not available | data not available | data not applicable | data not applicable | data not applicable | data not applicable | data not available | data not available | data not applicable | data not available | Accepted to connect | data not applicable | data not applicable | data not applicable | data not applicable | data not applicable | data not applicable | 15 | 15 | 15.7895 | 15 | 15.7895 | 44386 | 2025-11-27 00:00:00 | data not available | data not available | data not available | data not available | data not available | data not available | 45750
data not applicable | [5 empty] | data not applicable | Green frog connect ltd | Plymouth bess | Faraday Road | data not available | Plymouth | data not available | PL4 0SR | United Kingdom | 249872 | 54509 | Abham Sgp | Plymouth Bsp | data not available | 33 | National Grid Electricity Distribution (South West) Plc | Stored Energy (all stored energy irrespective of the original energy source) | Storage - Electrochemical (Batteries) | data not applicable | data not available | data not available | 20 | data not applicable | data not applicable | data not applicable | data not available | data not available | data not applicable | data not applicable | data not applicable | data not applicable | data not available | data not available | data not applicable | data not available | Accepted to connect | data not applicable | data not applicable | data not applicable | data not applicable | data not applicable | data not applicable | 20 | 20 | 21.0526 | 20 | 21.0526 | 44442 | 2025-10-10 00:00:00 | data not available | data not available | data not available | data not available | data not available | data not available | 45750
data not applicable | [5 empty] | data not applicable | anesco limited | data not available | Land At Bemersley Road | Brown Edge | Staffordshire | data not available | ST6 8UL | United Kingdom | 388729 | 354043 | Cellarhead 132Kv | data not available | data not available | 132 | National Grid Electricity Distribution (West Midlands) Plc | Stored Energy (all stored energy irrespective of the original energy source) | Storage - Electrochemical (Batteries) | data not applicable | data not available | data not available | 49.35 | data not applicable | data not applicable | data not applicable | data not available | data not available | data not applicable | data not applicable | data not applicable | data not applicable | data not available | data not available | data not applicable | data not available | Accepted to connect | data not applicable | data not applicable | data not applicable | data not applicable | data not applicable | data not applicable | 49.35 | 49.35 | 51.9474 | 49.35 | 51.9474 | 44461 | 2025-09-24 00:00:00 | data not available | data not available | data not available | data not available | data not available | data not available | 45750
data not applicable | [5 empty] | data not applicable | st austell bess ltd | St austell 495mw bess | Land Next To Bojea | data not available | St austell | data not available | PL25 5RU | United Kingdom | 201501 | 54057.5 | Indian Queens Sgp | data not available | data not available | 132 | National Grid Electricity Distribution (South West) Plc | Stored Energy (all stored energy irrespective of the original energy source) | Storage - Electrochemical (Batteries) | data not applicable | data not available | data not available | 49.5 | data not applicable | data not applicable | data not applicable | data not available | data not available | data not applicable | data not applicable | data not applicable | data not applicable | data not available | data not available | data not applicable | data not available | Accepted to connect | data not applicable | data not applicable | data not applicable | data not applicable | data not applicable | data not applicable | 49.5 | 49.5 | 52.1053 | 49.5 | 52.1053 | 44482 | 2026-01-13 00:00:00 | data not available | data not available | data not available | data not available | data not available | data not available | 45750
data not applicable | [5 empty] | data not applicable | chapel lane energy storage limited | Land at walsall, full grid app | Chapel Lane | Walsall | data not available | data not available | WS9 0QU | United Kingdom | 408030 | 300605 | Bustleholm 132Kv S Stn | data not available | data not available | 132 | National Grid Electricity Distribution (West Midlands) Plc | Stored Energy (all stored energy irrespective of the original energy source) | Storage - Electrochemical (Batteries) | data not applicable | data not available | data not available | 49.35 | data not applicable | data not applicable | data not applicable | data not available | data not available | data not applicable | data not applicable | data not applicable | data not applicable | data not available | data not available | data not applicable | data not available | Accepted to connect | data not applicable | data not applicable | data not applicable | data not applicable | data not applicable | data not applicable | 49.35 | 49.35 | 51.9474 | 49.35 | 51.9474 | 44410 | 2025-10-07 00:00:00 | data not available | data not available | data not available | data not available | data not available | data not available | 45750
data not applicable | [5 empty] | data not applicable | moorside energy reserve limited | Moorside battery storage | Eaves Lane | data not available | Bagnall | Staffordshire | ST2 7NH | United Kingdom | 391733 | 349581 | Cellarhead 132Kv | data not available | data not available | 132 | National Grid Electricity Distribution (West Midlands) Plc | Stored Energy (all stored energy irrespective of the original energy source) | Storage - Electrochemical (Batteries) | data not applicable | data not available | data not available | 49.9 | data not applicable | data not applicable | data not applicable | data not available | data not available | data not applicable | data not applicable | data not applicable | data not applicable | data not available | data not available | data not applicable | data not available | Accepted to connect | data not applicable | data not applicable | data not applicable | data not applicable | data not applicable | data not applicable | 49.9 | 49.9 | 52.5263 | 49.9 | 52.5263 | 44462 | 2025-09-10 00:00:00 | data not available | data not available | data not available | data not available | data not available | data not available | 45750
data not applicable | [5 empty] | data not applicable | gfv-1 limited | Ir cardiff bess | Ipswich Road | data not available | Cardiff | data not available | CF23 9AQ | United Kingdom | 320656 | 178504 | Cardiff East Grid | Cardiff East Grid Bsp | data not available | 132 | National Grid Electricity Distribution (South Wales) Plc | Stored Energy (all stored energy irrespective of the original energy source) | Storage - Electrochemical (Batteries) | data not applicable | data not available | data not available | 49.9 | data not applicable | data not applicable | data not applicable | data not available | data not available | data not applicable | data not applicable | data not applicable | data not applicable | data not available | data not available | data not applicable | data not available | Accepted to connect | data not applicable | data not applicable | data not applicable | data not applicable | data not applicable | data not applicable | 49.9 | 49.9 | 52.5263 | 49.9 | 52.5263 | 44463 | 2026-05-22 00:00:00 | data not available | data not available | data not available | data not available | data not available | data not available | 45750
data not applicable | [5 empty] | data not applicable | Penso power ltd | Land to the east of | Exeter Substation | Broadclyst | Exeter | data not available | EX5 3DB | United Kingdom | 301787 | 97647.0923 | Exeter Main Sgp | Exeter Main Bsp | data not available | 132 | National Grid Electricity Distribution (South West) Plc | Stored Energy (all stored energy irrespective of the original energy source) | Storage - Electrochemical (Batteries) | data not applicable | data not available | data not available | 99.9 | data not applicable | data not applicable | data not applicable | data not available | data not available | data not applicable | data not applicable | data not applicable | data not applicable | data not available | data not available | data not applicable | data not available | Accepted to connect | data not applicable | data not applicable | data not applicable | data not applicable | data not applicable | data not applicable | 99.9 | 99.9 | 105.1579 | 99.9 | 105.1579 | 44480 | 2026-02-04 00:00:00 | data not available | data not available | data not available | data not available | data not available | data not available | 45750
data not applicable | [5 empty] | data not applicable | Lower farm solar & battery storage ltd | Lower farm solar and storage plant | Drointon Road | Stowe-By-Chartley | Staffordshire | data not available | WS15 3NX | United Kingdom | 403080 | 323614 | Rugeley 132Kv S Stn | data not available | data not available | 132 | National Grid Electricity Distribution (West Midlands) Plc | Stored Energy (all stored energy irrespective of the original energy source) | Storage - Electrochemical (Batteries) | data not applicable | data not available | data not available | 49.9 | data not applicable | data not applicable | data not applicable | data not available | data not available | data not applicable | data not applicable | data not applicable | data not applicable | data not available | data not available | data not applicable | data not available | Accepted to connect | data not applicable | data not applicable | data not applicable | data not applicable | data not applicable | data not applicable | 49.9 | 49.9 | 52.5263 | 30 | 31.5789 | 44452 | 2025-08-21 00:00:00 | data not available | data not available | data not available | data not available | data not available | data not available | 45750
data not applicable | [5 empty] | data not applicable | orb property developments | Building 7, the carlson suite | Vantage Point Business Village | data not available | Mitcheldean | data not available | GL17 0DD | United Kingdom | 366759 | 215190 | Port Ham 132Kv S Stn | Lydney 33Kv S Stn | Mead La 33 11Kv S Stn | 11 | National Grid Electricity Distribution (West Midlands) Plc | Stored Energy (all stored energy irrespective of the original energy source) | Storage - Electrochemical (Batteries) | data not applicable | data not available | data not available | 4 | data not applicable | data not applicable | data not applicable | data not available | data not available | data not applicable | data not applicable | data not applicable | data not applicable | data not available | data not available | data not applicable | data not available | Accepted to connect | data not applicable | data not applicable | data not applicable | data not applicable | data not applicable | data not applicable | 4 | 4 | 4.2105 | 4 | 4.2105 | 44524 | 2026-02-09 00:00:00 | data not available | data not available | data not available | data not available | data not available | data not available | 45750
data not applicable | [5 empty] | data not applicable | Fpc electric land | El087 | Hawkins Lane | data not available | Burton-on-trent | data not available | DE14 1QG | United Kingdom | 425152 | 324233 | Drakelow 132Kv | Burton 33Kv | data not available | 33 | National Grid Electricity Distribution (East Midlands) Plc | Stored Energy (all stored energy irrespective of the original energy source) | Storage - Electrochemical (Batteries) | data not applicable | data not available | data not available | 25 | data not applicable | data not applicable | data not applicable | data not available | data not available | data not applicable | data not applicable | data not applicable | data not applicable | data not available | data not available | data not applicable | data not available | Accepted to connect | data not applicable | data not applicable | data not applicable | data not applicable | data not applicable | data not applicable | 25 | 25 | 26.3158 | 25 | 26.3158 | 45518 | 2025-10-20 00:00:00 | data not available | data not available | data not available | data not available | data not available | data not available | 45750
data not applicable | [5 empty] | data not applicable | tean leys energy storage ltd | Tean leys | Tean Leys | Stoke On Trent | Staffordshire | data not available | ST10 4NS | United Kingdom | 401063 | 338020 | Cellarhead 132Kv | data not available | data not available | 33 | National Grid Electricity Distribution (West Midlands) Plc | Stored Energy (all stored energy irrespective of the original energy source) | Storage - Electrochemical (Batteries) | data not applicable | data not available | data not available | 20 | data not applicable | data not applicable | data not applicable | data not available | data not available | data not applicable | data not applicable | data not applicable | data not applicable | data not available | data not available | data not applicable | data not available | Accepted to connect | data not applicable | data not applicable | data not applicable | data not applicable | data not applicable | data not applicable | 20 | 20 | 21.0526 | 20 | 21.0526 | 44454 | 2025-09-04 00:00:00 | data not available | data not available | data not available | data not available | data not available | data not available | 45750
data not applicable | [5 empty] | data not applicable | minsterley battery storage limited | data not available | data not available | Minsterley | Shrewsbury | data not available | SY5 0BD | United Kingdom | data not available | data not available | Shrewsbury 132Kv S Stn | data not available | data not available | 33 | National Grid Electricity Distribution (West Midlands) Plc | Stored Energy (all stored energy irrespective of the original energy source) | Storage - Electrochemical (Batteries) | data not applicable | data not available | data not available | 10.625 | data not applicable | data not applicable | data not applicable | data not available | data not available | data not applicable | data not applicable | data not applicable | data not applicable | data not available | data not available | data not applicable | data not available | Accepted to connect | data not applicable | data not applicable | data not applicable | data not applicable | data not applicable | data not applicable | 10.625 | 10.625 | 11.1842 | 10.625 | 11.1842 | 44424 | 2025-10-13 00:00:00 | data not available | data not available | data not available | data not available | data not available | data not available | 45750
data not applicable | [5 empty] | data not applicable | Balance energy 6 limited | - | Hyde'S Lane | data not available | Hinckley | data not available | LE10 3DP | United Kingdom | 440524 | 291864 | Coventry 132Kv S Stn | data not available | data not available | 132 | National Grid Electricity Distribution (East Midlands) Plc | Stored Energy (all stored energy irrespective of the original energy source) | Storage - Electrochemical (Batteries) | data not applicable | data not available | data not available | 49.5 | data not applicable | data not applicable | data not applicable | data not available | data not available | data not applicable | data not applicable | data not applicable | data not applicable | data not available | data not available | data not applicable | data not available | Accepted to connect | data not applicable | data not applicable | data not applicable | data not applicable | data not applicable | data not applicable | 49.5 | 49.5 | 52.1053 | 49.5 | 52.1053 | 44441 | 2026-03-19 00:00:00 | data not available | data not available | data not available | data not available | data not available | data not available | 45750
data not applicable | [5 empty] | data not applicable | Bridgend power limited | Bess coity road | Coity Road | data not available | Bridgend | data not available | CF31 1NN | United Kingdom | 290808 | 181203 | Pyle Grid | Bridgend Grid | data not available | 33 | National Grid Electricity Distribution (South Wales) Plc | Stored Energy (all stored energy irrespective of the original energy source) | Storage - Electrochemical (Batteries) | data not applicable | data not available | data not available | 17.7 | data not applicable | data not applicable | data not applicable | data not available | data not available | data not applicable | data not applicable | data not applicable | data not applicable | data not available | data not available | data not applicable | data not available | Accepted to connect | data not applicable | data not applicable | data not applicable | data not applicable | data not applicable | data not applicable | 17.7 | 17.7 | 18.6316 | 17.7 | 18.6316 | 44495 | 2026-02-26 00:00:00 | data not available | data not available | data not available | data not available | data not available | data not available | 45750
data not applicable | [5 empty] | data not applicable | newfields bess limited | Newfields farm, land at : | Rownall Road | data not available | Stoke on trent | data not available | ST9 0BS | United Kingdom | 395069 | 349614 | Cellarhead 132Kv | data not available | data not available | 132 | National Grid Electricity Distribution (West Midlands) Plc | Stored Energy (all stored energy irrespective of the original energy source) | Storage - Electrochemical (Batteries) | data not applicable | data not available | data not available | 99.9 | data not applicable | data not applicable | data not applicable | data not available | data not available | data not applicable | data not applicable | data not applicable | data not applicable | data not available | data not available | data not applicable | data not available | Accepted to connect | data not applicable | data not applicable | data not applicable | data not applicable | data not applicable | data not applicable | 99.9 | 99.9 | 105.1579 | 99.9 | 105.1579 | 44439 | 2026-10-01 00:00:00 | data not available | data not available | data not available | data not available | data not available | data not available | 45750
data not applicable | [5 empty] | data not applicable | grenergy renewables uk limited | Cuc 688 | Fibden Farm Energy Park | Broad Alley | Hampton lovett | data not available | WR9 0NB | United Kingdom | 388742 | 268054 | Bishops Wood 132Kv S Stn | data not available | data not available | 132 | National Grid Electricity Distribution (West Midlands) Plc | Stored Energy (all stored energy irrespective of the original energy source) | Storage - Electrochemical (Batteries) | data not applicable | data not available | data not available | 40 | data not applicable | data not applicable | data not applicable | data not available | data not available | data not applicable | data not applicable | data not applicable | data not applicable | data not available | data not available | data not applicable | data not available | Accepted to connect | data not applicable | data not applicable | data not applicable | data not applicable | data not applicable | data not applicable | 40 | 40 | 42.1053 | 40 | 42.1053 | 44505 | 2025-10-08 00:00:00 | data not available | data not available | data not available | data not available | data not available | data not available | 45750
data not applicable | [5 empty] | data not applicable | Jbm solar projects 31 ltd | - | Main Land Centred Around Newland | Malvern Hills | Worcestershire | West Midlands | WR13 5BA | United Kingdom | 379968 | 249826 | Bishops Wood 132Kv S Stn | Malvern 132Kv S Stn | Malvern 132/11Kv | 132 | National Grid Electricity Distribution (West Midlands) Plc | Stored Energy (all stored energy irrespective of the original energy source) | Storage - Electrochemical (Batteries) | data not applicable | data not available | data not available | 49.9 | data not applicable | data not applicable | data not applicable | data not available | data not available | data not applicable | data not applicable | data not applicable | data not applicable | data not available | data not available | data not applicable | data not available | Accepted to connect | data not applicable | data not applicable | data not applicable | data not applicable | data not applicable | data not applicable | 49.9 | 49.9 | 52.5263 | 49.9 | 52.5263 | 44476 | 2025-10-09 00:00:00 | data not available | data not available | data not available | data not available | data not available | data not available | 45750
data not applicable | [5 empty] | data not applicable | adv 005 limited | data not available | Calow Green | Calow | Chesterfield | data not available | S44 5XQ | United Kingdom | 441531 | 369662 | Chesterfield 132Kv S Stn | data not available | data not available | 132 | National Grid Electricity Distribution (East Midlands) Plc | Stored Energy (all stored energy irrespective of the original energy source) | Storage - Electrochemical (Batteries) | data not applicable | data not available | data not available | 99.9 | data not applicable | data not applicable | data not applicable | data not available | data not available | data not applicable | data not applicable | data not applicable | data not applicable | data not available | data not available | data not applicable | data not available | Accepted to connect | data not applicable | data not applicable | data not applicable | data not applicable | data not applicable | data not applicable | 99.9 | 99.9 | 105.1579 | 99.9 | 105.1579 | 44508 | 2026-02-20 00:00:00 | data not available | data not available | data not available | data not available | data not available | data not available | 45750
data not applicable | [5 empty] | data not applicable | Conrad energy (developments) ii ltd | Ellbridge farm, landulph energy storage plant | Hatt | data not available | Saltash | Cornwall | PL12 6PU | United Kingdom | 240367 | 63095 | Landulph Sgp | Landulph Bsp | data not available | 132 | National Grid Electricity Distribution (South West) Plc | Stored Energy (all stored energy irrespective of the original energy source) | Storage - Electrochemical (Batteries) | data not applicable | data not available | data not available | 49.9 | data not applicable | data not applicable | data not applicable | data not available | data not available | data not applicable | data not applicable | data not applicable | data not applicable | data not available | data not available | data not applicable | data not available | Accepted to connect | data not applicable | data not applicable | data not applicable | data not applicable | data not applicable | data not applicable | 49.9 | 49.9 | 52.5263 | 49.9 | 52.5263 | 44514 | 2026-02-10 00:00:00 | data not available | data not available | data not available | data not available | data not available | data not available | 45750
data not applicable | [5 empty] | data not applicable | aldustria limited | Proposed battery storage | Traston Road | data not available | Newport | data not available | NP19 4RQ | United Kingdom | 333415 | 185900 | Uskmouth | Newport South | data not available | 33 | National Grid Electricity Distribution (South Wales) Plc | Stored Energy (all stored energy irrespective of the original energy source) | Storage - Electrochemical (Batteries) | data not applicable | data not available | data not available | 20.6 | data not applicable | data not applicable | data not applicable | data not available | data not available | data not applicable | data not applicable | data not applicable | data not applicable | data not available | data not available | data not applicable | data not available | Accepted to connect | data not applicable | data not applicable | data not applicable | data not applicable | data not applicable | data not applicable | 20.6 | 20.6 | 21.6842 | 20.6 | 21.6842 | 44417 | 2025-12-11 00:00:00 | data not available | data not available | data not available | data not available | data not available | data not available | 45750
data not applicable | [5 empty] | data not applicable | Intelligent alternatives | Axe view, , import mpan | data not available | Wadbrook | Axminster | Devon | EX13 7AS | United Kingdom | data not available | data not available | Axminster Sgp | Woodcote Bsp | data not available | 33 | National Grid Electricity Distribution (South West) Plc | Stored Energy (all stored energy irrespective of the original energy source) | Storage - Electrochemical (Batteries) | data not applicable | data not available | data not available | 4.04 | Solar | Photovoltaic | data not applicable | data not available | data not available | 4 | data not applicable | data not applicable | data not applicable | data not available | data not available | data not applicable | data not available | Accepted to connect | data not applicable | data not applicable | data not applicable | data not applicable | data not applicable | data not applicable | 8.04 | 8.04 | 8.4632 | 4.04 | 4.2526 | 44533 | 2026-03-17 00:00:00 | data not available | data not available | data not available | data not available | data not available | data not available | 45750
data not applicable | [5 empty] | data not applicable | market drayton battery storage limited | - | Hollins Lane | Market Drayton | Shropshire | data not available | TF9 2AL | United Kingdom | 368656 | 331665 | Cellarhead 132Kv | data not available | data not available | 33 | National Grid Electricity Distribution (West Midlands) Plc | Stored Energy (all stored energy irrespective of the original energy source) | Storage - Electrochemical (Batteries) | data not applicable | data not available | data not available | 13 | data not applicable | data not applicable | data not applicable | data not available | data not available | data not applicable | data not applicable | data not applicable | data not applicable | data not available | data not available | data not applicable | data not available | Accepted to connect | data not applicable | data not applicable | data not applicable | data not applicable | data not applicable | data not applicable | 13 | 13 | 13.6842 | 13 | 13.6842 | 44462 | 2025-08-21 00:00:00 | data not available | data not available | data not available | data not available | data not available | data not available | 45750
data not applicable | [5 empty] | data not applicable | Intelligent alternatives | Import mpan | Whitley Lane | Ashcott | Bridgwater | Somerset | TA7 9QW | United Kingdom | data not available | data not available | Bridgwater Sgp | Bridgwater Grid Bsp | data not available | 33 | National Grid Electricity Distribution (South West) Plc | Stored Energy (all stored energy irrespective of the original energy source) | Storage - Electrochemical (Batteries) | data not applicable | data not available | data not available | 6 | data not applicable | data not applicable | data not applicable | data not available | data not available | data not applicable | data not applicable | data not applicable | data not applicable | data not available | data not available | data not applicable | data not available | Accepted to connect | data not applicable | data not applicable | data not applicable | data not applicable | data not applicable | data not applicable | 6 | 6 | 6.3158 | 6 | 6.3158 | 44522 | 2026-06-12 00:00:00 | data not available | data not available | data not available | data not available | data not available | data not available | 45750
data not applicable | [5 empty] | data not applicable | fair oaks renewable energy park ltd | Fields farm | Asher Lane | data not available | Ruddington | Nottinghamshire | NG11 6JX | United Kingdom | 456771 | 331823 | Ratcliffe On Soar 132Kv S Stn | data not available | data not available | 132 | National Grid Electricity Distribution (East Midlands) Plc | Stored Energy (all stored energy irrespective of the original energy source) | Storage - Electrochemical (Batteries) | data not applicable | data not available | data not available | 50 | Solar | Photovoltaic | data not applicable | data not available | data not available | 49.9 | data not applicable | data not applicable | data not applicable | data not available | data not available | data not applicable | data not available | Accepted to connect | data not applicable | data not applicable | data not applicable | data not applicable | data not applicable | data not applicable | 99.9 | 49.9 | 52.5263 | 50 | 52.6316 | 44484 | 2025-06-01 00:00:00 | data not available | data not available | data not available | data not available | data not available | data not available | 45750
data not applicable | [5 empty] | data not applicable | fafnir bess limited | Whitfield battery storage | Bemersley Road | data not available | Stoke-on-trent | data not available | data not available | United Kingdom | data not available | data not available | Cellarhead 132Kv | Whitfield 132 33Kv S Stn | data not available | 132 | National Grid Electricity Distribution (West Midlands) Plc | Stored Energy (all stored energy irrespective of the original energy source) | Storage - Electrochemical (Batteries) | data not applicable | data not available | data not available | 99.8 | data not applicable | data not applicable | data not applicable | data not available | data not available | data not applicable | data not applicable | data not applicable | data not applicable | data not available | data not available | data not applicable | data not available | Accepted to connect | data not applicable | data not applicable | data not applicable | data not applicable | data not applicable | data not applicable | 99.8 | 99.8 | 105.0526 | 99.8 | 105.0526 | 44515 | 2025-10-14 00:00:00 | data not available | data not available | data not available | data not available | data not available | data not available | 45750
data not applicable | [5 empty] | data not applicable | Ion ventures ltd | Beausale battery system | Land Lying To The South West | data not available | Kenilworth | data not available | CV8 1NN | United Kingdom | 426730 | 270199 | Berkswell 132Kv S Stn | data not available | data not available | 132 | National Grid Electricity Distribution (East Midlands) Plc | Stored Energy (all stored energy irrespective of the original energy source) | Storage - Electrochemical (Batteries) | data not applicable | data not available | data not available | 49.9 | data not applicable | data not applicable | data not applicable | data not available | data not available | data not applicable | data not applicable | data not applicable | data not applicable | data not available | data not available | data not applicable | data not available | Accepted to connect | data not applicable | data not applicable | data not applicable | data not applicable | data not applicable | data not applicable | 49.9 | 49.9 | 52.5263 | 49.9 | 52.5263 | 44488 | 2026-02-10 00:00:00 | data not available | data not available | data not available | data not available | data not available | data not available | 45750
data not applicable | [5 empty] | data not applicable | Coventry energy storage limited | Nailcote farm, land east of | Burton Green | Berkswell | Coventry | data not available | CV7 7DE | United Kingdom | 426303 | 277281 | Berkswell 132Kv S Stn | data not available | data not available | 132 | National Grid Electricity Distribution (East Midlands) Plc | Stored Energy (all stored energy irrespective of the original energy source) | Storage - Electrochemical (Batteries) | data not applicable | data not available | data not available | 49.9 | data not applicable | data not applicable | data not applicable | data not available | data not available | data not applicable | data not applicable | data not applicable | data not applicable | data not available | data not available | data not applicable | data not available | Accepted to connect | data not applicable | data not applicable | data not applicable | data not applicable | data not applicable | data not applicable | 49.9 | 49.9 | 52.5263 | 49.9 | 52.5263 | 44439 | 2026-03-06 00:00:00 | data not available | data not available | data not available | data not available | data not available | data not available | 45750
data not applicable | [5 empty] | data not applicable | Aldustria ltd | St austell 10mw battery storage | data not available | data not available | St austell | data not available | PL25 5RX | United Kingdom | 201820 | 54306.5 | Indian Queens Sgp | St Austell Bsp | data not available | 33 | National Grid Electricity Distribution (South West) Plc | Stored Energy (all stored energy irrespective of the original energy source) | Storage - Electrochemical (Batteries) | data not applicable | data not available | data not available | 10 | data not applicable | data not applicable | data not applicable | data not available | data not available | data not applicable | data not applicable | data not applicable | data not applicable | data not available | data not available | data not applicable | data not available | Accepted to connect | data not applicable | data not applicable | data not applicable | data not applicable | data not applicable | data not applicable | 10 | 10 | 10.5263 | 10 | 10.5263 | 44481 | 2026-02-02 00:00:00 | data not available | data not available | data not available | data not available | data not available | data not available | 45750
data not applicable | [5 empty] | data not applicable | Re projects development ltd | Bengrove farm | Base Lane | data not available | Sandhurst | Gloucester | GL2 9NU | United Kingdom | 382954 | 222376 | Port Ham 132Kv S Stn | data not available | data not available | 132 | National Grid Electricity Distribution (West Midlands) Plc | Stored Energy (all stored energy irrespective of the original energy source) | Storage - Electrochemical (Batteries) | data not applicable | data not available | data not available | 49.9 | data not applicable | data not applicable | data not applicable | data not available | data not available | data not applicable | data not applicable | data not applicable | data not applicable | data not available | data not available | data not applicable | data not available | Accepted to connect | data not applicable | data not applicable | data not applicable | data not applicable | data not applicable | data not applicable | 49.9 | 49.9 | 52.5263 | 49.9 | 52.5263 | 44547 | 2025-09-11 00:00:00 | data not available | data not available | data not available | data not available | data not available | data not available | 45750
data not applicable | [5 empty] | data not applicable | Conrad energy (developments) ltd | Tuxton farm | Plympton | data not available | Plymouth | data not available | PL7 5AA | United Kingdom | 256199 | 54747 | Abham Sgp | Plympton Bsp | data not available | 33 | National Grid Electricity Distribution (South West) Plc | Stored Energy (all stored energy irrespective of the original energy source) | Storage - Electrochemical (Batteries) | data not applicable | data not available | data not available | 15.4 | data not applicable | data not applicable | data not applicable | data not available | data not available | data not applicable | data not applicable | data not applicable | data not applicable | data not available | data not available | data not applicable | data not available | Accepted to connect | data not applicable | data not applicable | data not applicable | data not applicable | data not applicable | data not applicable | 15.4 | 15.4 | 16.2105 | 15.4 | 16.2105 | 44554 | 2026-03-30 00:00:00 | data not available | data not available | data not available | data not available | data not available | data not available | 45750
data not applicable | [5 empty] | data not applicable | stor 107 limited | Hele manor farm | Hele | data not available | Taunton | Somerset | TA4 1AH | United Kingdom | 318692 | 124592 | Taunton Sgp | Taunton Main Bsp | data not available | 33 | National Grid Electricity Distribution (South West) Plc | Stored Energy (all stored energy irrespective of the original energy source) | Storage - Electrochemical (Batteries) | data not applicable | data not available | data not available | 20 | data not applicable | data not applicable | data not applicable | data not available | data not available | data not applicable | data not applicable | data not applicable | data not applicable | data not available | data not available | data not applicable | data not available | Accepted to connect | data not applicable | data not applicable | data not applicable | data not applicable | data not applicable | data not applicable | 20 | 20 | 21.0526 | 20 | 21.0526 | 44524 | 2026-06-19 00:00:00 | data not available | data not available | data not available | data not available | data not available | data not available | 45750
data not applicable | [5 empty] | data not applicable | bluestone hawkesbury 1 ltd | Proposed battery storage | Parrotts Grove | data not available | Coventry | data not available | CV2 1NQ | United Kingdom | 436568 | 285364 | Coventry 132Kv S Stn | data not available | data not available | 132 | National Grid Electricity Distribution (East Midlands) Plc | Stored Energy (all stored energy irrespective of the original energy source) | Storage - Electrochemical (Batteries) | data not applicable | data not available | data not available | 98 | data not applicable | data not applicable | data not applicable | data not available | data not available | data not applicable | data not applicable | data not applicable | data not applicable | data not available | data not available | data not applicable | data not available | Accepted to connect | data not applicable | data not applicable | data not applicable | data not applicable | data not applicable | data not applicable | 98 | 98 | 103.1579 | 109.6 | 115.3684 | 44559 | 2025-06-30 00:00:00 | data not available | data not available | data not available | data not available | data not available | data not available | 45750
data not applicable | [5 empty] | data not applicable | Cse47 limited | Land south-west side of | Westonzoyland Road | data not available | Bridgewater | data not available | TA7 0HZ | United Kingdom | 332559 | 135889 | Bridgwater Sgp | data not available | data not available | 132 | National Grid Electricity Distribution (South West) Plc | Stored Energy (all stored energy irrespective of the original energy source) | Storage - Electrochemical (Batteries) | data not applicable | data not available | data not available | 50 | data not applicable | data not applicable | data not applicable | data not available | data not available | data not applicable | data not applicable | data not applicable | data not applicable | data not available | data not available | data not applicable | data not available | Accepted to connect | data not applicable | data not applicable | data not applicable | data not applicable | data not applicable | data not applicable | 50 | 50 | 52.6316 | 50 | 52.6316 | 44522 | 2026-03-25 00:00:00 | data not available | data not available | data not available | data not available | data not available | data not available | 45750
data not applicable | [5 empty] | data not applicable | Aldustria ltd | , st columb major bess | data not available | data not available | St columb major | data not available | TR9 6TT | United Kingdom | 190382 | 62906 | Indian Queens Sgp | Fraddon Bsp | data not available | 33 | National Grid Electricity Distribution (South West) Plc | Stored Energy (all stored energy irrespective of the original energy source) | Storage - Electrochemical (Batteries) | data not applicable | data not available | data not available | 5.625 | data not applicable | data not applicable | data not applicable | data not available | data not available | data not applicable | data not applicable | data not applicable | data not applicable | data not available | data not available | data not applicable | data not available | Accepted to connect | data not applicable | data not applicable | data not applicable | data not applicable | data not applicable | data not applicable | 5.625 | 5 | 5.2632 | 5 | 5.2632 | 44522 | 2026-02-11 00:00:00 | data not available | data not available | data not available | data not available | data not available | data not available | 45750
data not applicable | [5 empty] | data not applicable | Blackhill 2023 ltd | Blackhill quarry | Woodbury | data not available | Exeter | data not available | EX5 1JL | United Kingdom | 302849 | 85804 | Exeter Main Sgp | Exeter Main Bsp | data not available | 0.4 | National Grid Electricity Distribution (South West) Plc | Stored Energy (all stored energy irrespective of the original energy source) | Storage - Electrochemical (Batteries) | data not applicable | data not available | data not available | 60.8 | data not applicable | data not applicable | data not applicable | data not available | data not available | data not applicable | data not applicable | data not applicable | data not applicable | data not available | data not available | data not applicable | data not available | Accepted to connect | data not applicable | data not applicable | data not applicable | data not applicable | data not applicable | data not applicable | 60.8 | 60.8 | 64 | 60.8 | 64 | 44586 | 2026-05-15 00:00:00 | data not available | data not available | data not available | data not available | data not available | data not available | 45750
data not applicable | [5 empty] | data not applicable | Balance energy 11 ltd | data not available | Latteridge Lane | data not available | Iron acton | data not available | BS35 3TF | United Kingdom | 366161 | 185835 | Iron Acton 132Kv S Stn | data not available | data not available | 132 | National Grid Electricity Distribution (West Midlands) Plc | Stored Energy (all stored energy irrespective of the original energy source) | Storage - Electrochemical (Batteries) | data not applicable | data not available | data not available | 49.5 | data not applicable | data not applicable | data not applicable | data not available | data not available | data not applicable | data not applicable | data not applicable | data not applicable | data not available | data not available | data not applicable | data not available | Accepted to connect | data not applicable | data not applicable | data not applicable | data not applicable | data not applicable | data not applicable | 49.5 | 49.5 | 52.1053 | 49.5 | 52.1053 | 44553 | 2025-10-01 00:00:00 | data not available | data not available | data not available | data not available | data not available | data not available | 45750
data not applicable | [5 empty] | data not applicable | arl 016 limited | Catherine de barnes site | Land To The West Of Grand Unio | data not available | Catherine de barnes | data not available | B91 2SY | United Kingdom | 418104 | 279034 | Lea Marston 132Kv S Stn | data not available | data not available | 132 | National Grid Electricity Distribution (West Midlands) Plc | Stored Energy (all stored energy irrespective of the original energy source) | Storage - Electrochemical (Batteries) | data not applicable | data not available | data not available | 49.9 | data not applicable | data not applicable | data not applicable | data not available | data not available | data not applicable | data not applicable | data not applicable | data not applicable | data not available | data not available | data not applicable | data not available | Accepted to connect | data not applicable | data not applicable | data not applicable | data not applicable | data not applicable | data not applicable | 49.9 | 49.9 | 52.5263 | 49.9 | 52.5263 | 44583 | 2025-09-09 00:00:00 | data not available | data not available | data not available | data not available | data not available | data not available | 45750
data not applicable | [5 empty] | data not applicable | anglo es larks lane ltd | Land west of : | Larks Lane | Latteridge | Bristol | data not available | BS37 9TY | United Kingdom | 366463 | 185053 | Iron Acton 132Kv S Stn | data not available | data not available | 132 | National Grid Electricity Distribution (West Midlands) Plc | Stored Energy (all stored energy irrespective of the original energy source) | Storage - Electrochemical (Batteries) | data not applicable | data not available | data not available | 49.5 | data not applicable | data not applicable | data not applicable | data not available | data not available | data not applicable | data not applicable | data not applicable | data not applicable | data not available | data not available | data not applicable | data not available | Accepted to connect | data not applicable | data not applicable | data not applicable | data not applicable | data not applicable | data not applicable | 49.5 | 49.5 | 52.1053 | 49.5 | 52.1053 | 44537 | 2025-09-24 00:00:00 | data not available | data not available | data not available | data not available | data not available | data not available | 45750
data not applicable | [5 empty] | data not applicable | Solar 2 limited | - | Acton Reynald | data not available | Shropshire | data not available | SY4 5QL | United Kingdom | data not available | data not available | Shrewsbury 132Kv S Stn | data not available | data not available | 132 | National Grid Electricity Distribution (West Midlands) Plc | Stored Energy (all stored energy irrespective of the original energy source) | Storage - Electrochemical (Batteries) | data not applicable | data not available | data not available | 150 | data not applicable | data not applicable | data not applicable | data not available | data not available | data not applicable | data not applicable | data not applicable | data not applicable | data not available | data not available | data not applicable | data not available | Accepted to connect | data not applicable | data not applicable | data not applicable | data not applicable | data not applicable | data not applicable | 150 | 150 | 157.8947 | 150 | 157.8947 | 44580 | 2025-09-30 00:00:00 | data not available | data not available | data not available | data not available | data not available | data not available | 45750
data not applicable | [5 empty] | data not applicable | frp mercia holdco 3 limited | Little morton farm | data not available | Little Morton | Retford | data not available | DN22 8BE | United Kingdom | 467401 | 379061 | Staythorpe C 132Kv S Stn | data not available | data not available | 33 | National Grid Electricity Distribution (East Midlands) Plc | Stored Energy (all stored energy irrespective of the original energy source) | Storage - Electrochemical (Batteries) | data not applicable | data not available | data not available | 30 | data not applicable | data not applicable | data not applicable | data not available | data not available | data not applicable | data not applicable | data not applicable | data not applicable | data not available | data not available | data not applicable | data not available | Accepted to connect | data not applicable | data not applicable | data not applicable | data not applicable | data not applicable | data not applicable | 30 | 30 | 31.5789 | 30 | 31.5789 | 44573 | 2026-03-12 00:00:00 | data not available | data not available | data not available | data not available | data not available | data not available | 45750
data not applicable | [5 empty] | data not applicable | drakelow battery limited | Barn farm | Walton Road | Drakelow | data not available | data not available | DE15 9TX | United Kingdom | 424539 | 319180 | Drakelow 132Kv | data not available | data not available | 132 | National Grid Electricity Distribution (East Midlands) Plc | Stored Energy (all stored energy irrespective of the original energy source) | Storage - Electrochemical (Batteries) | data not applicable | data not available | data not available | 78.4 | data not applicable | data not applicable | data not applicable | data not available | data not available | data not applicable | data not applicable | data not applicable | data not applicable | data not available | data not available | data not applicable | data not available | Accepted to connect | data not applicable | data not applicable | data not applicable | data not applicable | data not applicable | data not applicable | 78.4 | 78.4 | 82.5263 | 78.4 | 82.5263 | 44538 | 2025-10-01 00:00:00 | data not available | data not available | data not available | data not available | data not available | data not available | 45750
data not applicable | [5 empty] | data not applicable | Swinford wind farm limited | Swinford wind farm | Swinford Wind Farm | Lutterworth | Leicester | data not available | LE17 6BQ | United Kingdom | 456751 | 280256 | Coventry 132Kv S Stn | data not available | data not available | 33 | National Grid Electricity Distribution (East Midlands) Plc | Stored Energy (all stored energy irrespective of the original energy source) | Storage - Electrochemical (Batteries) | data not applicable | data not available | data not available | 32.129 | data not applicable | data not applicable | data not applicable | data not available | data not available | data not applicable | data not applicable | data not applicable | data not applicable | data not available | data not available | data not applicable | data not available | Accepted to connect | data not applicable | data not applicable | data not applicable | data not applicable | data not applicable | data not applicable | 32.129 | 32.129 | 33.82 | 10 | 10.5263 | 44517 | 2025-09-01 00:00:00 | data not available | data not available | data not available | data not available | data not available | data not available | 45750
data not applicable | [5 empty] | data not applicable | European energy dev ltd | Glebe farm, kingston brook solar | Wysall Road | Costock | Loughborough | data not available | LE12 6XQ | United Kingdom | 458609 | 326478 | Ratcliffe On Soar 132Kv S Stn | data not available | data not available | 132 | National Grid Electricity Distribution (East Midlands) Plc | Stored Energy (all stored energy irrespective of the original energy source) | Storage - Electrochemical (Batteries) | data not applicable | data not available | data not available | 49.9 | data not applicable | data not applicable | data not applicable | data not available | data not available | data not applicable | data not applicable | data not applicable | data not applicable | data not available | data not available | data not applicable | data not available | Accepted to connect | data not applicable | data not applicable | data not applicable | data not applicable | data not applicable | data not applicable | 49.9 | 49.9 | 52.5263 | 49.9 | 52.5263 | 44540 | 2028-12-01 00:00:00 | data not available | data not available | data not available | data not available | data not available | data not available | 45750
data not applicable | [5 empty] | data not applicable | Conrad energy (dev) 11 ltd | Ritherdens farm | - | Rumwell | Taunton | Somerset | TA4 1EJ | United Kingdom | 319143 | 123369 | Taunton Sgp | Taunton Main Bsp | data not available | 132 | National Grid Electricity Distribution (South West) Plc | Stored Energy (all stored energy irrespective of the original energy source) | Storage - Electrochemical (Batteries) | data not applicable | data not available | data not available | 49.9 | data not applicable | data not applicable | data not applicable | data not available | data not available | data not applicable | data not applicable | data not applicable | data not applicable | data not available | data not available | data not applicable | data not available | Accepted to connect | data not applicable | data not applicable | data not applicable | data not applicable | data not applicable | data not applicable | 49.9 | 49.9 | 52.5263 | 49.9 | 52.5263 | 44631 | 2028-01-01 00:00:00 | data not available | data not available | data not available | data not available | data not available | data not available | 45750
data not applicable | [5 empty] | data not applicable | Renewable energy systems limited | Pencoose farm | - | Stithians | Truro | data not available | TR3 7DN | United Kingdom | 173818 | 37958 | Indian Queens Sgp | Truro Bsp | data not available | 132 | National Grid Electricity Distribution (South West) Plc | Stored Energy (all stored energy irrespective of the original energy source) | Storage - Electrochemical (Batteries) | data not applicable | data not available | data not available | 76.23 | data not applicable | data not applicable | data not applicable | data not available | data not available | data not applicable | data not applicable | data not applicable | data not applicable | data not available | data not available | data not applicable | data not available | Accepted to connect | data not applicable | data not applicable | data not applicable | data not applicable | data not applicable | data not applicable | 76.23 | 49.9 | 52.5263 | 49.9 | 52.5263 | 44587 | 2036-09-01 00:00:00 | data not available | data not available | data not available | data not available | data not available | data not available | 45750
data not applicable | [5 empty] | data not applicable | anglo es great wyrley ltd | Great wyrley bess | Walsall Road | data not available | Great wyrley | data not available | WS6 6AG | United Kingdom | 399215 | 305952 | Rugeley 132Kv S Stn | data not available | data not available | 132 | National Grid Electricity Distribution (West Midlands) Plc | Stored Energy (all stored energy irrespective of the original energy source) | Storage - Electrochemical (Batteries) | data not applicable | data not available | data not available | 49.9 | data not applicable | data not applicable | data not applicable | data not available | data not available | data not applicable | data not applicable | data not applicable | data not applicable | data not available | data not available | data not applicable | data not available | Accepted to connect | data not applicable | data not applicable | data not applicable | data not applicable | data not applicable | data not applicable | 49.9 | 49.9 | 52.5263 | 49.9 | 52.5263 | 44592 | 2025-08-21 00:00:00 | data not available | data not available | data not available | data not available | data not available | data not available | 45750
data not applicable | [5 empty] | data not applicable | aldustria limited | Trebal bess facility | data not available | data not available | St austell | Cornwall | PL26 8YH | United Kingdom | 203277 | 56816.5 | Indian Queens Sgp | St Austell Bsp | data not available | 33 | National Grid Electricity Distribution (South West) Plc | Stored Energy (all stored energy irrespective of the original energy source) | Storage - Electrochemical (Batteries) | data not applicable | data not available | data not available | 10 | data not applicable | data not applicable | data not applicable | data not available | data not available | data not applicable | data not applicable | data not applicable | data not applicable | data not available | data not available | data not applicable | data not available | Accepted to connect | data not applicable | data not applicable | data not applicable | data not applicable | data not applicable | data not applicable | 10 | 10 | 10.5263 | 10 | 10.5263 | 44587 | 2025-10-29 00:00:00 | data not available | data not available | data not available | data not available | data not available | data not available | 45750
data not applicable | [5 empty] | data not applicable | Stor 136 limited | Linton bess | Linton | Highnam | Glocester | data not available | GL2 8AA | United Kingdom | 377875 | 220557 | Port Ham 132Kv S Stn | data not available | data not available | 132 | National Grid Electricity Distribution (West Midlands) Plc | Stored Energy (all stored energy irrespective of the original energy source) | Storage - Electrochemical (Batteries) | data not applicable | data not available | data not available | 99.9 | data not applicable | data not applicable | data not applicable | data not available | data not available | data not applicable | data not applicable | data not applicable | data not applicable | data not available | data not available | data not applicable | data not available | Accepted to connect | data not applicable | data not applicable | data not applicable | data not applicable | data not applicable | data not applicable | 99.9 | 99.9 | 105.1579 | 99.9 | 105.1579 | 44596 | 2025-09-24 00:00:00 | data not available | data not available | data not available | data not available | data not available | data not available | 45750
data not applicable | [5 empty] | data not applicable | Vitalenergi | Cheltenham hospital battery storage | College Baths Road | data not available | Cheltenham | data not available | GL53 7QB | United Kingdom | 395290 | 221541 | Port Ham 132Kv S Stn | Montpellier 132Kv S Stn | Montpellier 132/11Kv | 11 | National Grid Electricity Distribution (West Midlands) Plc | Stored Energy (all stored energy irrespective of the original energy source) | Storage - Electrochemical (Batteries) | data not applicable | data not available | data not available | 3 | data not applicable | data not applicable | data not applicable | data not available | data not available | data not applicable | data not applicable | data not applicable | data not applicable | data not available | data not available | data not applicable | data not available | Accepted to connect | data not applicable | data not applicable | data not applicable | data not applicable | data not applicable | data not applicable | 3 | 3.225 | 3.3947 | 1.6 | 1.6842 | 44573 | 2025-06-13 00:00:00 | data not available | data not available | data not available | data not available | data not available | data not available | 45750
data not applicable | [5 empty] | data not applicable | sun4net limited | Royle farm business park | Caldwell Rd | data not available | Drakelow | data not available | DE15 9TU | United Kingdom | 424991 | 318776 | Drakelow 132Kv | Burton South 33Kv S Stn | data not available | 33 | National Grid Electricity Distribution (East Midlands) Plc | Stored Energy (all stored energy irrespective of the original energy source) | Storage - Electrochemical (Batteries) | data not applicable | data not available | data not available | 22 | data not applicable | data not applicable | data not applicable | data not available | data not available | data not applicable | data not applicable | data not applicable | data not applicable | data not available | data not available | data not applicable | data not available | Accepted to connect | data not applicable | data not applicable | data not applicable | data not applicable | data not applicable | data not applicable | 22 | 22 | 23.1579 | 22 | 23.1579 | 44615 | 2026-06-18 00:00:00 | data not available | data not available | data not available | data not available | data not available | data not available | 45750
data not applicable | [5 empty] | data not applicable | westbridge energy uk limited | Fiskerton airfield | Barfield Lane Off Wragby Road | Sudbrooke | Lincoln | data not available | LN2 2QU | United Kingdom | 504143 | 374983 | West Burton 132Kv S Stn | data not available | data not available | 132 | National Grid Electricity Distribution (East Midlands) Plc | Stored Energy (all stored energy irrespective of the original energy source) | Storage - Electrochemical (Batteries) | data not applicable | data not available | data not available | 53 | data not applicable | data not applicable | data not applicable | data not available | data not available | data not applicable | data not applicable | data not applicable | data not applicable | data not available | data not available | data not applicable | data not available | Accepted to connect | data not applicable | data not applicable | data not applicable | data not applicable | data not applicable | data not applicable | 53 | 53 | 55.7895 | 53 | 55.7895 | 44634 | 2025-09-10 00:00:00 | data not available | data not available | data not available | data not available | data not available | data not available | 45750
data not applicable | [5 empty] | data not applicable | Albrighton battery storage limited | data not available | Albrighton | data not available | Shropshire | data not available | WV8 1RJ | United Kingdom | 383779 | 304740 | Bushbury D 132Kv | data not available | data not available | 11 | National Grid Electricity Distribution (West Midlands) Plc | Stored Energy (all stored energy irrespective of the original energy source) | Storage - Electrochemical (Batteries) | data not applicable | data not available | data not available | 7 | data not applicable | data not applicable | data not applicable | data not available | data not available | data not applicable | data not applicable | data not applicable | data not applicable | data not available | data not available | data not applicable | data not available | Accepted to connect | data not applicable | data not applicable | data not applicable | data not applicable | data not applicable | data not applicable | 7 | 7 | 7.3684 | 7 | 7.3684 | 44586 | 2025-09-24 00:00:00 | data not available | data not available | data not available | data not available | data not available | data not available | 45750
data not applicable | [5 empty] | data not applicable | Power initiatives limited | Land at : | Six Towers Way | data not available | Walsall | data not available | WS2 8XA | United Kingdom | 399720 | 299670 | Bustleholm 132Kv S Stn | Bustleholm 132/11Kv | data not available | 33 | National Grid Electricity Distribution (West Midlands) Plc | Stored Energy (all stored energy irrespective of the original energy source) | Storage - Electrochemical (Batteries) | data not applicable | data not available | data not available | 40.5 | data not applicable | data not applicable | data not applicable | data not available | data not available | data not applicable | data not applicable | data not applicable | data not applicable | data not available | data not available | data not applicable | data not available | Accepted to connect | data not applicable | data not applicable | data not applicable | data not applicable | data not applicable | data not applicable | 40.5 | 40.5 | 42.6316 | 40.5 | 42.6316 | 44586 | 2025-08-21 00:00:00 | data not available | data not available | data not available | data not available | data not available | data not available | 45750
data not applicable | [5 empty] | data not applicable | Nzed projectco 1 limited | Land to the east side of | Nottingham Road | Barton In Fabis | Nottingham | data not available | NG11 0HA | United Kingdom | 453756 | 330912 | Ratcliffe On Soar 132Kv S Stn | data not available | data not available | 132 | National Grid Electricity Distribution (East Midlands) Plc | Stored Energy (all stored energy irrespective of the original energy source) | Storage - Electrochemical (Batteries) | data not applicable | data not available | data not available | 100 | data not applicable | data not applicable | data not applicable | data not available | data not available | data not applicable | data not applicable | data not applicable | data not applicable | data not available | data not available | data not applicable | data not available | Accepted to connect | data not applicable | data not applicable | data not applicable | data not applicable | data not applicable | data not applicable | 100 | 100 | 105.2632 | 100 | 105.2632 | 44610 | 2033-11-04 00:00:00 | data not available | data not available | data not available | data not available | data not available | data not available | 45750
data not applicable | [5 empty] | data not applicable | feckenham battery storage limited | Astwood lane field | Astwood Lane | data not available | Redditch | Worcestershire | B96 6JR | United Kingdom | 401989 | 261186 | Feckenham 66 11Kv S Stn | data not available | data not available | 66 | National Grid Electricity Distribution (West Midlands) Plc | Stored Energy (all stored energy irrespective of the original energy source) | Storage - Electrochemical (Batteries) | data not applicable | data not available | data not available | 99.4 | data not applicable | data not applicable | data not applicable | data not available | data not available | data not applicable | data not applicable | data not applicable | data not applicable | data not available | data not available | data not applicable | data not available | Accepted to connect | data not applicable | data not applicable | data not applicable | data not applicable | data not applicable | data not applicable | 99.4 | 99.4 | 104.6316 | 99.4 | 104.6316 | 44641 | 2025-08-21 00:00:00 | data not available | data not available | data not available | data not available | data not available | data not available | 45750
data not applicable | [5 empty] | data not applicable | infinis (oaklands) limited | Oaklands solar farm bess | Land At Pancross Farm | data not available | Nr bonvilston | data not available | CF62 3AJ | United Kingdom | 304705 | 169633 | Upper Boat | data not available | data not available | 132 | National Grid Electricity Distribution (South Wales) Plc | Stored Energy (all stored energy irrespective of the original energy source) | Storage - Electrochemical (Batteries) | No | data not available | data not available | 49.9 | data not applicable | data not applicable | data not applicable | data not available | data not available | data not applicable | data not applicable | data not applicable | data not applicable | data not available | data not available | data not applicable | data not available | Accepted to connect | data not applicable | data not applicable | data not applicable | data not applicable | data not applicable | data not applicable | 49.9 | 0 | 0 | 49.9 | 52.5263 | 44596 | 2026-01-05 00:00:00 | data not available | data not available | data not available | data not available | data not available | data not available | 45750
data not applicable | [5 empty] | data not applicable | anglo es berkswell ltd | Berkswell energy centre | Hodgetts Lane | data not available | Burton green | data not available | CV8 1PH | United Kingdom | 427770 | 275767 | Berkswell 132Kv S Stn | data not available | data not available | 132 | National Grid Electricity Distribution (East Midlands) Plc | Stored Energy (all stored energy irrespective of the original energy source) | Storage - Electrochemical (Batteries) | No | data not available | data not available | 49.9 | data not applicable | data not applicable | data not applicable | data not available | data not available | data not applicable | data not applicable | data not applicable | data not applicable | data not available | data not available | data not applicable | data not available | Accepted to connect | data not applicable | data not applicable | data not applicable | data not applicable | data not applicable | data not applicable | 49.9 | 49.9 | 52.5263 | 49.9 | 52.5263 | 44599 | 2025-12-15 00:00:00 | data not available | data not available | data not available | data not available | data not available | data not available | 45750
data not applicable | [5 empty] | data not applicable | elgin energy esco ltd | Oakley farm | data not available | Moreton Valence | Gloucester | data not available | GL2 7NF | United Kingdom | 377667 | 210932 | Port Ham 132Kv S Stn | data not available | data not available | 132 | National Grid Electricity Distribution (West Midlands) Plc | Stored Energy (all stored energy irrespective of the original energy source) | Storage - Electrochemical (Batteries) | No | data not available | data not available | 25 | data not applicable | data not applicable | data not applicable | data not available | data not available | data not applicable | data not applicable | data not applicable | data not applicable | data not available | data not available | data not applicable | data not available | Accepted to connect | data not applicable | data not applicable | data not applicable | data not applicable | data not applicable | data not applicable | 25 | 25 | 26.3158 | 25 | 26.3158 | 44684 | 2025-09-22 00:00:00 | data not available | data not available | data not available | data not available | data not available | data not available | 45750
data not applicable | [5 empty] | data not applicable | Stratera energy ltd | - | Land At Bumpston Cross | Buckfastleigh | Devon | data not available | TQ11 0JZ | United Kingdom | 277871 | 64154 | Abham Sgp | data not available | data not available | 132 | National Grid Electricity Distribution (South West) Plc | Stored Energy (all stored energy irrespective of the original energy source) | Storage - Electrochemical (Batteries) | No | data not available | data not available | 49.9 | data not applicable | data not applicable | data not applicable | data not available | data not available | data not applicable | data not applicable | data not applicable | data not applicable | data not available | data not available | data not applicable | data not available | Accepted to connect | data not applicable | data not applicable | data not applicable | data not applicable | data not applicable | data not applicable | 49.9 | 49.9 | 52.5263 | 49.9 | 52.5263 | 44680 | 2026-01-15 00:00:00 | data not available | data not available | data not available | data not available | data not available | data not available | 45750
data not applicable | [5 empty] | data not applicable | pinkworthy bess limited | Pinkworthy farm battery | data not available | data not available | data not available | data not available | EX22 6LQ | United Kingdom | 228841 | 100897 | Alverdiscott Sgp | data not available | data not available | 132 | National Grid Electricity Distribution (South West) Plc | Stored Energy (all stored energy irrespective of the original energy source) | Storage - Electrochemical (Batteries) | No | data not available | data not available | 25 | data not applicable | data not applicable | data not applicable | data not available | data not available | data not applicable | data not applicable | data not applicable | data not applicable | data not available | data not available | data not applicable | data not available | Accepted to connect | data not applicable | data not applicable | data not applicable | data not applicable | data not applicable | data not applicable | 25 | 25 | 26.3158 | 25 | 26.3158 | 44671 | 2025-12-22 00:00:00 | data not available | data not available | data not available | data not available | data not available | data not available | 45750
data not applicable | [5 empty] | data not applicable | hollybush bess limited | Land at hollybush farm | Estree Road | data not available | Trysull | data not available | WV5 7JE | United Kingdom | 385022 | 295726 | Penn 132Kv S Stn | data not available | data not available | 132 | National Grid Electricity Distribution (West Midlands) Plc | Stored Energy (all stored energy irrespective of the original energy source) | Storage - Electrochemical (Batteries) | No | data not available | data not available | 49.9 | data not applicable | data not applicable | data not applicable | data not available | data not available | data not applicable | data not applicable | data not applicable | data not applicable | data not available | data not available | data not applicable | data not available | Accepted to connect | data not applicable | data not applicable | data not applicable | data not applicable | data not applicable | data not applicable | 49.9 | 49.9 | 52.5263 | 49.9 | 52.5263 | 44602 | 2025-10-07 00:00:00 | data not available | data not available | data not available | data not available | data not available | data not available | 45750
data not applicable | [5 empty] | data not applicable | Frp mercia holdco 3 limited | Land at brook farm | 90 High Street | Loscoe | Derbyshire | data not available | DE75 7LG | United Kingdom | 441965 | 348278 | Willington 132Kv S Stn | data not available | data not available | 132 | National Grid Electricity Distribution (East Midlands) Plc | Stored Energy (all stored energy irrespective of the original energy source) | Storage - Electrochemical (Batteries) | No | data not available | data not available | 40 | data not applicable | data not applicable | data not applicable | data not available | data not available | data not applicable | data not applicable | data not applicable | data not applicable | data not available | data not available | data not applicable | data not available | Accepted to connect | data not applicable | data not applicable | data not applicable | data not applicable | data not applicable | data not applicable | 40 | 40 | 42.1053 | 40 | 42.1053 | 44655 | 2028-05-04 00:00:00 | data not available | data not available | data not available | data not available | data not available | data not available | 45750
data not applicable | [5 empty] | data not applicable | aldustria | data not available | Nicholson Road | data not available | Torquay | data not available | TQ2 7AZ | United Kingdom | 289916 | 66428 | Abham Sgp | Torquay Bsp | Lawes Bridge | 11 | National Grid Electricity Distribution (South West) Plc | Stored Energy (all stored energy irrespective of the original energy source) | Storage - Electrochemical (Batteries) | No | data not available | data not available | 3 | data not applicable | data not applicable | data not applicable | data not available | data not available | data not applicable | data not applicable | data not applicable | data not applicable | data not available | data not available | data not applicable | data not available | Accepted to connect | data not applicable | data not applicable | data not applicable | data not applicable | data not applicable | data not applicable | 3 | 3 | 3.1579 | 3 | 3.1579 | 44620 | 2029-07-23 00:00:00 | data not available | data not available | data not available | data not available | data not available | data not available | 45750
data not applicable | [5 empty] | data not applicable | Ecotricity generation ltd | Generation schemescience & tech park | Berkley Green | Berkeley Centre | Berkeley | data not available | GL13 9PA | United Kingdom | data not available | data not available | Iron Acton 132Kv S Stn | Ryeford 132Kv S Stn | Berkeley 33 11Kv S Stn | 11 | National Grid Electricity Distribution (West Midlands) Plc | Stored Energy (all stored energy irrespective of the original energy source) | Storage - Electrochemical (Batteries) | No | data not available | data not available | 1.2 | data not applicable | data not applicable | data not applicable | data not available | data not available | data not applicable | data not applicable | data not applicable | data not applicable | data not available | data not available | data not applicable | data not available | Accepted to connect | data not applicable | data not applicable | data not applicable | data not applicable | data not applicable | data not applicable | 1.2 | 1.2 | 1.2632 | 1.2 | 1.2632 | 44595 | 2025-12-01 00:00:00 | data not available | data not available | data not available | data not available | data not available | data not available | 45750
data not applicable | [5 empty] | data not applicable | Econergy international ltd | Exton estate solar farm | Exton | data not available | Oakham | Rutland | LE15 8AH | United Kingdom | 491098 | 310355 | Grendon 132Kv S Stn | Oakham 132Kv S Stn | data not available | 132 | National Grid Electricity Distribution (East Midlands) Plc | Stored Energy (all stored energy irrespective of the original energy source) | Storage - Electrochemical (Batteries) | No | data not available | data not available | 30 | data not applicable | data not applicable | data not applicable | data not available | data not available | data not applicable | data not applicable | data not applicable | data not applicable | data not available | data not available | data not applicable | data not available | Accepted to connect | data not applicable | data not applicable | data not applicable | data not applicable | data not applicable | data not applicable | 30 | 30 | 31.5789 | 30 | 31.5789 | 44645 | 2025-09-29 00:00:00 | data not available | data not available | data not available | data not available | data not available | data not available | 45750
data not applicable | [5 empty] | data not applicable | xre alpha ltd | Marnwood hall | Buildwas Road | Ironbridge, | Telford | Shropshire, | TF8 7BJ | United Kingdom | 365795 | 304340 | Ironbridge 132Kv S Stn | data not available | data not available | 132 | National Grid Electricity Distribution (West Midlands) Plc | Stored Energy (all stored energy irrespective of the original energy source) | Storage - Electrochemical (Batteries) | No | data not available | data not available | 99 | data not applicable | data not applicable | data not applicable | data not available | data not available | data not applicable | data not applicable | data not applicable | data not applicable | data not available | data not available | data not applicable | data not available | Accepted to connect | data not applicable | data not applicable | data not applicable | data not applicable | data not applicable | data not applicable | 99 | 99 | 104.2105 | 99 | 104.2105 | 44644 | 2025-11-13 00:00:00 | data not available | data not available | data not available | data not available | data not available | data not available | 45750
data not applicable | [5 empty] | data not applicable | xre alpha ltd | Marnwood hall | Buildwas Road | data not available | Ironbridge | data not available | TF8 7BJ | United Kingdom | 365795 | 304340 | Ironbridge 132Kv S Stn | data not available | data not available | 132 | National Grid Electricity Distribution (West Midlands) Plc | Stored Energy (all stored energy irrespective of the original energy source) | Storage - Electrochemical (Batteries) | No | data not available | data not available | 99 | data not applicable | data not applicable | data not applicable | data not available | data not available | data not applicable | data not applicable | data not applicable | data not applicable | data not available | data not available | data not applicable | data not available | Accepted to connect | data not applicable | data not applicable | data not applicable | data not applicable | data not applicable | data not applicable | 99 | 99 | 104.2105 | 99 | 104.2105 | 44644 | 2025-08-21 00:00:00 | data not available | data not available | data not available | data not available | data not available | data not available | 45750
data not applicable | [5 empty] | data not applicable | Aldustria ltd | Proposed battery storage | School Lane | Blackawton | Totnes | data not available | TQ9 7BE | United Kingdom | 280415 | 51070 | Abham Sgp | Paignton Bsp | Blackawton | 11 | National Grid Electricity Distribution (South West) Plc | Stored Energy (all stored energy irrespective of the original energy source) | Storage - Electrochemical (Batteries) | No | data not available | data not available | 3 | data not applicable | data not applicable | data not applicable | data not available | data not available | data not applicable | data not applicable | data not applicable | data not applicable | data not available | data not available | data not applicable | data not available | Accepted to connect | data not applicable | data not applicable | data not applicable | data not applicable | data not applicable | data not applicable | 3 | 3 | 3.1579 | 3 | 3.1579 | 44544 | 2025-07-01 00:00:00 | data not available | data not available | data not available | data not available | data not available | data not available | 45750
data not applicable | [5 empty] | data not applicable | Fpc electric land ltd | 165 | Fordhouses Lane | data not available | Stirchley | Birmingham | B30 3AG | United Kingdom | 405557 | 280873 | Kitwell 132Kv S Stn | data not available | data not available | 11 | National Grid Electricity Distribution (West Midlands) Plc | Stored Energy (all stored energy irrespective of the original energy source) | Storage - Electrochemical (Batteries) | No | data not available | data not available | 20 | data not applicable | data not applicable | data not applicable | data not available | data not available | data not applicable | data not applicable | data not applicable | data not applicable | data not available | data not available | data not applicable | data not available | Accepted to connect | data not applicable | data not applicable | data not applicable | data not applicable | data not applicable | data not applicable | 20 | 20 | 21.0526 | 20 | 21.0526 | 44637 | 2025-09-19 00:00:00 | data not available | data not available | data not available | data not available | data not available | data not available | 45750
data not applicable | [5 empty] | data not applicable | Esl 001 limited | Land at : | Cemetery Lane | data not available | Street | data not available | BA16 9PH | United Kingdom | 347691 | 136987 | Bridgwater Sgp | Street Bsp | data not available | 0.4 | National Grid Electricity Distribution (South West) Plc | Stored Energy (all stored energy irrespective of the original energy source) | Storage - Electrochemical (Batteries) | No | data not available | data not available | 20 | data not applicable | data not applicable | data not applicable | data not available | data not available | data not applicable | data not applicable | data not applicable | data not applicable | data not available | data not available | data not applicable | data not available | Accepted to connect | data not applicable | data not applicable | data not applicable | data not applicable | data not applicable | data not applicable | 20 | 20 | 21.0526 | 20 | 21.0526 | 44637 | 2026-05-14 00:00:00 | data not available | data not available | data not available | data not available | data not available | data not available | 45750
data not applicable | [5 empty] | data not applicable | Balance energy 11 ltd | data not available | Latteridge Lane | data not available | Iron acton | data not available | BS35 3TF | United Kingdom | 366161 | 185835 | Iron Acton 132Kv S Stn | data not available | data not available | 132 | National Grid Electricity Distribution (West Midlands) Plc | Stored Energy (all stored energy irrespective of the original energy source) | Storage - Electrochemical (Batteries) | No | data not available | data not available | 49.5 | data not applicable | data not applicable | data not applicable | data not available | data not available | data not applicable | data not applicable | data not applicable | data not applicable | data not available | data not available | data not applicable | data not available | Accepted to connect | data not applicable | data not applicable | data not applicable | data not applicable | data not applicable | data not applicable | 49.5 | 49.5 | 52.1053 | 49.5 | 52.1053 | 44622 | 2025-08-20 00:00:00 | data not available | data not available | data not available | data not available | data not available | data not available | 45750
data not applicable | [5 empty] | data not applicable | Renbat 2 limited | data not available | Earthcott Green Farm | Alvestone | Bristol | data not available | BS35 3TD | United Kingdom | 364510 | 185332 | Iron Acton Sgp | data not available | data not available | 132 | National Grid Electricity Distribution (South West) Plc | Stored Energy (all stored energy irrespective of the original energy source) | Storage - Electrochemical (Batteries) | No | data not available | data not available | 99.4 | data not applicable | data not applicable | data not applicable | data not available | data not available | data not applicable | data not applicable | data not applicable | data not applicable | data not available | data not available | data not applicable | data not available | Accepted to connect | data not applicable | data not applicable | data not applicable | data not applicable | data not applicable | data not applicable | 99.4 | 99.4 | 104.6316 | 99.4 | 104.6316 | 44657 | 2026-07-24 00:00:00 | data not available | data not available | data not available | data not available | data not available | data not available | 45750
data not applicable | [5 empty] | data not applicable | frp mercia holdco 2 limited | Land at greenfields farm | Worcester Road | Stoke Heath | Bromsgrove | Worcestershire | B61 7JD | United Kingdom | 394527 | 268372 | Bishops Wood 132Kv S Stn | data not available | data not available | 132 | National Grid Electricity Distribution (West Midlands) Plc | Stored Energy (all stored energy irrespective of the original energy source) | Storage - Electrochemical (Batteries) | No | data not available | data not available | 35 | data not applicable | data not applicable | data not applicable | data not available | data not available | data not applicable | data not applicable | data not applicable | data not applicable | data not available | data not available | data not applicable | data not available | Accepted to connect | data not applicable | data not applicable | data not applicable | data not applicable | data not applicable | data not applicable | 35 | 35 | 36.8421 | data not available | 0 | 44635 | 2026-08-30 00:00:00 | data not available | data not available | data not available | data not available | data not available | data not available | 45750
data not applicable | [5 empty] | data not applicable | Renbat 6 limited | - | Land Near To Monks House | data not available | Westerleigh | data not available | BS37 8RD | United Kingdom | 369816 | 178912 | Iron Acton Sgp | data not available | data not available | 132 | National Grid Electricity Distribution (South West) Plc | Stored Energy (all stored energy irrespective of the original energy source) | Storage - Electrochemical (Batteries) | No | data not available | data not available | 99.4 | data not applicable | data not applicable | data not applicable | data not available | data not available | data not applicable | data not applicable | data not applicable | data not applicable | data not available | data not available | data not applicable | data not available | Accepted to connect | data not applicable | data not applicable | data not applicable | data not applicable | data not applicable | data not applicable | 99.4 | 99.4 | 104.6316 | 99.4 | 104.6316 | 44657 | 2025-12-02 00:00:00 | data not available | data not available | data not available | data not available | data not available | data not available | 45750
data not applicable | [5 empty] | data not applicable | feckenham battery storage limited | Site at astwood lane field | Astwood Lane | Feckenham | Redditch | data not available | B96 6JR | United Kingdom | 401989 | 261186 | Feckenham 66 11Kv S Stn | data not available | data not available | 66 | National Grid Electricity Distribution (West Midlands) Plc | Stored Energy (all stored energy irrespective of the original energy source) | Storage - Electrochemical (Batteries) | No | data not available | data not available | 99.4 | data not applicable | data not applicable | data not applicable | data not available | data not available | data not applicable | data not applicable | data not applicable | data not applicable | data not available | data not available | data not applicable | data not available | Accepted to connect | data not applicable | data not applicable | data not applicable | data not applicable | data not applicable | data not applicable | 99.4 | 99.4 | 104.6316 | 99.4 | 104.6316 | 44641 | 2025-09-22 00:00:00 | data not available | data not available | data not available | data not available | data not available | data not available | 45750
data not applicable | [5 empty] | data not applicable | Lightsource spv 187 ltd | Gonerby moor | Cliff Lane | Marston | Lincolnshire | data not available | NG32 2HU | United Kingdom | 489830 | 341210 | Staythorpe C 132Kv S Stn | data not available | data not available | 132 | National Grid Electricity Distribution (East Midlands) Plc | Stored Energy (all stored energy irrespective of the original energy source) | Storage - Electrochemical (Batteries) | No | data not available | data not available | 49.9 | data not applicable | data not applicable | data not applicable | data not available | data not available | data not applicable | data not applicable | data not applicable | data not applicable | data not available | data not available | data not applicable | data not available | Accepted to connect | data not applicable | data not applicable | data not applicable | data not applicable | data not applicable | data not applicable | 49.9 | 49.99 | 52.621 | 49.9 | 52.5263 | 44706 | 2026-04-09 00:00:00 | data not available | data not available | data not available | data not available | data not available | data not available | 45750
data not applicable | [5 empty] | data not applicable | renbat 6 ltd | data not available | data not available | data not available | Westerleigh 2, | data not available | BS37 8RD | United Kingdom | 369816 | 178912 | Iron Acton 132Kv S Stn | data not available | data not available | 132 | National Grid Electricity Distribution (West Midlands) Plc | Stored Energy (all stored energy irrespective of the original energy source) | Storage - Electrochemical (Batteries) | No | data not available | data not available | 99.4 | data not applicable | data not applicable | data not applicable | data not available | data not available | data not applicable | data not applicable | data not applicable | data not applicable | data not available | data not available | data not applicable | data not available | Accepted to connect | data not applicable | data not applicable | data not applicable | data not applicable | data not applicable | data not applicable | 99.4 | 99.4 | 104.6316 | 99.4 | 104.6316 | 44697 | 2025-09-25 00:00:00 | data not available | data not available | data not available | data not available | data not available | data not available | 45750
data not applicable | [5 empty] | data not applicable | merciapowerresponse(private rd no5)ltd | Private road site 1 | Land At Private Road Number 5 | data not available | Colwick industrial estate, | Nottingham | NG4 2JU | United Kingdom | 461497 | 340846 | Stoke Bardolph 132Kv | Nottingham East 33Kv S Stn | data not available | 33 | National Grid Electricity Distribution (East Midlands) Plc | Stored Energy (all stored energy irrespective of the original energy source) | Storage - Electrochemical (Batteries) | No | data not available | data not available | 1.3 | data not applicable | data not applicable | data not applicable | data not available | data not available | data not applicable | data not applicable | data not applicable | data not applicable | data not available | data not available | data not applicable | data not available | Accepted to connect | data not applicable | data not applicable | data not applicable | data not applicable | data not applicable | data not applicable | 1.3 | 1.3 | 1.3684 | 1.3 | 1.3684 | 44657 | 2025-06-01 00:00:00 | data not available | data not available | data not available | data not available | data not available | data not available | 45750
data not applicable | [5 empty] | data not applicable | Fpc electric land | - | Smith Road | data not available | Wednesbury | data not available | WS10 0PB | United Kingdom | data not available | data not available | Ocker Hill C 132Kv S Stn | data not available | data not available | 132 | National Grid Electricity Distribution (West Midlands) Plc | Stored Energy (all stored energy irrespective of the original energy source) | Storage - Electrochemical (Batteries) | No | data not available | data not available | 100 | data not applicable | data not applicable | data not applicable | data not available | data not available | data not applicable | data not applicable | data not applicable | data not applicable | data not available | data not available | data not applicable | data not available | Accepted to connect | data not applicable | data not applicable | data not applicable | data not applicable | data not applicable | data not applicable | 100 | 100 | 105.2632 | 100 | 105.2632 | 44658 | 2025-09-04 00:00:00 | data not available | data not available | data not available | data not available | data not available | data not available | 45750
data not applicable | [5 empty] | data not applicable | Anesco limited | - | Seeney Lane | Lea Marston | Warwickshire | data not available | B76 0DP | United Kingdom | 420555 | 294633 | Lea Marston 132Kv S Stn | data not available | data not available | 132 | National Grid Electricity Distribution (West Midlands) Plc | Stored Energy (all stored energy irrespective of the original energy source) | Storage - Electrochemical (Batteries) | No | data not available | data not available | 52 | data not applicable | data not applicable | data not applicable | data not available | data not available | data not applicable | data not applicable | data not applicable | data not applicable | data not available | data not available | data not applicable | data not available | Accepted to connect | data not applicable | data not applicable | data not applicable | data not applicable | data not applicable | data not applicable | 52 | 52 | 54.7368 | 52 | 54.7368 | 44706 | 2026-09-19 00:00:00 | data not available | data not available | data not available | data not available | data not available | data not available | 45750
data not applicable | [5 empty] | data not applicable | O&g solar (spv 30) limited | Land on the north side of union lane | Union Lane | Trysull And Seisdon | South staffordshire | data not available | WV5 7JD | United Kingdom | 385155 | 294645 | Penn 132Kv S Stn | data not available | data not available | 132 | National Grid Electricity Distribution (West Midlands) Plc | Stored Energy (all stored energy irrespective of the original energy source) | Storage - Electrochemical (Batteries) | No | data not available | data not available | 51 | data not applicable | data not applicable | data not applicable | data not available | data not available | data not applicable | data not applicable | data not applicable | data not applicable | data not available | data not available | data not applicable | data not available | Accepted to connect | data not applicable | data not applicable | data not applicable | data not applicable | data not applicable | data not applicable | 51 | 51 | 53.6842 | 51 | 53.6842 | 44698 | 2025-09-25 00:00:00 | data not available | data not available | data not available | data not available | data not available | data not available | 45750
data not applicable | [5 empty] | data not applicable | Gpc 596 ltd | Pincots farm | Pincots Lane | data not available | Wickwar | data not available | GL12 8NY | United Kingdom | 372572 | 187181 | Iron Acton 132Kv S Stn | Chipping Sodbury 132Kv S Stn | data not available | 33 | National Grid Electricity Distribution (West Midlands) Plc | Stored Energy (all stored energy irrespective of the original energy source) | Storage - Electrochemical (Batteries) | No | data not available | data not available | 20 | data not applicable | data not applicable | data not applicable | data not available | data not available | data not applicable | data not applicable | data not applicable | data not applicable | data not available | data not available | data not applicable | data not available | Accepted to connect | data not applicable | data not applicable | data not applicable | data not applicable | data not applicable | data not applicable | 20 | 20 | 21.0526 | 20 | 21.0526 | 44734 | 2025-09-17 00:00:00 | data not available | data not available | data not available | data not available | data not available | data not available | 45750
data not applicable | [5 empty] | data not applicable | pace astral energy limited | Uks648 | Land At Northeast Of Church Road | data not available | data not available | Gloucestershire | BS35 3SH | United Kingdom | 363574 | 186429 | Iron Acton 132Kv S Stn | data not available | data not available | 132 | National Grid Electricity Distribution (South West) Plc | Stored Energy (all stored energy irrespective of the original energy source) | Storage - Electrochemical (Batteries) | No | data not available | data not available | 69.8 | Solar | Photovoltaic | No | data not available | data not available | 49.8 | data not applicable | data not applicable | data not applicable | data not available | data not available | data not applicable | data not available | Accepted to connect | data not applicable | data not applicable | data not applicable | data not applicable | data not applicable | data not applicable | 119.6 | 69.8 | 73.4737 | 69.8 | 73.4737 | 44755 | 2025-09-10 00:00:00 | data not available | data not available | data not available | data not available | data not available | data not available | 45750
data not applicable | [5 empty] | data not applicable | Higher bagmore energy storage limited | Higher bagmores farm | Woodbury | data not available | Exeter | data not available | EX5 1LA | United Kingdom | 299915 | 87414.3333 | Exeter Main Sgp | Exeter Main Bsp | data not available | 132 | National Grid Electricity Distribution (South West) Plc | Stored Energy (all stored energy irrespective of the original energy source) | Storage - Electrochemical (Batteries) | No | data not available | data not available | 50 | data not applicable | data not applicable | data not applicable | data not available | data not available | data not applicable | data not applicable | data not applicable | data not applicable | data not available | data not available | data not applicable | data not available | Accepted to connect | data not applicable | data not applicable | data not applicable | data not applicable | data not applicable | data not applicable | 50 | 50 | 52.6316 | 50.6 | 53.2632 | 44657 | 2026-03-05 00:00:00 | data not available | data not available | data not available | data not available | data not available | data not available | 45750
data not applicable | [5 empty] | data not applicable | toton battery storage ltd | Southfields farm | Common Lane | Bramcote | Nottingham | data not available | NG9 3DT | United Kingdom | 450625 | 337104 | Ratcliffe On Soar 132Kv S Stn | data not available | data not available | 132 | National Grid Electricity Distribution (East Midlands) Plc | Stored Energy (all stored energy irrespective of the original energy source) | Storage - Electrochemical (Batteries) | No | data not available | data not available | 99.9 | data not applicable | data not applicable | data not applicable | data not available | data not available | data not applicable | data not applicable | data not applicable | data not applicable | data not available | data not available | data not applicable | data not available | Accepted to connect | data not applicable | data not applicable | data not applicable | data not applicable | data not applicable | data not applicable | 99.9 | 99.9 | 105.1579 | 99.9 | 105.1579 | 44650 | 2025-07-11 00:00:00 | data not available | data not available | data not available | data not available | data not available | data not available | 45750
data not applicable | [5 empty] | data not applicable | Gridsource limited (fo | Land to the west | Side Of Norrington Lane | Broughton | Gifford | data not available | SN12 8LT | United Kingdom | data not available | data not available | Melksham Sgp | data not available | data not available | 132 | National Grid Electricity Distribution (South West) Plc | Stored Energy (all stored energy irrespective of the original energy source) | Storage - Electrochemical (Batteries) | No | data not available | data not available | 49.9 | data not applicable | data not applicable | data not applicable | data not available | data not available | data not applicable | data not applicable | data not applicable | data not applicable | data not available | data not available | data not applicable | data not available | Accepted to connect | data not applicable | data not applicable | data not applicable | data not applicable | data not applicable | data not applicable | 49.9 | 49.9 | 52.5263 | 20 | 21.0526 | 44726 | 2025-08-07 00:00:00 | data not available | data not available | data not available | data not available | data not available | data not available | 45750
data not applicable | [5 empty] | data not applicable | frp mercia holdco 3 limited | Land at bishops bowl fishery | Station Road | Bishops Itchington | Southam | data not available | CV47 2SR | United Kingdom | 438877 | 258577 | Berkswell 132Kv S Stn | data not available | data not available | 33 | National Grid Electricity Distribution (East Midlands) Plc | Stored Energy (all stored energy irrespective of the original energy source) | Storage - Electrochemical (Batteries) | No | data not available | data not available | 40 | data not applicable | data not applicable | data not applicable | data not available | data not available | data not applicable | data not applicable | data not applicable | data not applicable | data not available | data not available | data not applicable | data not available | Accepted to connect | data not applicable | data not applicable | data not applicable | data not applicable | data not applicable | data not applicable | 40 | 40 | 42.1053 | 40 | 42.1053 | 44700 | 2026-11-13 00:00:00 | data not available | data not available | data not available | data not available | data not available | data not available | 45750
data not applicable | [5 empty] | data not applicable | --REDACTED-- | --REDACTED-- | --REDACTED-- | --REDACTED-- | Sutton coldfield | data not available | B76 0 | United Kingdom | --REDACTED-- | --REDACTED-- | Lea Marston 132Kv S Stn | data not available | data not available | 132 | National Grid Electricity Distribution (West Midlands) Plc | Stored Energy (all stored energy irrespective of the original energy source) | Storage - Electrochemical (Batteries) | No | data not available | data not available | 98 | data not applicable | data not applicable | data not applicable | data not available | data not available | data not applicable | data not applicable | data not applicable | data not applicable | data not available | data not available | data not applicable | data not available | Accepted to connect | data not applicable | data not applicable | data not applicable | data not applicable | data not applicable | data not applicable | 98 | 98 | 103.1579 | 109.6 | 115.3684 | 44777 | 2025-09-17 00:00:00 | data not available | data not available | data not available | data not available | data not available | data not available | 45750
data not applicable | [5 empty] | data not applicable | Eden renewables llc | Higher holcombe battery storage | Higher Holcombe Lane | data not available | Teignmouth | data not available | TQ14 9NP | United Kingdom | 294276 | 74501 | Abham Sgp | Newton Abbot Bsp (Forde Road) | Higher Woodway | 33 | National Grid Electricity Distribution (South West) Plc | Stored Energy (all stored energy irrespective of the original energy source) | Storage - Electrochemical (Batteries) | No | data not available | data not available | 10 | data not applicable | data not applicable | data not applicable | data not available | data not available | data not applicable | data not applicable | data not applicable | data not applicable | data not available | data not available | data not applicable | data not available | Accepted to connect | data not applicable | data not applicable | data not applicable | data not applicable | data not applicable | data not applicable | 10 | 10 | 10.5263 | 10 | 10.5263 | 44827 | 2025-09-24 00:00:00 | data not available | data not available | data not available | data not available | data not available | data not available | 45750
data not applicable | [5 empty] | data not applicable | Lower coalmoor bess limited | Lower coalmoor farm | Coalmoor Lane | Coalmoor | Telford | data not available | TF4 3QB | United Kingdom | 365998 | 306678 | Ironbridge 132Kv S Stn | data not available | data not available | 132 | National Grid Electricity Distribution (West Midlands) Plc | Stored Energy (all stored energy irrespective of the original energy source) | Storage - Electrochemical (Batteries) | No | data not available | data not available | 49.9 | data not applicable | data not applicable | data not applicable | data not available | data not available | data not applicable | data not applicable | data not applicable | data not applicable | data not available | data not available | data not applicable | data not available | Accepted to connect | data not applicable | data not applicable | data not applicable | data not applicable | data not applicable | data not applicable | 49.9 | 49.9 | 52.5263 | 49.9 | 52.5263 | 44704 | 2025-10-14 00:00:00 | data not available | data not available | data not available | data not available | data not available | data not available | 45750
data not applicable | [5 empty] | data not applicable | Frp mercia holdco 3 limited | data not available | Land Off Grey Friars Way | data not available | Stafford, | data not available | ST16 2SD | United Kingdom | 392127 | 323969 | Bushbury D 132Kv | data not available | data not available | 132 | National Grid Electricity Distribution (West Midlands) Plc | Stored Energy (all stored energy irrespective of the original energy source) | Storage - Electrochemical (Batteries) | No | data not available | data not available | 49.5 | data not applicable | data not applicable | data not applicable | data not available | data not available | data not applicable | data not applicable | data not applicable | data not applicable | data not available | data not available | data not applicable | data not available | Accepted to connect | data not applicable | data not applicable | data not applicable | data not applicable | data not applicable | data not applicable | 49.5 | 49.5 | 52.1053 | 49.5 | 52.1053 | 44701 | 2028-10-31 00:00:00 | data not available | data not available | data not available | data not available | data not available | data not available | 45750
data not applicable | [5 empty] | data not applicable | Exagen | Site 7 | Land At | data not available | Walham | data not available | GL3 4RA | United Kingdom | 388932 | 218286 | Port Ham 132Kv S Stn | Castle Meads 33Kv S Stn | Brockworth 33 11Kv S Stn | 33 | National Grid Electricity Distribution (West Midlands) Plc | Stored Energy (all stored energy irrespective of the original energy source) | Storage - Electrochemical (Batteries) | No | data not available | data not available | 20 | data not applicable | data not applicable | data not applicable | data not available | data not available | data not applicable | data not applicable | data not applicable | data not applicable | data not available | data not available | data not applicable | data not available | Accepted to connect | data not applicable | data not applicable | data not applicable | data not applicable | data not applicable | data not applicable | 20 | 20 | 21.0526 | 20 | 21.0526 | 44753 | 2025-09-26 00:00:00 | data not available | data not available | data not available | data not available | data not available | data not available | 45750
data not applicable | [5 empty] | data not applicable | aldustria limited | Trebal bess extension facility | data not available | data not available | St austell | Cornwall | PL26 8YH | United Kingdom | 203277 | 56816.5 | Indian Queens Sgp | St Austell Bsp | data not available | 33 | National Grid Electricity Distribution (South West) Plc | Stored Energy (all stored energy irrespective of the original energy source) | Storage - Electrochemical (Batteries) | No | data not available | data not available | 18 | data not applicable | data not applicable | data not applicable | data not available | data not available | data not applicable | data not applicable | data not applicable | data not applicable | data not available | data not available | data not applicable | data not available | Accepted to connect | data not applicable | data not applicable | data not applicable | data not applicable | data not applicable | data not applicable | 18 | 18 | 18.9474 | 18 | 18.9474 | 44720 | 2026-03-02 00:00:00 | data not available | data not available | data not available | data not available | data not available | data not available | 45750
data not applicable | [5 empty] | data not applicable | Ratcliffe bess limited | Site at | Ratcliffe-On-Soar | data not available | Nottingham | data not available | NG11 0EE | United Kingdom | 449830 | 329185 | Ratcliffe On Soar 132Kv S Stn | data not available | data not available | 132 | National Grid Electricity Distribution (East Midlands) Plc | Stored Energy (all stored energy irrespective of the original energy source) | Storage - Electrochemical (Batteries) | No | data not available | data not available | 99 | data not applicable | data not applicable | data not applicable | data not available | data not available | data not applicable | data not applicable | data not applicable | data not applicable | data not available | data not available | data not applicable | data not available | Accepted to connect | data not applicable | data not applicable | data not applicable | data not applicable | data not applicable | data not applicable | 99 | 99 | 104.2105 | 99 | 104.2105 | 44652 | 2033-11-04 00:00:00 | data not available | data not available | data not available | data not available | data not available | data not available | 45750
data not applicable | [5 empty] | data not applicable | boultbee brooks (energy storage ellbrid | 80mw battery | Ellbridge Lane | data not available | Saltash | Cornwall | data not available | United Kingdom | 244894 | 78575.5494 | Landulph Sgp | Landulph Bsp | data not available | 132 | National Grid Electricity Distribution (South West) Plc | Stored Energy (all stored energy irrespective of the original energy source) | Storage - Electrochemical (Batteries) | No | data not available | data not available | 80 | data not applicable | data not applicable | data not applicable | data not available | data not available | data not applicable | data not applicable | data not applicable | data not applicable | data not available | data not available | data not applicable | data not available | Accepted to connect | data not applicable | data not applicable | data not applicable | data not applicable | data not applicable | data not applicable | 80 | 80 | 84.2105 | 80 | 84.2105 | 44771 | 2026-05-14 00:00:00 | data not available | data not available | data not available | data not available | data not available | data not available | 45750
data not applicable | [5 empty] | data not applicable | toton battery storage ltd | Southfields farm | Common Lane | Bramcote | Nottingham | data not available | data not available | United Kingdom | data not available | data not available | Ratcliffe On Soar 132Kv S Stn | Nottingham 33Kv S Stn | data not available | 33 | National Grid Electricity Distribution (East Midlands) Plc | Stored Energy (all stored energy irrespective of the original energy source) | Storage - Electrochemical (Batteries) | No | data not available | data not available | 30 | data not applicable | data not applicable | data not applicable | data not available | data not available | data not applicable | data not applicable | data not applicable | data not applicable | data not available | data not available | data not applicable | data not available | Accepted to connect | data not applicable | data not applicable | data not applicable | data not applicable | data not applicable | data not applicable | 30 | 30 | 31.5789 | 30 | 31.5789 | 44676 | 2025-09-03 00:00:00 | data not available | data not available | data not available | data not available | data not available | data not available | 45750
data not applicable | [5 empty] | data not applicable | conrad energy (developments) il limited | Oaklands farm | Featherstone Lane | Shareshill | Wolverhampton | West Midlands | WV10 7JZ | United Kingdom | 393906 | 306418 | Bushbury D 132Kv | data not available | data not available | 132 | National Grid Electricity Distribution (West Midlands) Plc | Stored Energy (all stored energy irrespective of the original energy source) | Storage - Electrochemical (Batteries) | No | data not available | data not available | 70.4 | data not applicable | data not applicable | data not applicable | data not available | data not available | data not applicable | data not applicable | data not applicable | data not applicable | data not available | data not available | data not applicable | data not available | Accepted to connect | data not applicable | data not applicable | data not applicable | data not applicable | data not applicable | data not applicable | 70.4 | 70.4 | 74.1053 | 70.4 | 74.1053 | 44769 | 2025-10-13 00:00:00 | data not available | data not available | data not available | data not available | data not available | data not available | 45750
data not applicable | [5 empty] | data not applicable | Boultbee brooks | Glebe farm | Thrumpton Lane | data not available | Barton in fabis | Nottingham | NG11 0AH | United Kingdom | 452701 | 331437 | Ratcliffe On Soar 132Kv S Stn | data not available | data not available | 132 | National Grid Electricity Distribution (East Midlands) Plc | Stored Energy (all stored energy irrespective of the original energy source) | Storage - Electrochemical (Batteries) | No | data not available | data not available | 99.9 | data not applicable | data not applicable | data not applicable | data not available | data not available | data not applicable | data not applicable | data not applicable | data not applicable | data not available | data not available | data not applicable | data not available | Accepted to connect | data not applicable | data not applicable | data not applicable | data not applicable | data not applicable | data not applicable | 99.9 | 99.9 | 105.1579 | 99.9 | 105.1579 | 44692 | 2025-07-29 00:00:00 | data not available | data not available | data not available | data not available | data not available | data not available | 45750
data not applicable | [5 empty] | data not applicable | Re project development | Ansty house farm bess | Land Adjoining Ansty House | Main Road | Ansty | data not available | CV7 9HZ | United Kingdom | 439851 | 283469 | Coventry 132Kv S Stn | data not available | data not available | 132 | National Grid Electricity Distribution (East Midlands) Plc | Stored Energy (all stored energy irrespective of the original energy source) | Storage - Electrochemical (Batteries) | No | data not available | data not available | 200 | data not applicable | data not applicable | data not applicable | data not available | data not available | data not applicable | data not applicable | data not applicable | data not applicable | data not available | data not available | data not applicable | data not available | Accepted to connect | data not applicable | data not applicable | data not applicable | data not applicable | data not applicable | data not applicable | 200 | 200 | 210.5263 | 200 | 210.5263 | 44764 | 2026-04-17 00:00:00 | data not available | data not available | data not available | data not available | data not available | data not available | 45750
data not applicable | [5 empty] | data not applicable | Igas energy plc | Welton gathering centre | Barfield Lane, Off Wragby Road | Sudbrooke | Lincoln | data not available | LN2 2QU | United Kingdom | 504143 | 374983 | West Burton 132Kv S Stn | Lincoln Main No 1 33Kv S Stn | Fiskerton 33 11Kv S Stn | 11 | National Grid Electricity Distribution (East Midlands) Plc | Stored Energy (all stored energy irrespective of the original energy source) | Storage - Electrochemical (Batteries) | No | data not available | data not available | 2.1 | data not applicable | data not applicable | data not applicable | data not available | data not available | data not applicable | data not applicable | data not applicable | data not applicable | data not available | data not available | data not applicable | data not available | Accepted to connect | data not applicable | data not applicable | data not applicable | data not applicable | data not applicable | data not applicable | 2.1 | 2.1 | 2.2105 | 1 | 1.0526 | 44914 | 2025-05-14 00:00:00 | data not available | data not available | data not available | data not available | data not available | data not available | 45750
data not applicable | [5 empty] | data not applicable | ylem bess (south) limited | Scouse farm | Hawkchurch | data not available | Axminster | data not available | EX13 5UE | United Kingdom | 334411 | 99103 | Axminster Sgp | data not available | data not available | 132 | National Grid Electricity Distribution (South West) Plc | Stored Energy (all stored energy irrespective of the original energy source) | Storage - Electrochemical (Batteries) | No | data not available | data not available | 50 | data not applicable | data not applicable | data not applicable | data not available | data not available | data not applicable | data not applicable | data not applicable | data not applicable | data not available | data not available | data not applicable | data not available | Accepted to connect | data not applicable | data not applicable | data not applicable | data not applicable | data not applicable | data not applicable | 50 | 50 | 52.6316 | 50.5 | 53.1579 | 44754 | 2026-05-20 00:00:00 | data not available | data not available | data not available | data not available | data not available | data not available | 45750
data not applicable | [5 empty] | data not applicable | Green energy storage 140 limited | 178, cox's brook bess | Tewkesbury Road | data not available | Twigworth | data not available | GL2 9PG | United Kingdom | 384356 | 221908 | Port Ham 132Kv S Stn | data not available | data not available | 132 | National Grid Electricity Distribution (West Midlands) Plc | Stored Energy (all stored energy irrespective of the original energy source) | Storage - Electrochemical (Batteries) | No | data not available | data not available | 49.9 | data not applicable | data not applicable | data not applicable | data not available | data not available | data not applicable | data not applicable | data not applicable | data not applicable | data not available | data not available | data not applicable | data not available | Accepted to connect | data not applicable | data not applicable | data not applicable | data not applicable | data not applicable | data not applicable | 49.9 | 49.9 | 52.5263 | 49.9 | 52.5263 | 44783 | 2025-08-21 00:00:00 | data not available | data not available | data not available | data not available | data not available | data not available | 45750
data not applicable | [5 empty] | data not applicable | Exagen | Kitwell | data not available | Alvechurch | Birmingham | data not available | B48 7EA | United Kingdom | 405397 | 273643 | Kitwell 132Kv S Stn | data not available | data not available | 132 | National Grid Electricity Distribution (West Midlands) Plc | Stored Energy (all stored energy irrespective of the original energy source) | Storage - Electrochemical (Batteries) | No | data not available | data not available | 50 | data not applicable | data not applicable | data not applicable | data not available | data not available | data not applicable | data not applicable | data not applicable | data not applicable | data not available | data not available | data not applicable | data not available | Accepted to connect | data not applicable | data not applicable | data not applicable | data not applicable | data not applicable | data not applicable | 50 | 50 | 52.6316 | 50 | 52.6316 | 44704 | 2025-09-18 00:00:00 | data not available | data not available | data not available | data not available | data not available | data not available | 45750
data not applicable | [5 empty] | data not applicable | Anchor lane bess ltd | Anchor lane | Sedgemoor Park | Woodcross | Wolverhampton | data not available | WV14 9NE | United Kingdom | 393742 | 294906 | Penn 132Kv S Stn | data not available | data not available | 132 | National Grid Electricity Distribution (West Midlands) Plc | Stored Energy (all stored energy irrespective of the original energy source) | Storage - Electrochemical (Batteries) | No | data not available | data not available | 49 | data not applicable | data not applicable | data not applicable | data not available | data not available | data not applicable | data not applicable | data not applicable | data not applicable | data not available | data not available | data not applicable | data not available | Accepted to connect | data not applicable | data not applicable | data not applicable | data not applicable | data not applicable | data not applicable | 49 | 49 | 51.5789 | 49 | 51.5789 | 44816 | 2025-09-04 00:00:00 | data not available | data not available | data not available | data not available | data not available | data not available | 45750
data not applicable | [5 empty] | data not applicable | Cse50 limited | Beechwood farm bess | Hodgetts Lane | Berkswell | Coventry | data not available | CV7 7DG | United Kingdom | 425667 | 277446 | Berkswell 132Kv S Stn | data not available | data not available | 132 | National Grid Electricity Distribution (East Midlands) Plc | Stored Energy (all stored energy irrespective of the original energy source) | Storage - Electrochemical (Batteries) | No | data not available | data not available | 49.9 | data not applicable | data not applicable | data not applicable | data not available | data not available | data not applicable | data not applicable | data not applicable | data not applicable | data not available | data not available | data not applicable | data not available | Accepted to connect | data not applicable | data not applicable | data not applicable | data not applicable | data not applicable | data not applicable | 49.9 | 49.9 | 52.5263 | 49.9 | 52.5263 | 44705 | 2025-11-12 00:00:00 | data not available | data not available | data not available | data not available | data not available | data not available | 45750
data not applicable | [5 empty] | data not applicable | Eden renewables llc | Sawles road bess | Trevanion Road | St Austell | Cornwall | data not available | PL25 4UF | United Kingdom | 201315 | 51618 | Indian Queens Sgp | St Austell Bsp | data not available | 11 | National Grid Electricity Distribution (South West) Plc | Stored Energy (all stored energy irrespective of the original energy source) | Storage - Electrochemical (Batteries) | No | data not available | data not available | 5 | data not applicable | data not applicable | data not applicable | data not available | data not available | data not applicable | data not applicable | data not applicable | data not applicable | data not available | data not available | data not applicable | data not available | Accepted to connect | data not applicable | data not applicable | data not applicable | data not applicable | data not applicable | data not applicable | 5 | 5 | 5.2632 | 5 | 5.2632 | 44811 | 2025-06-13 00:00:00 | data not available | data not available | data not available | data not available | data not available | data not available | 45750
data not applicable | [5 empty] | data not applicable | Re projects development limited | Park farm | Himley Park | Himley | Dudley | data not available | DY3 4DF | United Kingdom | 388796 | 291586 | Penn 132Kv S Stn | data not available | data not available | 132 | National Grid Electricity Distribution (West Midlands) Plc | Stored Energy (all stored energy irrespective of the original energy source) | Storage - Electrochemical (Batteries) | No | data not available | data not available | 50 | data not applicable | data not applicable | data not applicable | data not available | data not available | data not applicable | data not applicable | data not applicable | data not applicable | data not available | data not available | data not applicable | data not available | Accepted to connect | data not applicable | data not applicable | data not applicable | data not applicable | data not applicable | data not applicable | 50 | 50 | 52.6316 | 50 | 52.6316 | 44782 | 2025-05-01 00:00:00 | data not available | data not available | data not available | data not available | data not available | data not available | 45750
data not applicable | [5 empty] | data not applicable | Northampton battery storage limited | Land at | Nene Valley Way | data not available | Northampton | data not available | data not available | United Kingdom | data not available | data not available | Grendon 132Kv S Stn | data not available | data not available | 132 | National Grid Electricity Distribution (East Midlands) Plc | Stored Energy (all stored energy irrespective of the original energy source) | Storage - Electrochemical (Batteries) | No | data not available | data not available | 40 | data not applicable | data not applicable | data not applicable | data not available | data not available | data not applicable | data not applicable | data not applicable | data not applicable | data not available | data not available | data not applicable | data not available | Accepted to connect | data not applicable | data not applicable | data not applicable | data not applicable | data not applicable | data not applicable | 40 | 40 | 42.1053 | 40 | 42.1053 | 44777 | 2026-03-02 00:00:00 | data not available | data not available | data not available | data not available | data not available | data not available | 45750
data not applicable | [5 empty] | data not applicable | tagenergy development uk | Coventry west energy park | Tanners Lane | Tanyard Farm | Tile hill | Coventry | CV7 7DD | United Kingdom | 426678 | 277882 | Berkswell 132Kv S Stn | Coventry West 33Kv S Stn | data not available | 33 | National Grid Electricity Distribution (East Midlands) Plc | Stored Energy (all stored energy irrespective of the original energy source) | Storage - Electrochemical (Batteries) | No | data not available | data not available | 30 | data not applicable | data not applicable | data not applicable | data not available | data not available | data not applicable | data not applicable | data not applicable | data not applicable | data not available | data not available | data not applicable | data not available | Accepted to connect | data not applicable | data not applicable | data not applicable | data not applicable | data not applicable | data not applicable | 30 | 30 | 31.5789 | 30 | 31.5789 | 44769 | 2026-10-30 00:00:00 | data not available | data not available | data not available | data not available | data not available | data not available | 45750
data not applicable | [5 empty] | data not applicable | Fpc electric land | Land at lincomb farm | Lincomb | data not available | Stourport-on-severn | data not available | DY13 9RB | United Kingdom | 382214 | 268721 | Bishops Wood 132Kv S Stn | data not available | data not available | 132 | National Grid Electricity Distribution (West Midlands) Plc | Stored Energy (all stored energy irrespective of the original energy source) | Storage - Electrochemical (Batteries) | No | data not available | data not available | 120 | data not applicable | data not applicable | data not applicable | data not available | data not available | data not applicable | data not applicable | data not applicable | data not applicable | data not available | data not available | data not applicable | data not available | Accepted to connect | data not applicable | data not applicable | data not applicable | data not applicable | data not applicable | data not applicable | 120 | 120 | 126.3158 | 120 | 126.3158 | 44721 | 2025-09-17 00:00:00 | data not available | data not available | data not available | data not available | data not available | data not available | 45750
data not applicable | [5 empty] | data not applicable | Ratcliffe bess limited | Site at : | data not available | data not available | Ratcliffe-on-soar | data not available | NG11 0EE | United Kingdom | 449830 | 329185 | Ratcliffe On Soar 132Kv S Stn | data not available | data not available | 132 | National Grid Electricity Distribution (East Midlands) Plc | Stored Energy (all stored energy irrespective of the original energy source) | Storage - Electrochemical (Batteries) | No | data not available | data not available | 99.99 | data not applicable | data not applicable | data not applicable | data not available | data not available | data not applicable | data not applicable | data not applicable | data not applicable | data not available | data not available | data not applicable | data not available | Accepted to connect | data not applicable | data not applicable | data not applicable | data not applicable | data not applicable | data not applicable | 99.99 | 99.99 | 105.2526 | 99.99 | 105.2526 | 44728 | 2026-11-03 00:00:00 | data not available | data not available | data not available | data not available | data not available | data not available | 45750
data not applicable | [5 empty] | data not applicable | elgin energy esco ltd | Pool hall farm | data not available | data not available | Lower penn | Wolverhampton | WV4 4XN | United Kingdom | 385884 | 297443 | Penn 132Kv S Stn | data not available | data not available | 132 | National Grid Electricity Distribution (West Midlands) Plc | Stored Energy (all stored energy irrespective of the original energy source) | Storage - Electrochemical (Batteries) | No | data not available | data not available | 99.9 | data not applicable | data not applicable | data not applicable | data not available | data not available | data not applicable | data not applicable | data not applicable | data not applicable | data not available | data not available | data not applicable | data not available | Accepted to connect | data not applicable | data not applicable | data not applicable | data not applicable | data not applicable | data not applicable | 99.9 | 99.9 | 105.1579 | 99.9 | 105.1579 | 44782 | 2025-10-14 00:00:00 | data not available | data not available | data not available | data not available | data not available | data not available | 45750
data not applicable | [5 empty] | data not applicable | Rivington storage limited | Churchdown bess | Brockworth Road | Churchdown | Gloucestershire | data not available | GL51 | United Kingdom | 392603 | 222750 | Port Ham 132Kv S Stn | data not available | data not available | 33 | National Grid Electricity Distribution (West Midlands) Plc | Stored Energy (all stored energy irrespective of the original energy source) | Storage - Electrochemical (Batteries) | No | data not available | data not available | 25 | data not applicable | data not applicable | data not applicable | data not available | data not available | data not applicable | data not applicable | data not applicable | data not applicable | data not available | data not available | data not applicable | data not available | Accepted to connect | data not applicable | data not applicable | data not applicable | data not applicable | data not applicable | data not applicable | 25 | 25 | 26.3158 | 25 | 26.3158 | 44825 | 2028-12-30 00:00:00 | data not available | data not available | data not available | data not available | data not available | data not available | 45750
data not applicable | [5 empty] | data not applicable | Gpc 1040 limited | (formerly jewson view farm), riverside farm | data not available | data not available | Bath | data not available | BA1 7SD | United Kingdom | 378645 | 166899 | Melksham Sgp | data not available | data not available | 132 | National Grid Electricity Distribution (South West) Plc | Stored Energy (all stored energy irrespective of the original energy source) | Storage - Electrochemical (Batteries) | No | data not available | data not available | 49.9 | data not applicable | data not applicable | data not applicable | data not available | data not available | data not applicable | data not applicable | data not applicable | data not applicable | data not available | data not available | data not applicable | data not available | Accepted to connect | data not applicable | data not applicable | data not applicable | data not applicable | data not applicable | data not applicable | 49.9 | 49.9 | 52.5263 | 49.9 | 52.5263 | 44749 | 2026-07-06 00:00:00 | data not available | data not available | data not available | data not available | data not available | data not available | 45750
data not applicable | [5 empty] | data not applicable | Green switch capital limited | Coyton barton farm | data not available | data not available | Ivybridge | Devon | PL21 9LD | United Kingdom | 260994 | 54005.5 | Abham Sgp | data not available | data not available | 132 | National Grid Electricity Distribution (South West) Plc | Stored Energy (all stored energy irrespective of the original energy source) | Storage - Electrochemical (Batteries) | No | data not available | data not available | 49.9 | data not applicable | data not applicable | data not applicable | data not available | data not available | data not applicable | data not applicable | data not applicable | data not applicable | data not available | data not available | data not applicable | data not available | Accepted to connect | data not applicable | data not applicable | data not applicable | data not applicable | data not applicable | data not applicable | 49.9 | 49.9 | 52.5263 | 49.9 | 52.5263 | 44777 | 2026-05-06 00:00:00 | data not available | data not available | data not available | data not available | data not available | data not available | 45750
data not applicable | [5 empty] | data not applicable | Integrum renewable energy ltd | Church farm | - | Willoughby On The Wolds | Loughborough | data not available | LE12 6TD | United Kingdom | 463075 | 325519 | Ratcliffe On Soar 132Kv S Stn | Willoughby 33Kv S Stn | data not available | 33 | National Grid Electricity Distribution (East Midlands) Plc | Stored Energy (all stored energy irrespective of the original energy source) | Storage - Electrochemical (Batteries) | No | data not available | data not available | 25 | data not applicable | data not applicable | data not applicable | data not available | data not available | data not applicable | data not applicable | data not applicable | data not applicable | data not available | data not available | data not applicable | data not available | Accepted to connect | data not applicable | data not applicable | data not applicable | data not applicable | data not applicable | data not applicable | 25 | 25 | 26.3158 | 25 | 26.3158 | 44750 | 2025-11-12 00:00:00 | data not available | data not available | data not available | data not available | data not available | data not available | 45750
data not applicable | [5 empty] | data not applicable | Anesco limited | Land at | Ebstree Road | Lower Penn | Seisdon | Staffordshire | WV5 7JE | United Kingdom | 384905 | 295787 | Penn 132Kv S Stn | data not available | data not available | 132 | National Grid Electricity Distribution (West Midlands) Plc | Stored Energy (all stored energy irrespective of the original energy source) | Storage - Electrochemical (Batteries) | No | data not available | data not available | 51.4 | data not applicable | data not applicable | data not applicable | data not available | data not available | data not applicable | data not applicable | data not applicable | data not applicable | data not available | data not available | data not applicable | data not available | Accepted to connect | data not applicable | data not applicable | data not applicable | data not applicable | data not applicable | data not applicable | 51.4 | 51.4 | 54.1053 | 51.4 | 54.1053 | 44772 | 2025-09-25 00:00:00 | data not available | data not available | data not available | data not available | data not available | data not available | 45750
data not applicable | [5 empty] | data not applicable | Fpc electric land | Severn road avonmouth 70mw bess | Severn Road | Hallen | Bristol | data not available | BS10 7SE | United Kingdom | 354544 | 166394 | Seabank Sgp | data not available | data not available | 132 | National Grid Electricity Distribution (South West) Plc | Stored Energy (all stored energy irrespective of the original energy source) | Storage - Electrochemical (Batteries) | No | data not available | data not available | 70 | data not applicable | data not applicable | data not applicable | data not available | data not available | data not applicable | data not applicable | data not applicable | data not applicable | data not available | data not available | data not applicable | data not available | Accepted to connect | data not applicable | data not applicable | data not applicable | data not applicable | data not applicable | data not applicable | 70 | 70 | 73.6842 | 70 | 73.6842 | 44693 | 2025-11-10 00:00:00 | data not available | data not available | data not available | data not available | data not available | data not available | 45750
data not applicable | [5 empty] | data not applicable | Avils consulting ltd | Land off : | Smoke Lane | Avonmouth | Bristol | data not available | BS11 0YT | United Kingdom | 335250 | 118050 | Seabank Sgp | Avonmouth Bsp | data not available | 33 | National Grid Electricity Distribution (South West) Plc | Stored Energy (all stored energy irrespective of the original energy source) | Storage - Electrochemical (Batteries) | No | data not available | data not available | 10 | data not applicable | data not applicable | data not applicable | data not available | data not available | data not applicable | data not applicable | data not applicable | data not applicable | data not available | data not available | data not applicable | data not available | Accepted to connect | data not applicable | data not applicable | data not applicable | data not applicable | data not applicable | data not applicable | 10 | 10 | 10.5263 | 10 | 10.5263 | 44701 | 2028-04-12 00:00:00 | data not available | data not available | data not available | data not available | data not available | data not available | 45750
data not applicable | [5 empty] | data not applicable | root-power (south) limited | Queens drive park & ride | Clifton Boulevard | data not available | Nottingham | data not available | NG2 1AP | United Kingdom | 456386 | 337552 | Ratcliffe On Soar 132Kv S Stn | data not available | data not available | 132 | National Grid Electricity Distribution (East Midlands) Plc | Stored Energy (all stored energy irrespective of the original energy source) | Storage - Electrochemical (Batteries) | No | data not available | data not available | 50.5 | data not applicable | data not applicable | data not applicable | data not available | data not available | data not applicable | data not applicable | data not applicable | data not applicable | data not available | data not available | data not applicable | data not available | Accepted to connect | data not applicable | data not applicable | data not applicable | data not applicable | data not applicable | data not applicable | 50.5 | 50 | 52.6316 | 50.5 | 53.1579 | 44736 | 2025-10-30 00:00:00 | data not available | data not available | data not available | data not available | data not available | data not available | 45750
data not applicable | [5 empty] | data not applicable | Dno consulting ltd | Land at, 230422 | Little Forhill | data not available | Worcester | data not available | B38 9EB | United Kingdom | 405016 | 275724 | Kitwell 132Kv S Stn | data not available | data not available | 132 | National Grid Electricity Distribution (West Midlands) Plc | Stored Energy (all stored energy irrespective of the original energy source) | Storage - Electrochemical (Batteries) | No | data not available | data not available | 49.9 | data not applicable | data not applicable | data not applicable | data not available | data not available | data not applicable | data not applicable | data not applicable | data not applicable | data not available | data not available | data not applicable | data not available | Accepted to connect | data not applicable | data not applicable | data not applicable | data not applicable | data not applicable | data not applicable | 49.9 | 49.9 | 52.5263 | 49.9 | 52.5263 | 44854 | 2025-09-23 00:00:00 | data not available | data not available | data not available | data not available | data not available | data not available | 45750
data not applicable | [5 empty] | data not applicable | gpc 632 ltd | Bishops wood | Fourwinds | Crossway Green | Stour on severn | data not available | DY13 9SF | United Kingdom | 382879 | 268254 | Bishops Wood 132Kv S Stn | data not available | data not available | 132 | National Grid Electricity Distribution (West Midlands) Plc | Stored Energy (all stored energy irrespective of the original energy source) | Storage - Electrochemical (Batteries) | No | data not available | data not available | 100 | data not applicable | data not applicable | data not applicable | data not available | data not available | data not applicable | data not applicable | data not applicable | data not applicable | data not available | data not available | data not applicable | data not available | Accepted to connect | data not applicable | data not applicable | data not applicable | data not applicable | data not applicable | data not applicable | 100 | 100 | 105.2632 | 100 | 105.2632 | 44777 | 2025-09-29 00:00:00 | data not available | data not available | data not available | data not available | data not available | data not available | 45750
data not applicable | [5 empty] | data not applicable | energy hub developments ltd | data not available | Land At North Side Of Langley Road | data not available | Lower penn | Wolverhampton | WV4 4XX | United Kingdom | 387407 | 297291 | Penn 132Kv S Stn | data not available | data not available | 132 | National Grid Electricity Distribution (West Midlands) Plc | Stored Energy (all stored energy irrespective of the original energy source) | Storage - Electrochemical (Batteries) | No | data not available | data not available | 50 | data not applicable | data not applicable | data not applicable | data not available | data not available | data not applicable | data not applicable | data not applicable | data not applicable | data not available | data not available | data not applicable | data not available | Accepted to connect | data not applicable | data not applicable | data not applicable | data not applicable | data not applicable | data not applicable | 50 | 50 | 52.6316 | 50 | 52.6316 | 44855 | 2025-08-28 00:00:00 | data not available | data not available | data not available | data not available | data not available | data not available | 45750
data not applicable | [5 empty] | data not applicable | abbey power solutions | Spalding stor site | Clay Lake | data not available | Spalding | data not available | PE12 6BH | United Kingdom | 525590 | 321698 | Walpole 132Kv S Stn | Spalding Clay Lake 33Kv S Stn | data not available | 33 | National Grid Electricity Distribution (East Midlands) Plc | Stored Energy (all stored energy irrespective of the original energy source) | Storage - Electrochemical (Batteries) | No | data not available | data not available | 15 | data not applicable | data not applicable | data not applicable | data not available | data not available | data not applicable | data not applicable | data not applicable | data not applicable | data not available | data not available | data not applicable | data not available | Accepted to connect | data not applicable | data not applicable | data not applicable | data not applicable | data not applicable | data not applicable | 15 | 15 | 15.7895 | 15 | 15.7895 | 44883 | 2026-06-29 00:00:00 | data not available | data not available | data not available | data not available | data not available | data not available | 45750
data not applicable | [5 empty] | data not applicable | Bsr applications limited | Stretchford farm solar and storage | data not available | data not available | Buckfastleigh | Devon | TQ11 0JY | United Kingdom | 276207 | 64356.578 | Abham Sgp | data not available | data not available | 132 | National Grid Electricity Distribution (South West) Plc | Stored Energy (all stored energy irrespective of the original energy source) | Storage - Electrochemical (Batteries) | No | data not available | data not available | 100 | Solar | Photovoltaic | No | data not available | data not available | 50 | data not applicable | data not applicable | data not applicable | data not available | data not available | data not applicable | data not available | Accepted to connect | data not applicable | data not applicable | data not applicable | data not applicable | data not applicable | data not applicable | 150 | 100 | 105.2632 | 100 | 105.2632 | 44868 | 2026-02-03 00:00:00 | data not available | data not available | data not available | data not available | data not available | data not available | 45750
data not applicable | [5 empty] | data not applicable | Rpc ludlow solar ltd | Ludlow solar farm | Steventon Manor | data not available | Steventon | Ludlow | SY8 4BN | United Kingdom | 352359 | 273613 | Bishops Wood 132Kv S Stn | data not available | data not available | 33 | National Grid Electricity Distribution (West Midlands) Plc | Stored Energy (all stored energy irrespective of the original energy source) | Storage - Electrochemical (Batteries) | No | data not available | data not available | 22.8 | data not applicable | data not applicable | data not applicable | data not available | data not available | data not applicable | data not applicable | data not applicable | data not applicable | data not available | data not available | data not applicable | data not available | Accepted to connect | data not applicable | data not applicable | data not applicable | data not applicable | data not applicable | data not applicable | 22.8 | 22.8 | 24 | 22.8 | 24 | 44826 | 2025-09-29 00:00:00 | data not available | data not available | data not available | data not available | data not available | data not available | 45750
data not applicable | [5 empty] | data not applicable | London power consultancy limited | Yorkley court farm | data not available | data not available | Lydney | data not available | GL15 4TZ | United Kingdom | 363897 | 206097 | Port Ham 132Kv S Stn | Lydney 132/33Kv | data not available | 132 | National Grid Electricity Distribution (West Midlands) Plc | Stored Energy (all stored energy irrespective of the original energy source) | Storage - Electrochemical (Batteries) | No | data not available | data not available | 35 | data not applicable | data not applicable | data not applicable | data not available | data not available | data not applicable | data not applicable | data not applicable | data not applicable | data not available | data not available | data not applicable | data not available | Accepted to connect | data not applicable | data not applicable | data not applicable | data not applicable | data not applicable | data not applicable | 35 | 35 | 36.8421 | 35 | 36.8421 | 44855 | 2025-10-13 00:00:00 | data not available | data not available | data not available | data not available | data not available | data not available | 45750
data not applicable | [5 empty] | data not applicable | voltaria bes 101 ltd | 72-77 | Lower Tower Street | data not available | Birmingham | data not available | B19 3NF | United Kingdom | 406986 | 287975 | Nechells East 132Kv S Stn | data not available | data not available | 132 | National Grid Electricity Distribution (West Midlands) Plc | Stored Energy (all stored energy irrespective of the original energy source) | Storage - Electrochemical (Batteries) | No | data not available | data not available | 49.9 | data not applicable | data not applicable | data not applicable | data not available | data not available | data not applicable | data not applicable | data not applicable | data not applicable | data not available | data not available | data not applicable | data not available | Accepted to connect | data not applicable | data not applicable | data not applicable | data not applicable | data not applicable | data not applicable | 49.9 | 49.9 | 52.5263 | 49.9 | 52.5263 | 44846 | 2025-09-30 00:00:00 | data not available | data not available | data not available | data not available | data not available | data not available | 45750
data not applicable | [5 empty] | data not applicable | Horna bess ltd | Land lying to the north-west of | Station Road Farm | Station Road | Sandford | Winscombe | BS25 5RF | United Kingdom | 341758 | 159704 | Sandford 132Kv Sgp | data not available | data not available | 132 | National Grid Electricity Distribution (South West) Plc | Stored Energy (all stored energy irrespective of the original energy source) | Storage - Electrochemical (Batteries) | No | data not available | data not available | 99.8 | data not applicable | data not applicable | data not applicable | data not available | data not available | data not applicable | data not applicable | data not applicable | data not applicable | data not available | data not available | data not applicable | data not available | Accepted to connect | data not applicable | data not applicable | data not applicable | data not applicable | data not applicable | data not applicable | 99.8 | 99.8 | 105.0526 | 99.8 | 105.0526 | 44798 | 2025-09-11 00:00:00 | data not available | data not available | data not available | data not available | data not available | data not available | 45750
data not applicable | [5 empty] | data not applicable | summerway drove energy centre limited | data not available | Summerway Drove | East Bower | Bridwater | Somerset | TA7 0HY | United Kingdom | 332407 | 136776 | Bridgwater Sgp | data not available | data not available | 132 | National Grid Electricity Distribution (South West) Plc | Stored Energy (all stored energy irrespective of the original energy source) | Storage - Electrochemical (Batteries) | No | data not available | data not available | 90 | data not applicable | data not applicable | data not applicable | data not available | data not available | data not applicable | data not applicable | data not applicable | data not applicable | data not available | data not available | data not applicable | data not available | Accepted to connect | data not applicable | data not applicable | data not applicable | data not applicable | data not applicable | data not applicable | 90 | 90 | 94.7368 | 90 | 94.7368 | 44817 | 2037-01-01 00:00:00 | data not available | data not available | data not available | data not available | data not available | data not available | 45750
data not applicable | [5 empty] | data not applicable | gpc 1025 ltd | Bowhayes bess storage, site at | Land At Castlake | data not available | Stogumber | Somerset | TA4 3TT | United Kingdom | 311390 | 136594 | Taunton Sgp | data not available | data not available | 132 | National Grid Electricity Distribution (South West) Plc | Stored Energy (all stored energy irrespective of the original energy source) | Storage - Electrochemical (Batteries) | No | data not available | data not available | 49.9 | data not applicable | data not applicable | data not applicable | data not available | data not available | data not applicable | data not applicable | data not applicable | data not applicable | data not available | data not available | data not applicable | data not available | Accepted to connect | data not applicable | data not applicable | data not applicable | data not applicable | data not applicable | data not applicable | 49.9 | 49.9 | 52.5263 | 49.9 | 52.5263 | 44816 | 2025-12-09 00:00:00 | data not available | data not available | data not available | data not available | data not available | data not available | 45750
data not applicable | [5 empty] | data not applicable | Aton energy development limited | Land at | Drove Way | Banwell | Weston-super-mare | North Somerset | BS24 6TL | United Kingdom | 341238 | 161543 | Sandford 132Kv Sgp | Weston Bsp 132Kv | data not available | 132 | National Grid Electricity Distribution (South West) Plc | Stored Energy (all stored energy irrespective of the original energy source) | Storage - Electrochemical (Batteries) | No | data not available | data not available | 100 | data not applicable | data not applicable | data not applicable | data not available | data not available | data not applicable | data not applicable | data not applicable | data not applicable | data not available | data not available | data not applicable | data not available | Accepted to connect | data not applicable | data not applicable | data not applicable | data not applicable | data not applicable | data not applicable | 100 | 100 | 105.2632 | 100 | 105.2632 | 44757 | 2025-12-02 00:00:00 | data not available | data not available | data not available | data not available | data not available | data not available | 45750
data not applicable | [5 empty] | data not applicable | Dno consulting ltd | Newcombe standalone bess | Hall Lane | data not available | Hammerwich | Burntwood | WS7 0LE | United Kingdom | 407564 | 307261 | Rugeley 132Kv S Stn | data not available | data not available | 132 | National Grid Electricity Distribution (West Midlands) Plc | Stored Energy (all stored energy irrespective of the original energy source) | Storage - Electrochemical (Batteries) | No | data not available | data not available | 99.9 | data not applicable | data not applicable | data not applicable | data not available | data not available | data not applicable | data not applicable | data not applicable | data not applicable | data not available | data not available | data not applicable | data not available | Accepted to connect | data not applicable | data not applicable | data not applicable | data not applicable | data not applicable | data not applicable | 99.9 | 99.9 | 105.1579 | 99.9 | 105.1579 | 44896 | 2025-09-25 00:00:00 | data not available | data not available | data not available | data not available | data not available | data not available | 45750
data not applicable | [5 empty] | data not applicable | elgin energy esco | 16622 great roseveth standalone bess | Land At Great Roseveth | Tregavethan | Truro | Cornwall | TR4 9ES | United Kingdom | 179714 | 47388.8333 | Indian Queens Sgp | data not available | data not available | 132 | National Grid Electricity Distribution (South West) Plc | Stored Energy (all stored energy irrespective of the original energy source) | Storage - Electrochemical (Batteries) | No | data not available | data not available | 99.9 | data not applicable | data not applicable | data not applicable | data not available | data not available | data not applicable | data not applicable | data not applicable | data not applicable | data not available | data not available | data not applicable | data not available | Accepted to connect | data not applicable | data not applicable | data not applicable | data not applicable | data not applicable | data not applicable | 99.9 | 99.9 | 105.1579 | 99.9 | 105.1579 | 44914 | 2025-11-12 00:00:00 | data not available | data not available | data not available | data not available | data not available | data not available | 45750
data not applicable | [5 empty] | data not applicable | cse50 limited | Beechwood farm bess | Hodgetts Lane | Berkswell | Coventry | data not available | CV7 7DG | United Kingdom | 425667 | 277446 | Berkswell 132Kv S Stn | data not available | data not available | 132 | National Grid Electricity Distribution (East Midlands) Plc | Stored Energy (all stored energy irrespective of the original energy source) | Storage - Electrochemical (Batteries) | No | data not available | data not available | 99.9 | data not applicable | data not applicable | data not applicable | data not available | data not available | data not applicable | data not applicable | data not applicable | data not applicable | data not available | data not available | data not applicable | data not available | Accepted to connect | data not applicable | data not applicable | data not applicable | data not applicable | data not applicable | data not applicable | 99.9 | 99.9 | 105.1579 | 99.9 | 105.1579 | 44844 | 2026-02-03 00:00:00 | data not available | data not available | data not available | data not available | data not available | data not available | 45750
data not applicable | [5 empty] | data not applicable | starlight energy spv 4 limited | data not available | Land On The North Side Of Leake Road | Gotham | Nottingham | data not available | data not available | United Kingdom | data not available | data not available | Ratcliffe On Soar 132Kv S Stn | data not available | data not available | 132 | National Grid Electricity Distribution (East Midlands) Plc | Stored Energy (all stored energy irrespective of the original energy source) | Storage - Electrochemical (Batteries) | No | data not available | data not available | 200 | Solar | Photovoltaic | No | data not available | data not available | 30 | data not applicable | data not applicable | data not applicable | data not available | data not available | data not applicable | data not available | Accepted to connect | data not applicable | data not applicable | data not applicable | data not applicable | data not applicable | data not applicable | 230 | 200 | 210.5263 | 200 | 210.5263 | 44789 | 2026-01-29 00:00:00 | data not available | data not available | data not available | data not available | data not available | data not available | 45750
data not applicable | [5 empty] | data not applicable | Integrum renewable energy | Hucklebatch farm bess | data not available | Knighton-On-Teme | Tenbury wells | data not available | WR15 8LY | United Kingdom | 363409 | 269975 | Bishops Wood 132Kv S Stn | data not available | data not available | 132 | National Grid Electricity Distribution (West Midlands) Plc | Stored Energy (all stored energy irrespective of the original energy source) | Storage - Electrochemical (Batteries) | No | data not available | data not available | 60 | data not applicable | data not applicable | data not applicable | data not available | data not available | data not applicable | data not applicable | data not applicable | data not applicable | data not available | data not available | data not applicable | data not available | Accepted to connect | data not applicable | data not applicable | data not applicable | data not applicable | data not applicable | data not applicable | 60 | 60 | 63.1579 | 40 | 42.1053 | 44820 | 2025-08-21 00:00:00 | data not available | data not available | data not available | data not available | data not available | data not available | 45750
data not applicable | [5 empty] | data not applicable | elgin energy esco ltd | My lords standalone bess | Next To Fraddon 132/33Kv Substation | Fraddon | Cornwall | data not available | TR9 6LX | United Kingdom | data not available | data not available | Indian Queens Sgp | data not available | data not available | 132 | National Grid Electricity Distribution (South West) Plc | Stored Energy (all stored energy irrespective of the original energy source) | Storage - Electrochemical (Batteries) | No | data not available | data not available | 99.9 | data not applicable | data not applicable | data not applicable | data not available | data not available | data not applicable | data not applicable | data not applicable | data not applicable | data not available | data not available | data not applicable | data not available | Accepted to connect | data not applicable | data not applicable | data not applicable | data not applicable | data not applicable | data not applicable | 99.9 | 99.9 | 105.1579 | 99.9 | 105.1579 | 44914 | 2026-05-14 00:00:00 | data not available | data not available | data not available | data not available | data not available | data not available | 45750
data not applicable | [5 empty] | data not applicable | conrad energy(developments) i i limited | Burton green farm | Hobs Lane | data not available | Kenilworth | data not available | CV8 1QB | United Kingdom | 426765 | 275219 | Berkswell 132Kv S Stn | data not available | data not available | 132 | National Grid Electricity Distribution (East Midlands) Plc | Stored Energy (all stored energy irrespective of the original energy source) | Storage - Electrochemical (Batteries) | No | data not available | data not available | 99 | data not applicable | data not applicable | data not applicable | data not available | data not available | data not applicable | data not applicable | data not applicable | data not applicable | data not available | data not available | data not applicable | data not available | Accepted to connect | data not applicable | data not applicable | data not applicable | data not applicable | data not applicable | data not applicable | 99 | 99 | 104.2105 | 99 | 104.2105 | 44818 | 2033-08-26 00:00:00 | data not available | data not available | data not available | data not available | data not available | data not available | 45750
data not applicable | [5 empty] | data not applicable | gf wolverhampton energy ltd | Canalside farm | Flash Lane | data not available | Wolverhampton | data not available | WV4 4US | United Kingdom | 385754 | 294654 | Penn 132Kv S Stn | data not available | data not available | 132 | National Grid Electricity Distribution (West Midlands) Plc | Stored Energy (all stored energy irrespective of the original energy source) | Storage - Electrochemical (Batteries) | No | data not available | data not available | 60 | data not applicable | data not applicable | data not applicable | data not available | data not available | data not applicable | data not applicable | data not applicable | data not applicable | data not available | data not available | data not applicable | data not available | Accepted to connect | data not applicable | data not applicable | data not applicable | data not applicable | data not applicable | data not applicable | 60 | 60 | 63.1579 | 60 | 63.1579 | 44929 | 2025-10-01 00:00:00 | data not available | data not available | data not available | data not available | data not available | data not available | 45750
data not applicable | [5 empty] | data not applicable | Ecodev group ltd | Hinksford bess | North Side Of Hinksford Lane | data not available | Swindon | data not available | DY3 4NP | United Kingdom | 387683 | 291430 | Penn 132Kv S Stn | data not available | data not available | 33 | National Grid Electricity Distribution (West Midlands) Plc | Stored Energy (all stored energy irrespective of the original energy source) | Storage - Electrochemical (Batteries) | No | data not available | data not available | 20 | data not applicable | data not applicable | data not applicable | data not available | data not available | data not applicable | data not applicable | data not applicable | data not applicable | data not available | data not available | data not applicable | data not available | Accepted to connect | data not applicable | data not applicable | data not applicable | data not applicable | data not applicable | data not applicable | 20 | 20 | 21.0526 | 20 | 21.0526 | 44888 | 2025-10-14 00:00:00 | data not available | data not available | data not available | data not available | data not available | data not available | 45750
data not applicable | [5 empty] | data not applicable | Gridsource limited | Newlands farm | Crewkerne Road | Axminster | Devon | data not available | EX13 5SF | United Kingdom | 333077 | 97323.5 | Axminster Sgp | data not available | data not available | 132 | National Grid Electricity Distribution (South West) Plc | Stored Energy (all stored energy irrespective of the original energy source) | Storage - Electrochemical (Batteries) | No | data not available | data not available | 49.9 | data not applicable | data not applicable | data not applicable | data not available | data not available | data not applicable | data not applicable | data not applicable | data not applicable | data not available | data not available | data not applicable | data not available | Accepted to connect | data not applicable | data not applicable | data not applicable | data not applicable | data not applicable | data not applicable | 49.9 | 49.9 | 52.5263 | 52.2 | 54.9474 | 44862 | 2025-08-27 00:00:00 | data not available | data not available | data not available | data not available | data not available | data not available | 45750
data not applicable | [5 empty] | data not applicable | cambridge power ltd | Site at | Larks Lane | data not available | Iron acton | data not available | BS37 9TX | United Kingdom | 362878 | 186977 | Iron Acton 132Kv S Stn | data not available | data not available | 132 | National Grid Electricity Distribution (West Midlands) Plc | Stored Energy (all stored energy irrespective of the original energy source) | Storage - Electrochemical (Batteries) | No | data not available | data not available | 99.5 | data not applicable | data not applicable | data not applicable | data not available | data not available | data not applicable | data not applicable | data not applicable | data not applicable | data not available | data not available | data not applicable | data not available | Accepted to connect | data not applicable | data not applicable | data not applicable | data not applicable | data not applicable | data not applicable | 99.5 | 99.5 | 104.7368 | 99.5 | 104.7368 | 44914 | 2025-09-18 00:00:00 | data not available | data not available | data not available | data not available | data not available | data not available | 45750
data not applicable | [5 empty] | data not applicable | Re projects development limited | Wiggings hill farm bess | Nd On The East Side Of | Minworth | Sutton coldfield | data not available | B76 9QE | United Kingdom | 416956 | 293245 | Lea Marston 132Kv S Stn | data not available | data not available | 132 | National Grid Electricity Distribution (West Midlands) Plc | Stored Energy (all stored energy irrespective of the original energy source) | Storage - Electrochemical (Batteries) | No | data not available | data not available | 50 | data not applicable | data not applicable | data not applicable | data not available | data not available | data not applicable | data not applicable | data not applicable | data not applicable | data not available | data not available | data not applicable | data not available | Accepted to connect | data not applicable | data not applicable | data not applicable | data not applicable | data not applicable | data not applicable | 50 | 50 | 52.6316 | 50 | 52.6316 | 44853 | 2027-07-31 00:00:00 | data not available | data not available | data not available | data not available | data not available | data not available | 45750
data not applicable | [5 empty] | data not applicable | cse49 limited | Hawkesbury lane bess | Hawkesbury Lane | data not available | Coventry | data not available | CV2 1NR | United Kingdom | 436896 | 284334 | Coventry 132Kv S Stn | data not available | data not available | 132 | National Grid Electricity Distribution (East Midlands) Plc | Stored Energy (all stored energy irrespective of the original energy source) | Storage - Electrochemical (Batteries) | No | data not available | data not available | 100 | data not applicable | data not applicable | data not applicable | data not available | data not available | data not applicable | data not applicable | data not applicable | data not applicable | data not available | data not available | data not applicable | data not available | Accepted to connect | data not applicable | data not applicable | data not applicable | data not applicable | data not applicable | data not applicable | 100 | 100 | 105.2632 | 100 | 105.2632 | 44881 | 2026-07-28 00:00:00 | data not available | data not available | data not available | data not available | data not available | data not available | 45750
data not applicable | [5 empty] | data not applicable | torquay battery storage limited | Land at | Marldon | Paignton | Torquay | data not available | TQ3 1SY | United Kingdom | 287575 | 65366 | Abham Sgp | data not available | data not available | 132 | National Grid Electricity Distribution (South West) Plc | Stored Energy (all stored energy irrespective of the original energy source) | Storage - Electrochemical (Batteries) | No | data not available | data not available | 49.9 | data not applicable | data not applicable | data not applicable | data not available | data not available | data not applicable | data not applicable | data not applicable | data not applicable | data not available | data not available | data not applicable | data not available | Accepted to connect | data not applicable | data not applicable | data not applicable | data not applicable | data not applicable | data not applicable | 49.9 | 49.9 | 52.5263 | 49.9 | 52.5263 | 44858 | 2025-11-04 00:00:00 | data not available | data not available | data not available | data not available | data not available | data not available | 45750
data not applicable | [5 empty] | data not applicable | Mas 003 limited | Land at gunn range farm | Shilton Lane | data not available | Coventry | data not available | CV7 9LH | United Kingdom | 439232 | 284716 | Coventry 132Kv S Stn | data not available | data not available | 132 | National Grid Electricity Distribution (East Midlands) Plc | Stored Energy (all stored energy irrespective of the original energy source) | Storage - Electrochemical (Batteries) | No | data not available | data not available | 99.9 | data not applicable | data not applicable | data not applicable | data not available | data not available | data not applicable | data not applicable | data not applicable | data not applicable | data not available | data not available | data not applicable | data not available | Accepted to connect | data not applicable | data not applicable | data not applicable | data not applicable | data not applicable | data not applicable | 99.9 | 99.9 | 105.1579 | 99.9 | 105.1579 | 44935 | 2026-04-07 00:00:00 | data not available | data not available | data not available | data not available | data not available | data not available | 45750
data not applicable | [5 empty] | data not applicable | Gew2 ltd | Essington farm | Bognop Road | Essington | Wolverhampton | data not available | WV11 2AZ | United Kingdom | 394876 | 304047 | Bushbury D 132Kv | data not available | data not available | 132 | National Grid Electricity Distribution (West Midlands) Plc | Stored Energy (all stored energy irrespective of the original energy source) | Storage - Electrochemical (Batteries) | No | data not available | data not available | 100 | data not applicable | data not applicable | data not applicable | data not available | data not available | data not applicable | data not applicable | data not applicable | data not applicable | data not available | data not available | data not applicable | data not available | Accepted to connect | data not applicable | data not applicable | data not applicable | data not applicable | data not applicable | data not applicable | 100 | 100 | 105.2632 | 100 | 105.2632 | 44823 | 2025-09-10 00:00:00 | data not available | data not available | data not available | data not available | data not available | data not available | 45750
data not applicable | [5 empty] | data not applicable | Balance energy 8 limited | New haden industrial estate, mb trucks ltd | Draycott Cross Road | data not available | Cheadle | data not available | ST10 1PN | United Kingdom | 399262 | 342438 | Cellarhead 132Kv | data not available | data not available | 33 | National Grid Electricity Distribution (West Midlands) Plc | Stored Energy (all stored energy irrespective of the original energy source) | Storage - Electrochemical (Batteries) | No | data not available | data not available | 40 | data not applicable | data not applicable | data not applicable | data not available | data not available | data not applicable | data not applicable | data not applicable | data not applicable | data not available | data not available | data not applicable | data not available | Accepted to connect | data not applicable | data not applicable | data not applicable | data not applicable | data not applicable | data not applicable | 40 | 40 | 42.1053 | 40 | 42.1053 | 44775 | 2028-01-01 00:00:00 | data not available | data not available | data not available | data not available | data not available | data not available | 45750
data not applicable | [5 empty] | data not applicable | Coventry power limited | U00043 | Torrington Avenue | Tile Hill | Coventry | data not available | CV4 9GR | United Kingdom | 429273 | 277882 | Berkswell 132Kv S Stn | data not available | data not available | 132 | National Grid Electricity Distribution (East Midlands) Plc | Stored Energy (all stored energy irrespective of the original energy source) | Storage - Electrochemical (Batteries) | No | data not available | data not available | 30 | data not applicable | data not applicable | data not applicable | data not available | data not available | data not applicable | data not applicable | data not applicable | data not applicable | data not available | data not available | data not applicable | data not available | Accepted to connect | data not applicable | data not applicable | data not applicable | data not applicable | data not applicable | data not applicable | 30 | 30 | 31.5789 | 30 | 31.5789 | 44923 | 2026-04-22 00:00:00 | data not available | data not available | data not available | data not available | data not available | data not available | 45750
data not applicable | [5 empty] | data not applicable | Conrad energy (developments) ii limited | Bullymores lodge | Brigstock | data not available | Kettering | data not available | NN14 3NA | United Kingdom | 493623 | 283652 | Grendon 132Kv S Stn | data not available | data not available | 132 | National Grid Electricity Distribution (East Midlands) Plc | Stored Energy (all stored energy irrespective of the original energy source) | Storage - Electrochemical (Batteries) | No | data not available | data not available | 99 | data not applicable | data not applicable | data not applicable | data not available | data not available | data not applicable | data not applicable | data not applicable | data not applicable | data not available | data not available | data not applicable | data not available | Accepted to connect | data not applicable | data not applicable | data not applicable | data not applicable | data not applicable | data not applicable | 99 | 99 | 104.2105 | 99 | 104.2105 | 44952 | 2026-11-30 00:00:00 | data not available | data not available | data not available | data not available | data not available | data not available | 45750
data not applicable | [5 empty] | data not applicable | enray power ltd | Bungalow farm brinklow | Smeaton Lane | data not available | Stretton under fosse | Rugby | CV23 0PS | United Kingdom | 443365 | 280711 | Coventry 132Kv S Stn | data not available | data not available | 132 | National Grid Electricity Distribution (East Midlands) Plc | Stored Energy (all stored energy irrespective of the original energy source) | Storage - Electrochemical (Batteries) | No | data not available | data not available | 60 | data not applicable | data not applicable | data not applicable | data not available | data not available | data not applicable | data not applicable | data not applicable | data not applicable | data not available | data not available | data not applicable | data not available | Accepted to connect | data not applicable | data not applicable | data not applicable | data not applicable | data not applicable | data not applicable | 60 | 60 | 63.1579 | 60 | 63.1579 | 44862 | 2026-03-10 00:00:00 | data not available | data not available | data not available | data not available | data not available | data not available | 45750
data not applicable | [5 empty] | data not applicable | Green switch capital limited | Hawkesyard estate farm | - | Armitage | Rugeley | data not available | WS15 1PT | United Kingdom | 406609 | 316192 | Rugeley 132Kv S Stn | data not available | data not available | 132 | National Grid Electricity Distribution (West Midlands) Plc | Stored Energy (all stored energy irrespective of the original energy source) | Storage - Electrochemical (Batteries) | No | data not available | data not available | 99.9 | data not applicable | data not applicable | data not applicable | data not available | data not available | data not applicable | data not applicable | data not applicable | data not applicable | data not available | data not available | data not applicable | data not available | Accepted to connect | data not applicable | data not applicable | data not applicable | data not applicable | data not applicable | data not applicable | 99.9 | 99.9 | 105.1579 | 99.9 | 105.1579 | 44868 | 2025-08-21 00:00:00 | data not available | data not available | data not available | data not available | data not available | data not available | 45750
data not applicable | [5 empty] | data not applicable | Whp telecoms | Beechgrove farm | - | Hawkchurch | Axminster | data not available | EX13 | United Kingdom | 326619 | 97397.253 | Axminster Sgp | Woodcote Bsp | data not available | 33 | National Grid Electricity Distribution (South West) Plc | Stored Energy (all stored energy irrespective of the original energy source) | Storage - Electrochemical (Batteries) | No | data not available | data not available | 25 | data not applicable | data not applicable | data not applicable | data not available | data not available | data not applicable | data not applicable | data not applicable | data not applicable | data not available | data not available | data not applicable | data not available | Accepted to connect | data not applicable | data not applicable | data not applicable | data not applicable | data not applicable | data not applicable | 25 | 25 | 26.3158 | 25 | 26.3158 | 44875 | 2026-02-10 00:00:00 | data not available | data not available | data not available | data not available | data not available | data not available | 45750
data not applicable | [5 empty] | data not applicable | Heanor energy storage park limited | Heanor battery storage | Heanor Road | Loscoe | Heanor | data not available | DE75 7JT | United Kingdom | 442757 | 347238 | Willington 132Kv S Stn | Heanor 33Kv S Stn | data not available | 33 | National Grid Electricity Distribution (East Midlands) Plc | Stored Energy (all stored energy irrespective of the original energy source) | Storage - Electrochemical (Batteries) | No | data not available | data not available | 40 | data not applicable | data not applicable | data not applicable | data not available | data not available | data not applicable | data not applicable | data not applicable | data not applicable | data not available | data not available | data not applicable | data not available | Accepted to connect | data not applicable | data not applicable | data not applicable | data not applicable | data not applicable | data not applicable | 40 | 40 | 42.1053 | 40 | 42.1053 | 44966 | 2034-10-01 00:00:00 | data not available | data not available | data not available | data not available | data not available | data not available | 45750
data not applicable | [5 empty] | data not applicable | Renewable energy systems limited | Winking hill bess | Winking Hill Farm | Kingston-On-Soar | Nottingham | data not available | NG11 0DP | United Kingdom | 451286 | 330102 | Ratcliffe On Soar 132Kv S Stn | data not available | data not available | 132 | National Grid Electricity Distribution (East Midlands) Plc | Stored Energy (all stored energy irrespective of the original energy source) | Storage - Electrochemical (Batteries) | No | data not available | data not available | 99.9 | data not applicable | data not applicable | data not applicable | data not available | data not available | data not applicable | data not applicable | data not applicable | data not applicable | data not available | data not available | data not applicable | data not available | Accepted to connect | data not applicable | data not applicable | data not applicable | data not applicable | data not applicable | data not applicable | 99.9 | 99.9 | 105.1579 | 99.9 | 105.1579 | 44926 | 2033-11-04 00:00:00 | data not available | data not available | data not available | data not available | data not available | data not available | 45750
data not applicable | [5 empty] | data not applicable | Gridsource limited | Newlands farm | Crewkerne Road | Axminster | Devon | data not available | EX13 5SF | United Kingdom | 333077 | 97323.5 | Axminster Sgp | Woodcote Bsp | data not available | 33 | National Grid Electricity Distribution (South West) Plc | Stored Energy (all stored energy irrespective of the original energy source) | Storage - Electrochemical (Batteries) | No | data not available | data not available | 28.5 | data not applicable | data not applicable | data not applicable | data not available | data not available | data not applicable | data not applicable | data not applicable | data not applicable | data not available | data not available | data not applicable | data not available | Accepted to connect | data not applicable | data not applicable | data not applicable | data not applicable | data not applicable | data not applicable | 28.5 | 28.5 | 30 | 30 | 31.5789 | 44895 | 2026-06-22 00:00:00 | data not available | data not available | data not available | data not available | data not available | data not available | 45750
data not applicable | [5 empty] | data not applicable | Ylem bess (south) limited | - | Ashby Road | data not available | Sully | data not available | CF64 5SH | United Kingdom | 315234 | 168413 | Aberthaw Power Station | Sully Grid | data not available | 132 | National Grid Electricity Distribution (South Wales) Plc | Stored Energy (all stored energy irrespective of the original energy source) | Storage - Electrochemical (Batteries) | No | data not available | data not available | 49.9 | data not applicable | data not applicable | data not applicable | data not available | data not available | data not applicable | data not applicable | data not applicable | data not applicable | data not available | data not available | data not applicable | data not available | Accepted to connect | data not applicable | data not applicable | data not applicable | data not applicable | data not applicable | data not applicable | 49.9 | 49.9 | 52.5263 | 49.9 | 52.5263 | 44879 | 2026-03-06 00:00:00 | data not available | data not available | data not available | data not available | data not available | data not available | 45750
data not applicable | [5 empty] | data not applicable | Earthcott battery storage limited | Earthcott green farm 2 | Alveston | data not available | Bristol | data not available | BS35 3TD | United Kingdom | 364510 | 185332 | Iron Acton Sgp | data not available | data not available | 132 | National Grid Electricity Distribution (South West) Plc | Stored Energy (all stored energy irrespective of the original energy source) | Storage - Electrochemical (Batteries) | No | data not available | data not available | 99.4 | data not applicable | data not applicable | data not applicable | data not available | data not available | data not applicable | data not applicable | data not applicable | data not applicable | data not available | data not available | data not applicable | data not available | Accepted to connect | data not applicable | data not applicable | data not applicable | data not applicable | data not applicable | data not applicable | 99.4 | 99.4 | 104.6316 | 99.4 | 104.6316 | 44797 | 2025-10-23 00:00:00 | data not available | data not available | data not available | data not available | data not available | data not available | 45750
data not applicable | [5 empty] | data not applicable | aldustria limited | Land east of brunel way, baglan bess | Baglan | data not available | Briton ferry | Swansea | SA11 2HZ | United Kingdom | 273771 | 193233 | Swansea North Grid | data not available | data not available | 132 | National Grid Electricity Distribution (South Wales) Plc | Stored Energy (all stored energy irrespective of the original energy source) | Storage - Electrochemical (Batteries) | No | data not available | data not available | 30 | data not applicable | data not applicable | data not applicable | data not available | data not available | data not applicable | data not applicable | data not applicable | data not applicable | data not available | data not available | data not applicable | data not available | Accepted to connect | data not applicable | data not applicable | data not applicable | data not applicable | data not applicable | data not applicable | 30 | 30 | 31.5789 | 30 | 31.5789 | 44935 | 2026-07-20 00:00:00 | data not available | data not available | data not available | data not available | data not available | data not available | 45750
data not applicable | [5 empty] | data not applicable | conrad energy (developments) il ltd | Edwin richards quarry | data not available | data not available | Rowley regis | data not available | B65 9DS | United Kingdom | data not available | data not available | Oldbury 132Kv | data not available | data not available | 132 | National Grid Electricity Distribution (West Midlands) Plc | Stored Energy (all stored energy irrespective of the original energy source) | Storage - Electrochemical (Batteries) | No | data not available | data not available | 99 | data not applicable | data not applicable | data not applicable | data not available | data not available | data not applicable | data not applicable | data not applicable | data not applicable | data not available | data not available | data not applicable | data not available | Accepted to connect | data not applicable | data not applicable | data not applicable | data not applicable | data not applicable | data not applicable | 99 | 99 | 104.2105 | 99 | 104.2105 | 44872 | 2025-09-30 00:00:00 | data not available | data not available | data not available | data not available | data not available | data not available | 45750
data not applicable | [5 empty] | data not applicable | Dno consulting ltd | Mullensgrove farm bess | Kingsbury Road | Curdworth | Sutton coldfield | data not available | B76 0DF | United Kingdom | 419233 | 294126 | Lea Marston 132Kv S Stn | data not available | data not available | 132 | National Grid Electricity Distribution (West Midlands) Plc | Stored Energy (all stored energy irrespective of the original energy source) | Storage - Electrochemical (Batteries) | No | data not available | data not available | 99.9 | data not applicable | data not applicable | data not applicable | data not available | data not available | data not applicable | data not applicable | data not applicable | data not applicable | data not available | data not available | data not applicable | data not available | Accepted to connect | data not applicable | data not applicable | data not applicable | data not applicable | data not applicable | data not applicable | 99.9 | 99.9 | 105.1579 | 99.9 | 105.1579 | 44957 | 2025-08-20 00:00:00 | data not available | data not available | data not available | data not available | data not available | data not available | 45750
data not applicable | [5 empty] | data not applicable | Cx group | Land at | The Grey House | data not available | Willoughby on the wolds | data not available | NG12 5PU | United Kingdom | 463187 | 327495 | Ratcliffe On Soar 132Kv S Stn | Willoughby 33Kv S Stn | data not available | 33 | National Grid Electricity Distribution (East Midlands) Plc | Stored Energy (all stored energy irrespective of the original energy source) | Storage - Electrochemical (Batteries) | No | data not available | data not available | 25 | data not applicable | data not applicable | data not applicable | data not available | data not available | data not applicable | data not applicable | data not applicable | data not applicable | data not available | data not available | data not applicable | data not available | Accepted to connect | data not applicable | data not applicable | data not applicable | data not applicable | data not applicable | data not applicable | 25 | 25 | 26.3158 | 25 | 26.3158 | 44929 | 2025-07-11 00:00:00 | data not available | data not available | data not available | data not available | data not available | data not available | 45750
data not applicable | [5 empty] | data not applicable | Enso green holdings b limited | Axminster | Wareham Road | data not available | East devon | data not available | EX13 5RX | United Kingdom | 334709 | 98987.5 | Axminster Sgp | data not available | data not available | 132 | National Grid Electricity Distribution (South West) Plc | Stored Energy (all stored energy irrespective of the original energy source) | Storage - Electrochemical (Batteries) | No | data not available | data not available | 120 | data not applicable | data not applicable | data not applicable | data not available | data not available | data not applicable | data not applicable | data not applicable | data not applicable | data not available | data not available | data not applicable | data not available | Accepted to connect | data not applicable | data not applicable | data not applicable | data not applicable | data not applicable | data not applicable | 120 | 120 | 126.3158 | 120 | 126.3158 | 44946 | 2026-01-13 00:00:00 | data not available | data not available | data not available | data not available | data not available | data not available | 45750
data not applicable | [5 empty] | data not applicable | Net zero eleven limited | Land to the east of illeybrook farm, illey lane bess | Illey Lane | Illey | Halesowen | West Midlands | B62 0HE | United Kingdom | 397168 | 279957 | Kitwell 132Kv S Stn | data not available | data not available | 132 | National Grid Electricity Distribution (West Midlands) Plc | Stored Energy (all stored energy irrespective of the original energy source) | Storage - Electrochemical (Batteries) | No | data not available | data not available | 99.8 | data not applicable | data not applicable | data not applicable | data not available | data not available | data not applicable | data not applicable | data not applicable | data not applicable | data not available | data not available | data not applicable | data not available | Accepted to connect | data not applicable | data not applicable | data not applicable | data not applicable | data not applicable | data not applicable | 99.8 | 99.8 | 105.0526 | 99.8 | 105.0526 | 44868 | 2025-10-06 00:00:00 | data not available | data not available | data not available | data not available | data not available | data not available | 45750
data not applicable | [5 empty] | data not applicable | Net zero twelve limited | Upper latherford farm | Latherford Lane | data not available | Wolverhampton | data not available | WV10 7DX | United Kingdom | 393920 | 307344 | Bushbury D 132Kv | data not available | data not available | 132 | National Grid Electricity Distribution (West Midlands) Plc | Stored Energy (all stored energy irrespective of the original energy source) | Storage - Electrochemical (Batteries) | No | data not available | data not available | 49.9 | data not applicable | data not applicable | data not applicable | data not available | data not available | data not applicable | data not applicable | data not applicable | data not applicable | data not available | data not available | data not applicable | data not available | Accepted to connect | data not applicable | data not applicable | data not applicable | data not applicable | data not applicable | data not applicable | 49.9 | 49.9 | 52.5263 | 49.9 | 52.5263 | 44935 | 2025-09-08 00:00:00 | data not available | data not available | data not available | data not available | data not available | data not available | 45750
data not applicable | [5 empty] | data not applicable | elgin energy esco ltd | The bungalow bess | - | data not available | Walsall | data not available | WS3 5AL | United Kingdom | 401888 | 306370 | Rugeley 132Kv S Stn | data not available | data not available | 132 | National Grid Electricity Distribution (West Midlands) Plc | Stored Energy (all stored energy irrespective of the original energy source) | Storage - Electrochemical (Batteries) | No | data not available | data not available | 99.9 | data not applicable | data not applicable | data not applicable | data not available | data not available | data not applicable | data not applicable | data not applicable | data not applicable | data not available | data not available | data not applicable | data not available | Accepted to connect | data not applicable | data not applicable | data not applicable | data not applicable | data not applicable | data not applicable | 99.9 | 99.9 | 105.1579 | 99.9 | 105.1579 | 44971 | 2025-09-09 00:00:00 | data not available | data not available | data not available | data not available | data not available | data not available | 45750
data not applicable | [5 empty] | data not applicable | lerna bess limited | Hole farm, abham battery storage | Buckfastleigh | data not available | Devon | data not available | TQ11 0LA | United Kingdom | data not available | data not available | Abham Sgp | data not available | data not available | 132 | National Grid Electricity Distribution (South West) Plc | Stored Energy (all stored energy irrespective of the original energy source) | Storage - Electrochemical (Batteries) | No | data not available | data not available | 99.8 | data not applicable | data not applicable | data not applicable | data not available | data not available | data not applicable | data not applicable | data not applicable | data not applicable | data not available | data not available | data not applicable | data not available | Accepted to connect | data not applicable | data not applicable | data not applicable | data not applicable | data not applicable | data not applicable | 99.8 | 99.8 | 105.0526 | 99.8 | 105.0526 | 44866 | 2026-06-19 00:00:00 | data not available | data not available | data not available | data not available | data not available | data not available | 45750
data not applicable | [5 empty] | data not applicable | Fpc electric land | Ratcliffe on soar bess | Land To The West Of Kegworth Road | data not available | Nottinghamshire | data not available | NG11 0EA | United Kingdom | 449783 | 328833 | Ratcliffe On Soar 132Kv S Stn | data not available | data not available | 132 | National Grid Electricity Distribution (East Midlands) Plc | Stored Energy (all stored energy irrespective of the original energy source) | Storage - Electrochemical (Batteries) | No | data not available | data not available | 120 | data not applicable | data not applicable | data not applicable | data not available | data not available | data not applicable | data not applicable | data not applicable | data not applicable | data not available | data not available | data not applicable | data not available | Accepted to connect | data not applicable | data not applicable | data not applicable | data not applicable | data not applicable | data not applicable | 120 | 120 | 126.3158 | 120 | 126.3158 | 44855 | 2026-02-24 00:00:00 | data not available | data not available | data not available | data not available | data not available | data not available | 45750
data not applicable | [5 empty] | data not applicable | Gridsource | Land at | Mount Stamper Road | Treverbyn | St austell | Cornwall | PL25 5RX | United Kingdom | 201820 | 54306.5 | Indian Queens Sgp | St Austell Bsp | St Austell | 11 | National Grid Electricity Distribution (South West) Plc | Stored Energy (all stored energy irrespective of the original energy source) | Storage - Electrochemical (Batteries) | No | data not available | data not available | 1.9 | data not applicable | data not applicable | data not applicable | data not available | data not available | data not applicable | data not applicable | data not applicable | data not applicable | data not available | data not available | data not applicable | data not available | Accepted to connect | data not applicable | data not applicable | data not applicable | data not applicable | data not applicable | data not applicable | 1.9 | 1.9 | 2 | 1.9 | 2 | 45071 | 2026-02-24 00:00:00 | data not available | data not available | data not available | data not available | data not available | data not available | 45750
data not applicable | [5 empty] | data not applicable | Esmart networks | Shrewsbury energy | Sundorne Castle Estate | data not available | Upton magna | data not available | SY4 4TT | United Kingdom | 355536 | 312734 | Shrewsbury 132Kv S Stn | data not available | data not available | 132 | National Grid Electricity Distribution (West Midlands) Plc | Stored Energy (all stored energy irrespective of the original energy source) | Storage - Electrochemical (Batteries) | No | data not available | data not available | 150 | data not applicable | data not applicable | data not applicable | data not available | data not available | data not applicable | data not applicable | data not applicable | data not applicable | data not available | data not available | data not applicable | data not available | Accepted to connect | data not applicable | data not applicable | data not applicable | data not applicable | data not applicable | data not applicable | 150 | 150 | 157.8947 | 150 | 157.8947 | 44893 | 2025-09-17 00:00:00 | data not available | data not available | data not available | data not available | data not available | data not available | 45750
data not applicable | [5 empty] | data not applicable | eclipse power networks | Penn | Blackpit Lane | data not available | Lower penn | data not available | WV4 4YA | United Kingdom | 386226 | 295800 | Penn 132Kv S Stn | data not available | data not available | 132 | National Grid Electricity Distribution (West Midlands) Plc | Stored Energy (all stored energy irrespective of the original energy source) | Storage - Electrochemical (Batteries) | No | data not available | data not available | 128.8 | data not applicable | data not applicable | data not applicable | data not available | data not available | data not applicable | data not applicable | data not applicable | data not applicable | data not available | data not available | data not applicable | data not available | Accepted to connect | data not applicable | data not applicable | data not applicable | data not applicable | data not applicable | data not applicable | 128.8 | 128.8 | 135.5789 | 128.8 | 135.5789 | 44897 | 2025-08-22 00:00:00 | data not available | data not available | data not available | data not available | data not available | data not available | 45750
data not applicable | [5 empty] | data not applicable | gf goitside bess ltd | Land at | Callow Green | Callow | Chesterfield | data not available | S44 5XQ | United Kingdom | 441251 | 369725 | Chesterfield 132Kv S Stn | Chesterfield 33Kv S Stn | data not available | 33 | National Grid Electricity Distribution (East Midlands) Plc | Stored Energy (all stored energy irrespective of the original energy source) | Storage - Electrochemical (Batteries) | No | data not available | data not available | 22 | data not applicable | data not applicable | data not applicable | data not available | data not available | data not applicable | data not applicable | data not applicable | data not applicable | data not available | data not available | data not applicable | data not available | Accepted to connect | data not applicable | data not applicable | data not applicable | data not applicable | data not applicable | data not applicable | 22 | 22 | 23.1579 | 16 | 16.8421 | 44951 | 2026-06-23 00:00:00 | data not available | data not available | data not available | data not available | data not available | data not available | 45750
data not applicable | [5 empty] | data not applicable | Alverdiscott battery storage limited | Webbery barton | Webbery | data not available | Bideford | data not available | EX39 4PU | United Kingdom | 250365 | 125878 | Alverdiscott Sgp | data not available | data not available | 132 | National Grid Electricity Distribution (South West) Plc | Stored Energy (all stored energy irrespective of the original energy source) | Storage - Electrochemical (Batteries) | No | data not available | data not available | 99.4 | data not applicable | data not applicable | data not applicable | data not available | data not available | data not applicable | data not applicable | data not applicable | data not applicable | data not available | data not available | data not applicable | data not available | Accepted to connect | data not applicable | data not applicable | data not applicable | data not applicable | data not applicable | data not applicable | 99.4 | 99.4 | 104.6316 | 99.4 | 104.6316 | 44987 | 2026-01-09 00:00:00 | data not available | data not available | data not available | data not available | data not available | data not available | 45750
data not applicable | [5 empty] | data not applicable | elgin energy esco | Highnam bess | Highnam | data not available | Gloucester | data not available | GL2 8LR | United Kingdom | 379979 | 220259 | Port Ham 132Kv S Stn | data not available | data not available | 132 | National Grid Electricity Distribution (West Midlands) Plc | Stored Energy (all stored energy irrespective of the original energy source) | Storage - Electrochemical (Batteries) | No | data not available | data not available | 99.9 | data not applicable | data not applicable | data not applicable | data not available | data not available | data not applicable | data not applicable | data not applicable | data not applicable | data not available | data not available | data not applicable | data not available | Accepted to connect | data not applicable | data not applicable | data not applicable | data not applicable | data not applicable | data not applicable | 99.9 | 99.9 | 105.1579 | 99.9 | 105.1579 | 44967 | 2025-09-09 00:00:00 | data not available | data not available | data not available | data not available | data not available | data not available | 45750
data not applicable | [5 empty] | data not applicable | Olympus bess i limited | Land at | Station Road | Little Stoke | Bristol | data not available | BS34 6LR | United Kingdom | 361150 | 181143 | Iron Acton Sgp | Lockleaze Bsp 132Kv | data not available | 33 | National Grid Electricity Distribution (South West) Plc | Stored Energy (all stored energy irrespective of the original energy source) | Storage - Electrochemical (Batteries) | No | data not available | data not available | 12 | data not applicable | data not applicable | data not applicable | data not available | data not available | data not applicable | data not applicable | data not applicable | data not applicable | data not available | data not available | data not applicable | data not available | Accepted to connect | data not applicable | data not applicable | data not applicable | data not applicable | data not applicable | data not applicable | 12 | 12 | 12.6316 | 12 | 12.6316 | 44915 | 2025-12-08 00:00:00 | data not available | data not available | data not available | data not available | data not available | data not available | 45750
data not applicable | [5 empty] | data not applicable | Renewable connections developments | East bower bess | Summerway Drove | data not available | Bridgwater | data not available | TA7 0HY | United Kingdom | 332407 | 136776 | Bridgwater Sgp | Bridgwater Grid Bsp | data not available | 33 | National Grid Electricity Distribution (South West) Plc | Stored Energy (all stored energy irrespective of the original energy source) | Storage - Electrochemical (Batteries) | No | data not available | data not available | 20 | data not applicable | data not applicable | data not applicable | data not available | data not available | data not applicable | data not applicable | data not applicable | data not applicable | data not available | data not available | data not applicable | data not available | Accepted to connect | data not applicable | data not applicable | data not applicable | data not applicable | data not applicable | data not applicable | 20 | 20 | 21.0526 | 20 | 21.0526 | 44893 | 2033-01-01 00:00:00 | data not available | data not available | data not available | data not available | data not available | data not available | 45750
data not applicable | [5 empty] | data not applicable | Crown lane battery storage limited | Crown lane | - | data not available | Waresley, | data not available | DY11 7FP | United Kingdom | 384195 | 269402 | Bishops Wood 132Kv S Stn | data not available | data not available | 132 | National Grid Electricity Distribution (West Midlands) Plc | Stored Energy (all stored energy irrespective of the original energy source) | Storage - Electrochemical (Batteries) | No | data not available | data not available | 99.4 | data not applicable | data not applicable | data not applicable | data not available | data not available | data not applicable | data not applicable | data not applicable | data not applicable | data not available | data not available | data not applicable | data not available | Accepted to connect | data not applicable | data not applicable | data not applicable | data not applicable | data not applicable | data not applicable | 99.4 | 99.4 | 104.6316 | 99.4 | 104.6316 | 45000 | 2025-08-20 00:00:00 | data not available | data not available | data not available | data not available | data not available | data not available | 45750
data not applicable | [5 empty] | data not applicable | cse47 limited | Site at | Westonzoyland Road | data not available | Bridgwater | Somerset | TA7 0HZ | United Kingdom | 332559 | 135889 | Bridgwater Sgp | Bridgwater Grid Bsp | data not available | 132 | National Grid Electricity Distribution (South West) Plc | Stored Energy (all stored energy irrespective of the original energy source) | Storage - Electrochemical (Batteries) | No | data not available | data not available | 49.9 | data not applicable | data not applicable | data not applicable | data not available | data not available | data not applicable | data not applicable | data not applicable | data not applicable | data not available | data not available | data not applicable | data not available | Accepted to connect | data not applicable | data not applicable | data not applicable | data not applicable | data not applicable | data not applicable | 49.9 | 49.9 | 52.5263 | 49.9 | 52.5263 | 44890 | 2026-01-29 00:00:00 | data not available | data not available | data not available | data not available | data not available | data not available | 45750
data not applicable | [5 empty] | data not applicable | Downing renewable developments llp | Edwin richards battery storage | Portway Road | data not available | Rowley regis | data not available | B65 9DS | United Kingdom | data not available | data not available | Oldbury 132Kv | data not available | data not available | 132 | National Grid Electricity Distribution (West Midlands) Plc | Stored Energy (all stored energy irrespective of the original energy source) | Storage - Electrochemical (Batteries) | No | data not available | data not available | 49.9 | data not applicable | data not applicable | data not applicable | data not available | data not available | data not applicable | data not applicable | data not applicable | data not applicable | data not available | data not available | data not applicable | data not available | Accepted to connect | data not applicable | data not applicable | data not applicable | data not applicable | data not applicable | data not applicable | 49.9 | 49.9 | 52.5263 | 49.9 | 52.5263 | 45128 | 2025-09-02 00:00:00 | data not available | data not available | data not available | data not available | data not available | data not available | 45750
data not applicable | [5 empty] | data not applicable | eden devco (uk) llp | , , newlands farm | data not available | data not available | Port talbot, | data not available | SA13 2PB | United Kingdom | 280719 | 183711 | Pyle Grid | data not available | data not available | 132 | National Grid Electricity Distribution (South Wales) Plc | Stored Energy (all stored energy irrespective of the original energy source) | Storage - Electrochemical (Batteries) | No | data not available | data not available | 50 | data not applicable | data not applicable | data not applicable | data not available | data not available | data not applicable | data not applicable | data not applicable | data not applicable | data not available | data not available | data not applicable | data not available | Accepted to connect | data not applicable | data not applicable | data not applicable | data not applicable | data not applicable | data not applicable | 50 | 50 | 52.6316 | 50 | 52.6316 | 44987 | 2026-06-29 00:00:00 | data not available | data not available | data not available | data not available | data not available | data not available | 45750
data not applicable | [5 empty] | data not applicable | Powerstar | Accolade wines bristol | Weston Lane | data not available | Bristol | data not available | BS11 9FG | United Kingdom | 352482 | 179737 | Seabank Sgp | Avonmouth Bsp | Kingsweston | 11 | National Grid Electricity Distribution (South West) Plc | Stored Energy (all stored energy irrespective of the original energy source) | Storage - Electrochemical (Batteries) | No | data not available | data not available | 2.5 | data not applicable | data not applicable | data not applicable | data not available | data not available | data not applicable | data not applicable | data not applicable | data not applicable | data not available | data not available | data not applicable | data not available | Accepted to connect | data not applicable | data not applicable | data not applicable | data not applicable | data not applicable | data not applicable | 2.5 | 2.5 | 2.6316 | data not available | 0 | 44918 | 2026-01-16 00:00:00 | data not available | data not available | data not available | data not available | data not available | data not available | 45750
data not applicable | [5 empty] | data not applicable | Re projects development | Land at orchard farm | Lower Penn | data not available | Wolverhampton | data not available | WV4 4UQ | United Kingdom | 387509 | 296075 | Penn 132Kv S Stn | data not available | data not available | 132 | National Grid Electricity Distribution (West Midlands) Plc | Stored Energy (all stored energy irrespective of the original energy source) | Storage - Electrochemical (Batteries) | No | data not available | data not available | 100 | data not applicable | data not applicable | data not applicable | data not available | data not available | data not applicable | data not applicable | data not applicable | data not applicable | data not available | data not available | data not applicable | data not available | Accepted to connect | data not applicable | data not applicable | data not applicable | data not applicable | data not applicable | data not applicable | 100 | 100 | 105.2632 | 100 | 105.2632 | 44992 | 2029-04-01 00:00:00 | data not available | data not available | data not available | data not available | data not available | data not available | 45750
data not applicable | [5 empty] | data not applicable | centrica brigg limited | Barry power station bess | Sully Moors Road | data not available | Barry | data not available | CF64 5YU | United Kingdom | 314607 | 168901 | Aberthaw Power Station | Sully Grid | data not available | 132 | National Grid Electricity Distribution (South Wales) Plc | Stored Energy (all stored energy irrespective of the original energy source) | Storage - Electrochemical (Batteries) | No | data not available | data not available | 80 | data not applicable | data not applicable | data not applicable | data not available | data not available | data not applicable | data not applicable | data not applicable | data not applicable | data not available | data not available | data not applicable | data not available | Accepted to connect | data not applicable | data not applicable | data not applicable | data not applicable | data not applicable | data not applicable | 80 | 80 | 84.2105 | 80 | 84.2105 | 44971 | 2026-06-16 00:00:00 | data not available | data not available | data not available | data not available | data not available | data not available | 45750
data not applicable | [5 empty] | data not applicable | Frv th powertek limited | Little acton farm | Snead'S Green | data not available | Droitwich | data not available | WR9 0PZ | United Kingdom | 385991 | 267892 | Bishops Wood 132Kv S Stn | data not available | data not available | 132 | National Grid Electricity Distribution (West Midlands) Plc | Stored Energy (all stored energy irrespective of the original energy source) | Storage - Electrochemical (Batteries) | No | data not available | data not available | 49.99 | data not applicable | data not applicable | data not applicable | data not available | data not available | data not applicable | data not applicable | data not applicable | data not applicable | data not available | data not available | data not applicable | data not available | Accepted to connect | data not applicable | data not applicable | data not applicable | data not applicable | data not applicable | data not applicable | 49.99 | 49.99 | 52.621 | 49.99 | 52.621 | 44959 | 2025-09-30 00:00:00 | data not available | data not available | data not available | data not available | data not available | data not available | 45750
data not applicable | [5 empty] | data not applicable | Jbm solar projects 26 limited | Stoneshollow solar | Bagworth Road | Newbold Verdon | Hinckley and bosworth | Leicestershire | LE9 9NB | United Kingdom | 444547 | 305076 | Enderby 132Kv S Stn | data not available | data not available | 132 | National Grid Electricity Distribution (East Midlands) Plc | Stored Energy (all stored energy irrespective of the original energy source) | Storage - Electrochemical (Batteries) | No | data not available | data not available | 49.9 | data not applicable | data not applicable | data not applicable | data not available | data not available | data not applicable | data not applicable | data not applicable | data not applicable | data not available | data not available | data not applicable | data not available | Accepted to connect | data not applicable | data not applicable | data not applicable | data not applicable | data not applicable | data not applicable | 49.9 | 49.9 | 52.5263 | 49.9 | 52.5263 | 44938 | 2026-05-13 00:00:00 | data not available | data not available | data not available | data not available | data not available | data not available | 45750
data not applicable | [5 empty] | data not applicable | care power (overseal) limited | Overseal battery energy storage scheme | Land Off Park Road | data not available | Overseal | Derbyshire | DE12 6JS | United Kingdom | 429351 | 316955 | Drakelow 132Kv | data not available | data not available | 132 | National Grid Electricity Distribution (East Midlands) Plc | Stored Energy (all stored energy irrespective of the original energy source) | Storage - Electrochemical (Batteries) | No | data not available | data not available | 49.9 | data not applicable | data not applicable | data not applicable | data not available | data not available | data not applicable | data not applicable | data not applicable | data not applicable | data not available | data not available | data not applicable | data not available | Accepted to connect | data not applicable | data not applicable | data not applicable | data not applicable | data not applicable | data not applicable | 49.9 | 49.9 | 52.5263 | 49.9 | 52.5263 | 44964 | 2025-09-16 00:00:00 | data not available | data not available | data not available | data not available | data not available | data not available | 45750
data not applicable | [5 empty] | data not applicable | enviromena project management uk ltd | Bryngolwg farm, ess | Rhigos | data not available | Aberdare | data not available | CF44 9UG | United Kingdom | 293338 | 205907 | Swansea North Grid | data not available | data not available | 132 | National Grid Electricity Distribution (South Wales) Plc | Stored Energy (all stored energy irrespective of the original energy source) | Storage - Electrochemical (Batteries) | No | data not available | data not available | 99.9 | data not applicable | data not applicable | data not applicable | data not available | data not available | data not applicable | data not applicable | data not applicable | data not applicable | data not available | data not available | data not applicable | data not available | Accepted to connect | data not applicable | data not applicable | data not applicable | data not applicable | data not applicable | data not applicable | 99.9 | 99.9 | 105.1579 | 99.9 | 105.1579 | 44960 | 2025-08-19 00:00:00 | data not available | data not available | data not available | data not available | data not available | data not available | 45750
data not applicable | [5 empty] | data not applicable | Ratcliffe bess limited | Site near winking hill farm | W Leake Lane | Ratcliffe-On-Soar | Nottingham | Nottinghamshire | NG11 0EB | United Kingdom | 449926 | 329979 | Ratcliffe On Soar 132Kv S Stn | data not available | data not available | 132 | National Grid Electricity Distribution (East Midlands) Plc | Stored Energy (all stored energy irrespective of the original energy source) | Storage - Electrochemical (Batteries) | No | data not available | data not available | 100 | data not applicable | data not applicable | data not applicable | data not available | data not available | data not applicable | data not applicable | data not applicable | data not applicable | data not available | data not available | data not applicable | data not available | Accepted to connect | data not applicable | data not applicable | data not applicable | data not applicable | data not applicable | data not applicable | 100 | 100 | 105.2632 | 100 | 105.2632 | 44916 | 2033-10-28 00:00:00 | data not available | data not available | data not available | data not available | data not available | data not available | 45750
data not applicable | [5 empty] | data not applicable | nzed projectco 2 limited | Landulph bess | Land East Of Ellbridge Lane | data not available | Saltash | data not available | PL12 6NB | United Kingdom | 240887 | 62635.6667 | Landulph Sgp | data not available | data not available | 132 | National Grid Electricity Distribution (South West) Plc | Stored Energy (all stored energy irrespective of the original energy source) | Storage - Electrochemical (Batteries) | No | data not available | data not available | 99.9 | data not applicable | data not applicable | data not applicable | data not available | data not available | data not applicable | data not applicable | data not applicable | data not applicable | data not available | data not available | data not applicable | data not available | Accepted to connect | data not applicable | data not applicable | data not applicable | data not applicable | data not applicable | data not applicable | 99.9 | 99.9 | 105.1579 | 99.9 | 105.1579 | 44972 | 2036-01-01 00:00:00 | data not available | data not available | data not available | data not available | data not available | data not available | 45750
data not applicable | [5 empty] | data not applicable | kitwell energy storage park limited | Kitwell battery storage | Balmoral Road | data not available | Birmingham | data not available | B32 4JX | United Kingdom | 399389 | 281203 | Kitwell 132Kv S Stn | data not available | data not available | 132 | National Grid Electricity Distribution (West Midlands) Plc | Stored Energy (all stored energy irrespective of the original energy source) | Storage - Electrochemical (Batteries) | No | data not available | data not available | 49.9 | data not applicable | data not applicable | data not applicable | data not available | data not available | data not applicable | data not applicable | data not applicable | data not applicable | data not available | data not available | data not applicable | data not available | Accepted to connect | data not applicable | data not applicable | data not applicable | data not applicable | data not applicable | data not applicable | 49.9 | 49.9 | 52.5263 | 49.9 | 52.5263 | 45041 | 2026-10-10 00:00:00 | data not available | data not available | data not available | data not available | data not available | data not available | 45750
data not applicable | [5 empty] | data not applicable | Rpc port ham energy ltd | Sudmeadow farm | Sudmeadow Road | data not available | Gloucester | data not available | GL2 5HG | United Kingdom | 382247 | 217992 | Port Ham 132Kv S Stn | data not available | data not available | 132 | National Grid Electricity Distribution (West Midlands) Plc | Stored Energy (all stored energy irrespective of the original energy source) | Storage - Electrochemical (Batteries) | No | data not available | data not available | 49 | data not applicable | data not applicable | data not applicable | data not available | data not available | data not applicable | data not applicable | data not applicable | data not applicable | data not available | data not available | data not applicable | data not available | Accepted to connect | data not applicable | data not applicable | data not applicable | data not applicable | data not applicable | data not applicable | 49 | 49 | 51.5789 | 49 | 51.5789 | 44965 | 2025-09-30 00:00:00 | data not available | data not available | data not available | data not available | data not available | data not available | 45750
data not applicable | [5 empty] | data not applicable | Infraland | Land at/near wichenford | Venn Lane | data not available | Malvern hills | Worcestershire | WR6 6YY | United Kingdom | 378932 | 260546 | Bishops Wood 132Kv S Stn | Hereford 66Kv S Stn | Kenswick 66 11Kv S Stn | 11 | National Grid Electricity Distribution (West Midlands) Plc | Stored Energy (all stored energy irrespective of the original energy source) | Storage - Electrochemical (Batteries) | No | data not available | data not available | 7 | Solar | Photovoltaic | No | data not available | data not available | 3 | data not applicable | data not applicable | data not applicable | data not available | data not available | data not applicable | data not available | Accepted to connect | data not applicable | data not applicable | data not applicable | data not applicable | data not applicable | data not applicable | 10 | 7 | 7.3684 | 3 | 3.1579 | 45013 | 2025-10-02 00:00:00 | data not available | data not available | data not available | data not available | data not available | data not available | 45750
data not applicable | [5 empty] | data not applicable | eon uk heat limited | Drakelow power station | data not available | data not available | Burton on trent | data not available | DE14 3DP | United Kingdom | 423126 | 321027 | Drakelow 132Kv | data not available | data not available | 132 | National Grid Electricity Distribution (East Midlands) Plc | Stored Energy (all stored energy irrespective of the original energy source) | Storage - Electrochemical (Batteries) | No | data not available | data not available | 240 | data not applicable | data not applicable | data not applicable | data not available | data not available | data not applicable | data not applicable | data not applicable | data not applicable | data not available | data not available | data not applicable | data not available | Accepted to connect | data not applicable | data not applicable | data not applicable | data not applicable | data not applicable | data not applicable | 240 | 240 | 252.6316 | 240 | 252.6316 | 44993 | 2026-05-28 00:00:00 | data not available | data not available | data not available | data not available | data not available | data not available | 45750
data not applicable | [5 empty] | data not applicable | Jbm solar projects 3 ltd | Doverdale solar | Doverdale | data not available | Wychavon | Worcestershire | WR9 0PZ | United Kingdom | 385991 | 267892 | Bishops Wood 132Kv S Stn | data not available | data not available | 132 | National Grid Electricity Distribution (West Midlands) Plc | Stored Energy (all stored energy irrespective of the original energy source) | Storage - Electrochemical (Batteries) | No | data not available | data not available | 20 | data not applicable | data not applicable | data not applicable | data not available | data not available | data not applicable | data not applicable | data not applicable | data not applicable | data not available | data not available | data not applicable | data not available | Accepted to connect | data not applicable | data not applicable | data not applicable | data not applicable | data not applicable | data not applicable | 20 | 20 | 21.0526 | 20 | 21.0526 | 44963 | 2025-09-04 00:00:00 | data not available | data not available | data not available | data not available | data not available | data not available | 45750
data not applicable | [5 empty] | data not applicable | Lower 48 energy bess limited | Land at | Lower 48 Bess | data not available | Shrewsbury | data not available | data not available | United Kingdom | data not available | data not available | Shrewsbury 132Kv S Stn | data not available | data not available | 132 | National Grid Electricity Distribution (West Midlands) Plc | Stored Energy (all stored energy irrespective of the original energy source) | Storage - Electrochemical (Batteries) | No | data not available | data not available | 99.9 | data not applicable | data not applicable | data not applicable | data not available | data not available | data not applicable | data not applicable | data not applicable | data not applicable | data not available | data not available | data not applicable | data not available | Accepted to connect | data not applicable | data not applicable | data not applicable | data not applicable | data not applicable | data not applicable | 99.9 | 99.9 | 105.1579 | 99.9 | 105.1579 | 45000 | 2036-01-01 00:00:00 | data not available | data not available | data not available | data not available | data not available | data not available | 45750
data not applicable | [5 empty] | data not applicable | avonmouth battery storage limited | T j transport | Kings Weston Lane | Avonmouth | Bristol | data not available | BS11 0YS | United Kingdom | data not available | data not available | Seabank Sgp | Avonmouth Bsp | data not available | 33 | National Grid Electricity Distribution (South West) Plc | Stored Energy (all stored energy irrespective of the original energy source) | Storage - Electrochemical (Batteries) | No | data not available | data not available | 20 | data not applicable | data not applicable | data not applicable | data not available | data not available | data not applicable | data not applicable | data not applicable | data not applicable | data not available | data not available | data not applicable | data not available | Accepted to connect | data not applicable | data not applicable | data not applicable | data not applicable | data not applicable | data not applicable | 20 | 20 | 21.0526 | 20 | 21.0526 | 44988 | 2025-12-23 00:00:00 | data not available | data not available | data not available | data not available | data not available | data not available | 45750
data not applicable | [5 empty] | data not applicable | Fpc electric land ltd | Severn road bess station | Severn Road | data not available | Bristol | data not available | BS10 7SB | United Kingdom | 354744 | 180869 | Seabank Sgp | data not available | data not available | 132 | National Grid Electricity Distribution (South West) Plc | Stored Energy (all stored energy irrespective of the original energy source) | Storage - Electrochemical (Batteries) | No | data not available | data not available | 70 | data not applicable | data not applicable | data not applicable | data not available | data not available | data not applicable | data not applicable | data not applicable | data not applicable | data not available | data not available | data not applicable | data not available | Accepted to connect | data not applicable | data not applicable | data not applicable | data not applicable | data not applicable | data not applicable | 70 | 70 | 73.6842 | 70 | 73.6842 | 45133 | 2037-12-18 00:00:00 | data not available | data not available | data not available | data not available | data not available | data not available | 45750
data not applicable | [5 empty] | data not applicable | Grenergy renewables uk limited | Goodrest farm bess | Land At Illey Ln | Hunnington | Halesowen | data not available | B62 0JJ | United Kingdom | 397061 | 282168 | Kitwell 132Kv S Stn | data not available | data not available | 132 | National Grid Electricity Distribution (West Midlands) Plc | Stored Energy (all stored energy irrespective of the original energy source) | Storage - Electrochemical (Batteries) | No | data not available | data not available | 70 | data not applicable | data not applicable | data not applicable | data not available | data not available | data not applicable | data not applicable | data not applicable | data not applicable | data not available | data not available | data not applicable | data not available | Accepted to connect | data not applicable | data not applicable | data not applicable | data not applicable | data not applicable | data not applicable | 70 | 70 | 73.6842 | 70 | 73.6842 | 44987 | 2025-08-21 00:00:00 | data not available | data not available | data not available | data not available | data not available | data not available | 45750
data not applicable | [5 empty] | data not applicable | Nzed projecto 3 limited | Penn bess | - | data not available | Wolverhampton west | data not available | data not available | United Kingdom | data not available | data not available | Penn 132Kv S Stn | data not available | data not available | 132 | National Grid Electricity Distribution (West Midlands) Plc | Stored Energy (all stored energy irrespective of the original energy source) | Storage - Electrochemical (Batteries) | No | data not available | data not available | 99.9 | data not applicable | data not applicable | data not applicable | data not available | data not available | data not applicable | data not applicable | data not applicable | data not applicable | data not available | data not available | data not applicable | data not available | Accepted to connect | data not applicable | data not applicable | data not applicable | data not applicable | data not applicable | data not applicable | 99.9 | 99.9 | 105.1579 | 99.9 | 105.1579 | 45082 | 2026-07-21 00:00:00 | data not available | data not available | data not available | data not available | data not available | data not available | 45750
data not applicable | [5 empty] | data not applicable | paytherden solar farm ltd | Peradon solar & storage | Peradon Farm | Clyst Hydon | Cullompton | Devon | EX15 2NG | United Kingdom | 305263 | 101707 | Exeter Main Sgp | Exeter Main Bsp | data not available | 132 | National Grid Electricity Distribution (South West) Plc | Stored Energy (all stored energy irrespective of the original energy source) | Storage - Electrochemical (Batteries) | No | data not available | data not available | 22 | data not applicable | data not applicable | data not applicable | data not available | data not available | data not applicable | data not applicable | data not applicable | data not applicable | data not available | data not available | data not applicable | data not available | Accepted to connect | data not applicable | data not applicable | data not applicable | data not applicable | data not applicable | data not applicable | 22 | 0 | 0 | 22 | 23.1579 | 45078 | 2026-06-11 00:00:00 | data not available | data not available | data not available | data not available | data not available | data not available | 45750
data not applicable | [5 empty] | data not applicable | Pace underhill energy limited | Ukh265 copston magna | Land South Of Copston Lane | data not available | Warwickshire | data not available | LE10 3HE | United Kingdom | 444502 | 288603 | Coventry 132Kv S Stn | data not available | data not available | 132 | National Grid Electricity Distribution (East Midlands) Plc | Stored Energy (all stored energy irrespective of the original energy source) | Storage - Electrochemical (Batteries) | No | data not available | data not available | 49.5 | data not applicable | data not applicable | data not applicable | data not available | data not available | data not applicable | data not applicable | data not applicable | data not applicable | data not available | data not available | data not applicable | data not available | Accepted to connect | data not applicable | data not applicable | data not applicable | data not applicable | data not applicable | data not applicable | 49.5 | 49.5 | 52.1053 | 49.5 | 52.1053 | 45079 | 2025-01-07 00:00:00 | data not available | data not available | data not available | data not available | data not available | data not available | 45750
data not applicable | [5 empty] | data not applicable | gresham house asset management limited | Land adjacent to whitwell substation | Highwood Lane | data not available | Worksop | data not available | S80 4HP | United Kingdom | 451701 | 375177 | Chesterfield 132Kv S Stn | data not available | data not available | 132 | National Grid Electricity Distribution (East Midlands) Plc | Stored Energy (all stored energy irrespective of the original energy source) | Storage - Electrochemical (Batteries) | No | data not available | data not available | 50 | data not applicable | data not applicable | data not applicable | data not available | data not available | data not applicable | data not applicable | data not applicable | data not applicable | data not available | data not available | data not applicable | data not available | Accepted to connect | data not applicable | data not applicable | data not applicable | data not applicable | data not applicable | data not applicable | 50 | 50 | 52.6316 | 50 | 52.6316 | 45124 | 2026-01-13 00:00:00 | data not available | data not available | data not available | data not available | data not available | data not available | 45750
data not applicable | [5 empty] | data not applicable | abbey power solutions limited | Balderton stor site | Bowbridge Lane | Balderton | Newark | Nottinghamshire | NG24 3BZ | United Kingdom | data not available | data not available | Staythorpe C 132Kv S Stn | Hawton 33Kv S Stn | data not available | 33 | National Grid Electricity Distribution (East Midlands) Plc | Stored Energy (all stored energy irrespective of the original energy source) | Storage - Electrochemical (Batteries) | No | data not available | data not available | 20 | data not applicable | data not applicable | data not applicable | data not available | data not available | data not applicable | data not applicable | data not applicable | data not applicable | data not available | data not available | data not applicable | data not available | Accepted to connect | data not applicable | data not applicable | data not applicable | data not applicable | data not applicable | data not applicable | 20 | 20 | 21.0526 | 20 | 21.0526 | 45006 | 2026-07-16 00:00:00 | data not available | data not available | data not available | data not available | data not available | data not available | 45750
data not applicable | [5 empty] | data not applicable | Jbm solar projects 21 limited | Highleadon solar | A061 Layness Wood | data not available | Newent | data not available | GL18 1EP | United Kingdom | 373086 | 226142 | Port Ham 132Kv S Stn | data not available | data not available | 132 | National Grid Electricity Distribution (West Midlands) Plc | Stored Energy (all stored energy irrespective of the original energy source) | Storage - Electrochemical (Batteries) | No | data not available | data not available | 49.9 | data not applicable | data not applicable | data not applicable | data not available | data not available | data not applicable | data not applicable | data not applicable | data not applicable | data not available | data not available | data not applicable | data not available | Accepted to connect | data not applicable | data not applicable | data not applicable | data not applicable | data not applicable | data not applicable | 49.9 | 49.9 | 52.5263 | 10 | 10.5263 | 45002 | 2025-10-08 00:00:00 | data not available | data not available | data not available | data not available | data not available | data not available | 45750
data not applicable | [5 empty] | data not applicable | Elawan whitley limited | Home farm | London Road | data not available | Whiltley | data not available | data not available | United Kingdom | data not available | data not available | Coventry 132Kv S Stn | data not available | data not available | 132 | National Grid Electricity Distribution (East Midlands) Plc | Stored Energy (all stored energy irrespective of the original energy source) | Storage - Electrochemical (Batteries) | No | data not available | data not available | 60 | data not applicable | data not applicable | data not applicable | data not available | data not available | data not applicable | data not applicable | data not applicable | data not applicable | data not available | data not available | data not applicable | data not available | Accepted to connect | data not applicable | data not applicable | data not applicable | data not applicable | data not applicable | data not applicable | 60 | 60 | 63.1579 | 60 | 63.1579 | 45104 | 2025-08-13 00:00:00 | data not available | data not available | data not available | data not available | data not available | data not available | 45750
data not applicable | [5 empty] | data not applicable | Starlight energy uk limited | Valley farm | data not available | Elmley Lovett | Droitwich | data not available | WR9 0PX | United Kingdom | 385946 | 268726 | Bishops Wood 132Kv S Stn | data not available | data not available | 132 | National Grid Electricity Distribution (West Midlands) Plc | Stored Energy (all stored energy irrespective of the original energy source) | Storage - Electrochemical (Batteries) | No | data not available | data not available | 100 | data not applicable | data not applicable | data not applicable | data not available | data not available | data not applicable | data not applicable | data not applicable | data not applicable | data not available | data not available | data not applicable | data not available | Accepted to connect | data not applicable | data not applicable | data not applicable | data not applicable | data not applicable | data not applicable | 100 | 100 | 105.2632 | 100 | 105.2632 | 45093 | 2025-08-20 00:00:00 | data not available | data not available | data not available | data not available | data not available | data not available | 45750
data not applicable | [5 empty] | data not applicable | vicarage drove energy centre limited | data not available | Vicarage Drove | Bicker | Lincolnshire | data not available | PE20 3BQ | United Kingdom | 520163 | 339574 | Bicker Fen 132Kv S Stn | data not available | data not available | 132 | National Grid Electricity Distribution (East Midlands) Plc | Stored Energy (all stored energy irrespective of the original energy source) | Storage - Electrochemical (Batteries) | No | data not available | data not available | 99.9 | data not applicable | data not applicable | data not applicable | data not available | data not available | data not applicable | data not applicable | data not applicable | data not applicable | data not available | data not available | data not applicable | data not available | Accepted to connect | data not applicable | data not applicable | data not applicable | data not applicable | data not applicable | data not applicable | 99.9 | 99.9 | 105.1579 | 99.9 | 105.1579 | 45042 | 2032-12-31 00:00:00 | data not available | data not available | data not available | data not available | data not available | data not available | 45750
data not applicable | [5 empty] | data not applicable | Frv th powertek limited | Land at | Ingestre Estate | data not available | Stafford | data not available | ST18 0XS | United Kingdom | 397749 | 322741 | Rugeley 132Kv S Stn | data not available | data not available | 132 | National Grid Electricity Distribution (West Midlands) Plc | Stored Energy (all stored energy irrespective of the original energy source) | Storage - Electrochemical (Batteries) | No | data not available | data not available | 49.99 | data not applicable | data not applicable | data not applicable | data not available | data not available | data not applicable | data not applicable | data not applicable | data not applicable | data not available | data not available | data not applicable | data not available | Accepted to connect | data not applicable | data not applicable | data not applicable | data not applicable | data not applicable | data not applicable | 49.99 | 49.99 | 52.621 | 49.99 | 52.621 | 45100 | 2025-09-10 00:00:00 | data not available | data not available | data not available | data not available | data not available | data not available | 45750
data not applicable | [5 empty] | data not applicable | Integrum renewable energy ltd | Landown farm | Bakeacre Lane | Findern | Derby | data not available | DE65 6BH | United Kingdom | 431168 | 331234 | Willington 132Kv S Stn | data not available | data not available | 132 | National Grid Electricity Distribution (East Midlands) Plc | Stored Energy (all stored energy irrespective of the original energy source) | Storage - Electrochemical (Batteries) | No | data not available | data not available | 40 | data not applicable | data not applicable | data not applicable | data not available | data not available | data not applicable | data not applicable | data not applicable | data not applicable | data not available | data not available | data not applicable | data not available | Accepted to connect | data not applicable | data not applicable | data not applicable | data not applicable | data not applicable | data not applicable | 40 | 40 | 42.1053 | 40 | 42.1053 | 45006 | 2025-08-21 00:00:00 | data not available | data not available | data not available | data not available | data not available | data not available | 45750
data not applicable | [5 empty] | data not applicable | Pantlasau energy limited | Pant-lasau farm | Land On West Side Of Pantlasau Isaf Farm | Morriston | Swansea | data not available | SA6 6NT | United Kingdom | 266512 | 199439 | Swansea North Grid | Swansea North Bsp | data not available | 33 | National Grid Electricity Distribution (South Wales) Plc | Stored Energy (all stored energy irrespective of the original energy source) | Storage - Electrochemical (Batteries) | No | data not available | data not available | 20 | data not applicable | data not applicable | data not applicable | data not available | data not available | data not applicable | data not applicable | data not applicable | data not applicable | data not available | data not available | data not applicable | data not available | Accepted to connect | data not applicable | data not applicable | data not applicable | data not applicable | data not applicable | data not applicable | 20 | 20 | 21.0526 | 20 | 21.0526 | 45057 | 2025-09-04 00:00:00 | data not available | data not available | data not available | data not available | data not available | data not available | 45750
data not applicable | [5 empty] | data not applicable | stonebarrow energy limited | Stonebarrow farm, new house farm bess | Hawkchurch | data not available | axminster | data not available | EX13 5XL | United Kingdom | 335909 | 99844.8889 | Axminster Sgp | data not available | data not available | 132 | National Grid Electricity Distribution (South West) Plc | Stored Energy (all stored energy irrespective of the original energy source) | Storage - Electrochemical (Batteries) | No | data not available | data not available | 49.9 | data not applicable | data not applicable | data not applicable | data not available | data not available | data not applicable | data not applicable | data not applicable | data not applicable | data not available | data not available | data not applicable | data not available | Accepted to connect | data not applicable | data not applicable | data not applicable | data not applicable | data not applicable | data not applicable | 49.9 | 49.9 | 52.5263 | 49.9 | 52.5263 | 45057 | 2025-12-23 00:00:00 | data not available | data not available | data not available | data not available | data not available | data not available | 45750
data not applicable | [5 empty] | data not applicable | desborough solar and battery storage li | Desborough airfield a s&s | Desborough Road | data not available | Stoke albany | data not available | LE16 8PT | United Kingdom | 480605 | 286614 | Grendon 132Kv S Stn | data not available | data not available | 132 | National Grid Electricity Distribution (East Midlands) Plc | Stored Energy (all stored energy irrespective of the original energy source) | Storage - Electrochemical (Batteries) | No | data not available | data not available | 50.23 | Solar | Photovoltaic | No | data not available | data not available | 49.9 | data not applicable | data not applicable | data not applicable | data not available | data not available | data not applicable | data not available | Accepted to connect | data not applicable | data not applicable | data not applicable | data not applicable | data not applicable | data not applicable | 100.13 | 49.9 | 52.5263 | 50.23 | 52.8737 | 45057 | 2026-02-27 00:00:00 | data not available | data not available | data not available | data not available | data not available | data not available | 45750
data not applicable | [5 empty] | data not applicable | desborough solar & battery storage 11 | Desborough airfield b s&s | Desborough Road | data not available | Stoke albany | data not available | LE16 8PT | United Kingdom | 480605 | 286614 | Grendon 132Kv S Stn | data not available | data not available | 132 | National Grid Electricity Distribution (East Midlands) Plc | Stored Energy (all stored energy irrespective of the original energy source) | Storage - Electrochemical (Batteries) | No | data not available | data not available | 50.23 | Solar | Photovoltaic | No | data not available | data not available | 49.9 | data not applicable | data not applicable | data not applicable | data not available | data not available | data not applicable | data not available | Accepted to connect | data not applicable | data not applicable | data not applicable | data not applicable | data not applicable | data not applicable | 100.13 | 49.9 | 52.5263 | 50.23 | 52.8737 | 45057 | 2026-03-02 00:00:00 | data not available | data not available | data not available | data not available | data not available | data not available | 45750
data not applicable | [5 empty] | data not applicable | Elgin energy esco | Ferryside bess | Croesyceiliog | data not available | Carmarthen | data not available | SA32 8DU | United Kingdom | 240865 | 215240 | Swansea North Grid | data not available | data not available | 132 | National Grid Electricity Distribution (South Wales) Plc | Stored Energy (all stored energy irrespective of the original energy source) | Storage - Electrochemical (Batteries) | No | data not available | data not available | 99.9 | data not applicable | data not applicable | data not applicable | data not available | data not available | data not applicable | data not applicable | data not applicable | data not applicable | data not available | data not available | data not applicable | data not available | Accepted to connect | data not applicable | data not applicable | data not applicable | data not applicable | data not applicable | data not applicable | 99.9 | 99.9 | 105.1579 | 99.9 | 105.1579 | 45029 | 2025-08-12 00:00:00 | data not available | data not available | data not available | data not available | data not available | data not available | 45750
data not applicable | [5 empty] | data not applicable | Gridsource limited | Land at silver spinney farm | Deanshanger Road | Wicken | data not available | data not available | MK19 6BS | United Kingdom | 475106 | 239362 | East Claydon 132Kv S Stn | Stony Stratford 33Kv S Stn | Wicken 33 11Kv S Stn | 11 | National Grid Electricity Distribution (East Midlands) Plc | Stored Energy (all stored energy irrespective of the original energy source) | Storage - Electrochemical (Batteries) | No | data not available | data not available | 1.9 | data not applicable | data not applicable | data not applicable | data not available | data not available | data not applicable | data not applicable | data not applicable | data not applicable | data not available | data not available | data not applicable | data not available | Accepted to connect | data not applicable | data not applicable | data not applicable | data not applicable | data not applicable | data not applicable | 1.9 | 0.949 | 0.99895 | 1.9 | 2 | 45043 | 2025-06-03 00:00:00 | data not available | data not available | data not available | data not available | data not available | data not available | 45750
data not applicable | [5 empty] | data not applicable | Nuneaton battery storage limited | Nuneaton bess facility | Weddington Road | data not available | Nuneaton | data not available | CV10 0AL | United Kingdom | 436368 | 292939 | Coventry 132Kv S Stn | data not available | data not available | 132 | National Grid Electricity Distribution (East Midlands) Plc | Stored Energy (all stored energy irrespective of the original energy source) | Storage - Electrochemical (Batteries) | No | data not available | data not available | 49.9 | data not applicable | data not applicable | data not applicable | data not available | data not available | data not applicable | data not applicable | data not applicable | data not applicable | data not available | data not available | data not applicable | data not available | Accepted to connect | data not applicable | data not applicable | data not applicable | data not applicable | data not applicable | data not applicable | 49.9 | 49.9 | 52.5263 | 49.9 | 52.5263 | 45077 | 2025-12-08 00:00:00 | data not available | data not available | data not available | data not available | data not available | data not available | 45750
data not applicable | [5 empty] | data not applicable | Conrad energy (developments) ii limited | Newark energy storage plant | Land At Bowbridge Lane | Newark | Nottinghamshire | data not available | NG24 3BY | United Kingdom | 480277 | 350850 | Staythorpe C 132Kv S Stn | Hawton 33Kv S Stn | data not available | 33 | National Grid Electricity Distribution (East Midlands) Plc | Stored Energy (all stored energy irrespective of the original energy source) | Storage - Electrochemical (Batteries) | No | data not available | data not available | 25.3 | data not applicable | data not applicable | data not applicable | data not available | data not available | data not applicable | data not applicable | data not applicable | data not applicable | data not available | data not available | data not applicable | data not available | Accepted to connect | data not applicable | data not applicable | data not applicable | data not applicable | data not applicable | data not applicable | 25.3 | 25.3 | 26.6316 | 25.3 | 26.6316 | 44999 | 2026-03-26 00:00:00 | data not available | data not available | data not available | data not available | data not available | data not available | 45750
data not applicable | [5 empty] | data not applicable | Crown lane battery storage limited | Land at | Crown Lane | data not available | Kidderminster | data not available | DY11 7FP | United Kingdom | 384195 | 269402 | Bishops Wood 132Kv S Stn | data not available | data not available | 132 | National Grid Electricity Distribution (West Midlands) Plc | Stored Energy (all stored energy irrespective of the original energy source) | Storage - Electrochemical (Batteries) | No | data not available | data not available | 99.4 | data not applicable | data not applicable | data not applicable | data not available | data not available | data not applicable | data not applicable | data not applicable | data not applicable | data not available | data not available | data not applicable | data not available | Accepted to connect | data not applicable | data not applicable | data not applicable | data not applicable | data not applicable | data not applicable | 99.4 | 99.4 | 104.6316 | 99.4 | 104.6316 | 45128 | 2025-10-01 00:00:00 | data not available | data not available | data not available | data not available | data not available | data not available | 45750
data not applicable | [5 empty] | data not applicable | gpc project 15 limited | Gipsy lane bess | Gipsy Lane | Dordon | Tamworth | data not available | B78 1RU | United Kingdom | 427322 | 300846 | Lea Marston 132Kv S Stn | Tamworth 33Kv S Stn | data not available | 33 | National Grid Electricity Distribution (East Midlands) Plc | Stored Energy (all stored energy irrespective of the original energy source) | Storage - Electrochemical (Batteries) | No | data not available | data not available | 20 | data not applicable | data not applicable | data not applicable | data not available | data not available | data not applicable | data not applicable | data not applicable | data not applicable | data not available | data not available | data not applicable | data not available | Accepted to connect | data not applicable | data not applicable | data not applicable | data not applicable | data not applicable | data not applicable | 20 | 20 | 21.0526 | 10 | 10.5263 | 45142 | 2026-01-13 00:00:00 | data not available | data not available | data not available | data not available | data not available | data not available | 45750
data not applicable | [5 empty] | data not applicable | Noventum power limited | Arleston solar farm | Willington | data not available | Derby | data not available | DE73 7HN | United Kingdom | 431138 | 329716 | Willington 132Kv S Stn | data not available | data not available | 132 | National Grid Electricity Distribution (East Midlands) Plc | Stored Energy (all stored energy irrespective of the original energy source) | Storage - Electrochemical (Batteries) | No | data not available | data not available | 99.9 | data not applicable | data not applicable | data not applicable | data not available | data not available | data not applicable | data not applicable | data not applicable | data not applicable | data not available | data not available | data not applicable | data not available | Accepted to connect | data not applicable | data not applicable | data not applicable | data not applicable | data not applicable | data not applicable | 99.9 | 99.9 | 105.1579 | 99.9 | 105.1579 | 45159 | 2025-07-08 00:00:00 | data not available | data not available | data not available | data not available | data not available | data not available | 45750
data not applicable | [5 empty] | data not applicable | Grenergy renewables uk limited | Spring lane bess | Land South Of Spring Lane | Lambley, | Gedling | Nottinghamshire, | NG4 4PD | United Kingdom | 462144 | 344422 | Stoke Bardolph 132Kv | data not available | data not available | 132 | National Grid Electricity Distribution (East Midlands) Plc | Stored Energy (all stored energy irrespective of the original energy source) | Storage - Electrochemical (Batteries) | No | data not available | data not available | 90 | data not applicable | data not applicable | data not applicable | data not available | data not available | data not applicable | data not applicable | data not applicable | data not applicable | data not available | data not available | data not applicable | data not available | Accepted to connect | data not applicable | data not applicable | data not applicable | data not applicable | data not applicable | data not applicable | 90 | 90 | 94.7368 | 90 | 94.7368 | 45104 | 2025-10-29 00:00:00 | data not available | data not available | data not available | data not available | data not available | data not available | 45750
data not applicable | [5 empty] | data not applicable | Starlight energy operations uk ltd | Wards cross farm | data not available | data not available | Cranbrook | data not available | EX5 3DA | United Kingdom | 300519 | 97487 | Exeter Main Sgp | Exeter Main Bsp | data not available | 132 | National Grid Electricity Distribution (South West) Plc | Stored Energy (all stored energy irrespective of the original energy source) | Storage - Electrochemical (Batteries) | No | data not available | data not available | 50 | Solar | Photovoltaic | No | data not available | data not available | 15 | data not applicable | data not applicable | data not applicable | data not available | data not available | data not applicable | data not available | Accepted to connect | data not applicable | data not applicable | data not applicable | data not applicable | data not applicable | data not applicable | 65 | 49.9 | 52.5263 | 49.9 | 52.5263 | 45090 | 2026-01-06 00:00:00 | data not available | data not available | data not available | data not available | data not available | data not available | 45750
data not applicable | [5 empty] | data not applicable | Jbm solar projects 11 ltd | Roundhill | Near Salt Way | data not available | Redditch | Worcestershire | B96 6JR | United Kingdom | 401989 | 261186 | Feckenham 66 11Kv S Stn | data not available | data not available | 66 | National Grid Electricity Distribution (West Midlands) Plc | Stored Energy (all stored energy irrespective of the original energy source) | Storage - Electrochemical (Batteries) | No | data not available | data not available | 49.9 | data not applicable | data not applicable | data not applicable | data not available | data not available | data not applicable | data not applicable | data not applicable | data not applicable | data not available | data not available | data not applicable | data not available | Accepted to connect | data not applicable | data not applicable | data not applicable | data not applicable | data not applicable | data not applicable | 49.9 | 49.9 | 52.5263 | 49.9 | 52.5263 | 45128 | 2025-08-21 00:00:00 | data not available | data not available | data not available | data not available | data not available | data not available | 45750
data not applicable | [5 empty] | data not applicable | Qe development holdco ltd | Pembroke bess | Goldborough Road | data not available | Hundleton, | South Pembrokeshire | SA71 5RX | United Kingdom | 193828 | 200098 | Pembroke Power Station | data not available | data not available | 132 | National Grid Electricity Distribution (South Wales) Plc | Stored Energy (all stored energy irrespective of the original energy source) | Storage - Electrochemical (Batteries) | No | data not available | data not available | 49.9 | data not applicable | data not applicable | data not applicable | data not available | data not available | data not applicable | data not applicable | data not applicable | data not applicable | data not available | data not available | data not applicable | data not available | Accepted to connect | data not applicable | data not applicable | data not applicable | data not applicable | data not applicable | data not applicable | 49.9 | 49.9 | 52.5263 | 49.9 | 52.5263 | 45175 | 2026-02-12 00:00:00 | data not available | data not available | data not available | data not available | data not available | data not available | 45750
data not applicable | [5 empty] | data not applicable | Bluestone energy ltd | Eon drakelow power station | data not available | Branston | Burton on trent | data not available | DE14 3DP | United Kingdom | 423126 | 321027 | Drakelow 132Kv | data not available | data not available | 132 | National Grid Electricity Distribution (East Midlands) Plc | Stored Energy (all stored energy irrespective of the original energy source) | Storage - Electrochemical (Batteries) | No | data not available | data not available | 240 | data not applicable | data not applicable | data not applicable | data not available | data not available | data not applicable | data not applicable | data not applicable | data not applicable | data not available | data not available | data not applicable | data not available | Accepted to connect | data not applicable | data not applicable | data not applicable | data not applicable | data not applicable | data not applicable | 240 | 240 | 252.6316 | 240 | 252.6316 | 45155 | 2025-12-16 00:00:00 | data not available | data not available | data not available | data not available | data not available | data not available | 45750
data not applicable | [5 empty] | data not applicable | Eclipse power networks limited | Lambeeth bess, land at : | Lambeeth Farm | Pwllcrochan | Pembroke | data not available | SA71 5TP | United Kingdom | 193557 | 201544 | Pembroke Power Station | data not available | data not available | 132 | National Grid Electricity Distribution (South Wales) Plc | Stored Energy (all stored energy irrespective of the original energy source) | Storage - Electrochemical (Batteries) | No | data not available | data not available | 49.9 | data not applicable | data not applicable | data not applicable | data not available | data not available | data not applicable | data not applicable | data not applicable | data not applicable | data not available | data not available | data not applicable | data not available | Accepted to connect | data not applicable | data not applicable | data not applicable | data not applicable | data not applicable | data not applicable | 49.9 | 49.9 | 52.5263 | 49.9 | 52.5263 | 45168 | 2025-12-18 00:00:00 | data not available | data not available | data not available | data not available | data not available | data not available | 45750
data not applicable | [5 empty] | data not applicable | jbm solar projects 10 limited | Belvoir solar pv | Easthorpe Lane | Muston | Nottingham | data not available | NG13 0FD | United Kingdom | 482810 | 338150 | Staythorpe C 132Kv S Stn | data not available | data not available | 132 | National Grid Electricity Distribution (East Midlands) Plc | Stored Energy (all stored energy irrespective of the original energy source) | Storage - Electrochemical (Batteries) | No | data not available | data not available | 49.9 | data not applicable | data not applicable | data not applicable | data not available | data not available | data not applicable | data not applicable | data not applicable | data not applicable | data not available | data not available | data not applicable | data not available | Accepted to connect | data not applicable | data not applicable | data not applicable | data not applicable | data not applicable | data not applicable | 49.9 | 49.9 | 52.5263 | 49.9 | 52.5263 | 45154 | 2026-02-04 00:00:00 | data not available | data not available | data not available | data not available | data not available | data not available | 45750
data not applicable | [5 empty] | data not applicable | ibv tickhill solar limited | Land at | Heywood Grange | data not available | Dilhorne | data not available | ST10 2PL | United Kingdom | 396593 | 345508 | Cellarhead 132Kv | data not available | data not available | 132 | National Grid Electricity Distribution (West Midlands) Plc | Stored Energy (all stored energy irrespective of the original energy source) | Storage - Electrochemical (Batteries) | No | data not available | data not available | 30 | data not applicable | data not applicable | data not applicable | data not available | data not available | data not applicable | data not applicable | data not applicable | data not applicable | data not available | data not available | data not applicable | data not available | Accepted to connect | data not applicable | data not applicable | data not applicable | data not applicable | data not applicable | data not applicable | 30 | 30 | 31.5789 | 30 | 31.5789 | 45127 | 2025-08-27 00:00:00 | data not available | data not available | data not available | data not available | data not available | data not available | 45750
data not applicable | [5 empty] | data not applicable | Bsr applications limited | Land at | Plough Lane | Bishops Itchington | Southam | data not available | CV47 2QG | United Kingdom | 438120 | 257964 | Berkswell 132Kv S Stn | data not available | data not available | 132 | National Grid Electricity Distribution (East Midlands) Plc | Stored Energy (all stored energy irrespective of the original energy source) | Storage - Electrochemical (Batteries) | No | data not available | data not available | 45.5 | Solar | Photovoltaic | No | data not available | data not available | 45 | Wind | Onshore wind turbines | No | data not available | data not available | 45 | data not available | Accepted to connect | data not applicable | data not applicable | data not applicable | data not applicable | data not applicable | data not applicable | 135.5 | 45 | 47.3684 | 45.5 | 47.8947 | 45175 | 2026-03-10 00:00:00 | data not available | data not available | data not available | data not available | data not available | data not available | 45750
data not applicable | [5 empty] | data not applicable | Hamble power limited | Feeder 1 export, buse uk limited | Whites Road | data not available | West bromwich | West Midlands | B71 1DG | United Kingdom | 399937 | 292684 | Ocker Hill C 132Kv S Stn | Black Lake 132Kv S Stn | data not available | 11 | National Grid Electricity Distribution (West Midlands) Plc | Stored Energy (all stored energy irrespective of the original energy source) | Storage - Electrochemical (Batteries) | No | data not available | data not available | 18 | data not applicable | data not applicable | data not applicable | data not available | data not available | data not applicable | data not applicable | data not applicable | data not applicable | data not available | data not available | data not applicable | data not available | Accepted to connect | data not applicable | data not applicable | data not applicable | data not applicable | data not applicable | data not applicable | 18 | 18 | 18.9474 | 18 | 18.9474 | 45205 | 2025-10-06 00:00:00 | data not available | data not available | data not available | data not available | data not available | data not available | 45750
data not applicable | [5 empty] | data not applicable | Aura power solar uk 6 ltd | Bishampton pv energy park | Broad Lane | Bishampton | Pershore | data not available | WR10 2LY | United Kingdom | 399273 | 251243 | Feckenham 66 11Kv S Stn | Feckenham 66/11Kv | data not available | 66 | National Grid Electricity Distribution (West Midlands) Plc | Stored Energy (all stored energy irrespective of the original energy source) | Storage - Electrochemical (Batteries) | No | data not available | data not available | 15 | data not applicable | data not applicable | data not applicable | data not available | data not available | data not applicable | data not applicable | data not applicable | data not applicable | data not available | data not available | data not applicable | data not available | Accepted to connect | data not applicable | data not applicable | data not applicable | data not applicable | data not applicable | data not applicable | 15 | 0 | 0 | 15 | 15.7895 | 45195 | 2025-08-06 00:00:00 | data not available | data not available | data not available | data not available | data not available | data not available | 45750
data not applicable | [5 empty] | data not applicable | Gf cheltenham energy ltd | data not available | Stoke Road | Tredington | Tewkesbury | Gloucestershire | GL20 7BU | United Kingdom | 390857 | 228987 | Port Ham 132Kv S Stn | data not available | data not available | 132 | National Grid Electricity Distribution (West Midlands) Plc | Stored Energy (all stored energy irrespective of the original energy source) | Storage - Electrochemical (Batteries) | No | data not available | data not available | 40 | data not applicable | data not applicable | data not applicable | data not available | data not available | data not applicable | data not applicable | data not applicable | data not applicable | data not available | data not available | data not applicable | data not available | Accepted to connect | data not applicable | data not applicable | data not applicable | data not applicable | data not applicable | data not applicable | 40 | 40 | 42.1053 | 40 | 42.1053 | 45189 | 2025-10-10 00:00:00 | data not available | data not available | data not available | data not available | data not available | data not available | 45750
data not applicable | [5 empty] | data not applicable | Infinis energy storage | Unit 48, , import mpan power plus limited stor gen | Portmanmoor Road Industrial Estate | Rover Way | Cardiff | South Glamorgan | CF24 5HB | United Kingdom | 320622 | 175676 | Cardiff East Grid | Rover Way Grid | Rover Way Primary | 11 | National Grid Electricity Distribution (South Wales) Plc | Stored Energy (all stored energy irrespective of the original energy source) | Storage - Electrochemical (Batteries) | No | data not available | data not available | 10 | data not applicable | data not applicable | data not applicable | data not available | data not available | data not applicable | data not applicable | data not applicable | data not applicable | data not available | data not available | data not applicable | data not available | Accepted to connect | data not applicable | data not applicable | data not applicable | data not applicable | data not applicable | data not applicable | 10 | 10 | 10.5263 | 10 | 10.5263 | 45247 | 2026-01-15 00:00:00 | data not available | data not available | data not available | data not available | data not available | data not available | 45750
data not applicable | [5 empty] | data not applicable | Energycog ltd | Feckenham bess | Feckenham | Astwood Bank | Redditch, | data not available | B96 6HP | United Kingdom | 401312 | 261769 | Feckenham 66 11Kv S Stn | data not available | data not available | 66 | National Grid Electricity Distribution (West Midlands) Plc | Stored Energy (all stored energy irrespective of the original energy source) | Storage - Electrochemical (Batteries) | No | data not available | data not available | 100 | data not applicable | data not applicable | data not applicable | data not available | data not available | data not applicable | data not applicable | data not applicable | data not applicable | data not available | data not available | data not applicable | data not available | Accepted to connect | data not applicable | data not applicable | data not applicable | data not applicable | data not applicable | data not applicable | 100 | 100 | 105.2632 | 100 | 105.2632 | 45162 | 2025-10-08 00:00:00 | data not available | data not available | data not available | data not available | data not available | data not available | 45750
data not applicable | [5 empty] | data not applicable | yeowood battery storage limited | Bess | B3133 Stock Lane | data not available | Bristol | data not available | BS40 5NU | United Kingdom | 345400 | 163243 | Sandford 132Kv Sgp | Churchill Bsp 132Kv | data not available | 132 | National Grid Electricity Distribution (South West) Plc | Stored Energy (all stored energy irrespective of the original energy source) | Storage - Electrochemical (Batteries) | No | data not available | data not available | 49.9 | data not applicable | data not applicable | data not applicable | data not available | data not available | data not applicable | data not applicable | data not applicable | data not applicable | data not available | data not available | data not applicable | data not available | Accepted to connect | data not applicable | data not applicable | data not applicable | data not applicable | data not applicable | data not applicable | 49.9 | 49.9 | 52.5263 | 49.9 | 52.5263 | 45127 | 2026-04-17 00:00:00 | data not available | data not available | data not available | data not available | data not available | data not available | 45750
data not applicable | [5 empty] | data not applicable | Jbm solar projects 24 ltd | A16 | Ashorne | data not available | Leamington spa | data not available | CV34 7BN | United Kingdom | data not available | data not available | Berkswell 132Kv S Stn | data not available | data not available | 132 | National Grid Electricity Distribution (East Midlands) Plc | Stored Energy (all stored energy irrespective of the original energy source) | Storage - Electrochemical (Batteries) | No | data not available | data not available | 39.9 | data not applicable | data not applicable | data not applicable | data not available | data not available | data not applicable | data not applicable | data not applicable | data not applicable | data not available | data not available | data not applicable | data not available | Accepted to connect | data not applicable | data not applicable | data not applicable | data not applicable | data not applicable | data not applicable | 39.9 | 49.9 | 52.5263 | 49.9 | 52.5263 | 45159 | 2027-07-30 00:00:00 | data not available | data not available | data not available | data not available | data not available | data not available | 45750
data not applicable | [5 empty] | data not applicable | clos yr efail energy storage park ltd | Clos yr efail bess | Rhydypandy Road | Swansea | data not available | data not available | SA6 6NU | United Kingdom | 265972 | 200361 | Swansea North Grid | Swansea North Bsp | data not available | 33 | National Grid Electricity Distribution (South Wales) Plc | Stored Energy (all stored energy irrespective of the original energy source) | Storage - Electrochemical (Batteries) | No | data not available | data not available | 20 | data not applicable | data not applicable | data not applicable | data not available | data not available | data not applicable | data not applicable | data not applicable | data not applicable | data not available | data not available | data not applicable | data not available | Accepted to connect | data not applicable | data not applicable | data not applicable | data not applicable | data not applicable | data not applicable | 20 | 20 | 21.0526 | 20 | 21.0526 | 45203 | 2025-10-23 00:00:00 | data not available | data not available | data not available | data not available | data not available | data not available | 45750
data not applicable | [5 empty] | data not applicable | Ash solar farm limited | Ash farm | Charlton Rd | Coleford | Radstock | data not available | BA3 5EX | United Kingdom | 367684 | 151110 | Seabank Sgp | Radstock Bsp 132Kv | data not available | 33 | National Grid Electricity Distribution (South West) Plc | Stored Energy (all stored energy irrespective of the original energy source) | Storage - Electrochemical (Batteries) | No | data not available | data not available | 10 | data not applicable | data not applicable | data not applicable | data not available | data not available | data not applicable | data not applicable | data not applicable | data not applicable | data not available | data not available | data not applicable | data not available | Accepted to connect | data not applicable | data not applicable | data not applicable | data not applicable | data not applicable | data not applicable | 10 | 10 | 10.5263 | 10 | 10.5263 | 45141 | 2026-03-23 00:00:00 | data not available | data not available | data not available | data not available | data not available | data not available | 45750
data not applicable | [5 empty] | data not applicable | boultbee brooks (energy storage larks l | Iron acton | Larks Lane | data not available | Latteridge | data not available | BS37 9TY | United Kingdom | 366463 | 185053 | Iron Acton 132Kv S Stn | data not available | data not available | 132 | National Grid Electricity Distribution (West Midlands) Plc | Stored Energy (all stored energy irrespective of the original energy source) | Storage - Electrochemical (Batteries) | No | data not available | data not available | 99.9 | data not applicable | data not applicable | data not applicable | data not available | data not available | data not applicable | data not applicable | data not applicable | data not applicable | data not available | data not available | data not applicable | data not available | Accepted to connect | data not applicable | data not applicable | data not applicable | data not applicable | data not applicable | data not applicable | 99.9 | 99.9 | 105.1579 | 99.9 | 105.1579 | 45128 | 2025-08-27 00:00:00 | data not available | data not available | data not available | data not available | data not available | data not available | 45750
data not applicable | [5 empty] | data not applicable | Private energy partners (uk) ltd | Gravelly energy storage | Gravelly | data not available | Birmingham | data not available | B24 8HZ | United Kingdom | 410938 | 290040 | Nechells East 132Kv S Stn | Nechells West 132 25Kv S Stn | data not available | 132 | National Grid Electricity Distribution (West Midlands) Plc | Stored Energy (all stored energy irrespective of the original energy source) | Storage - Electrochemical (Batteries) | No | data not available | data not available | 50 | data not applicable | data not applicable | data not applicable | data not available | data not available | data not applicable | data not applicable | data not applicable | data not applicable | data not available | data not available | data not applicable | data not available | Accepted to connect | data not applicable | data not applicable | data not applicable | data not applicable | data not applicable | data not applicable | 50 | 50 | 52.6316 | 50 | 52.6316 | 45212 | 2025-09-24 00:00:00 | data not available | data not available | data not available | data not available | data not available | data not available | 45750
data not applicable | [5 empty] | data not applicable | Elgin energy esco | Potters farm | Illey Lane | Halesowen | Dudley | data not available | B62 0HJ | United Kingdom | 398487 | 281804 | Kitwell 132Kv S Stn | data not available | data not available | 132 | National Grid Electricity Distribution (West Midlands) Plc | Stored Energy (all stored energy irrespective of the original energy source) | Storage - Electrochemical (Batteries) | No | data not available | data not available | 99.9 | data not applicable | data not applicable | data not applicable | data not available | data not available | data not applicable | data not applicable | data not applicable | data not applicable | data not available | data not available | data not applicable | data not available | Accepted to connect | data not applicable | data not applicable | data not applicable | data not applicable | data not applicable | data not applicable | 99.9 | 99.9 | 105.1579 | 99.9 | 105.1579 | 45233 | 2025-09-18 00:00:00 | data not available | data not available | data not available | data not available | data not available | data not available | 45750
data not applicable | [5 empty] | data not applicable | Elgin energy esco | Forge farm bess | Forge Farm | Upton Magna | Shrewsbury | data not available | SY4 4UP | United Kingdom | 356820 | 310286 | Shrewsbury 132Kv S Stn | data not available | data not available | 132 | National Grid Electricity Distribution (West Midlands) Plc | Stored Energy (all stored energy irrespective of the original energy source) | Storage - Electrochemical (Batteries) | No | data not available | data not available | 99.9 | data not applicable | data not applicable | data not applicable | data not available | data not available | data not applicable | data not applicable | data not applicable | data not applicable | data not available | data not available | data not applicable | data not available | Accepted to connect | data not applicable | data not applicable | data not applicable | data not applicable | data not applicable | data not applicable | 99.9 | 99.9 | 105.1579 | 99.9 | 105.1579 | 45215 | 2025-09-08 00:00:00 | data not available | data not available | data not available | data not available | data not available | data not available | 45750
data not applicable | [5 empty] | data not applicable | Firstway solar limited | Fws derby road_eggington_bess | Derby Road | Egginton | Derby | data not available | DE65 6HL | United Kingdom | 427718 | 327960 | Willington 132Kv S Stn | data not available | data not available | 132 | National Grid Electricity Distribution (East Midlands) Plc | Stored Energy (all stored energy irrespective of the original energy source) | Storage - Electrochemical (Batteries) | No | data not available | data not available | 99.8 | data not applicable | data not applicable | data not applicable | data not available | data not available | data not applicable | data not applicable | data not applicable | data not applicable | data not available | data not available | data not applicable | data not available | Accepted to connect | data not applicable | data not applicable | data not applicable | data not applicable | data not applicable | data not applicable | 99.8 | 99.8 | 105.0526 | 99.8 | 105.0526 | 45219 | 2026-04-08 00:00:00 | data not available | data not available | data not available | data not available | data not available | data not available | 45750
data not applicable | [5 empty] | data not applicable | Lightsource renewable uk development | Hurst farm bess | Mansfield Road | Alfreton | Derbyshire | data not available | DE55 5NG | United Kingdom | 445054 | 361347 | Chesterfield 132Kv S Stn | data not available | data not available | 132 | National Grid Electricity Distribution (East Midlands) Plc | Stored Energy (all stored energy irrespective of the original energy source) | Storage - Electrochemical (Batteries) | No | data not available | data not available | 99.9 | data not applicable | data not applicable | data not applicable | data not available | data not available | data not applicable | data not applicable | data not applicable | data not applicable | data not available | data not available | data not applicable | data not available | Accepted to connect | data not applicable | data not applicable | data not applicable | data not applicable | data not applicable | data not applicable | 99.9 | 99.9 | 105.1579 | 99.9 | 105.1579 | 45230 | 2026-04-23 00:00:00 | data not available | data not available | data not available | data not available | data not available | data not available | 45750
data not applicable | [5 empty] | data not applicable | Arlington (group services) limited | Hallflash lane | Calow Green | Calow | Chesterfield | data not available | S44 5XQ | United Kingdom | 441531 | 369662 | Chesterfield 132Kv S Stn | data not available | data not available | 132 | National Grid Electricity Distribution (East Midlands) Plc | Stored Energy (all stored energy irrespective of the original energy source) | Storage - Electrochemical (Batteries) | No | data not available | data not available | 99.9 | data not applicable | data not applicable | data not applicable | data not available | data not available | data not applicable | data not applicable | data not applicable | data not applicable | data not available | data not available | data not applicable | data not available | Accepted to connect | data not applicable | data not applicable | data not applicable | data not applicable | data not applicable | data not applicable | 99.9 | 99.9 | 105.1579 | 99.9 | 105.1579 | 45301 | 2026-06-05 00:00:00 | data not available | data not available | data not available | data not available | data not available | data not available | 45750
data not applicable | [5 empty] | data not applicable | Uruk bess limited | Upland arms | Llwyncelyn | data not available | Carmarthen, | Dyfed | SA32 8DX | United Kingdom | 241213 | 213779 | Swansea North Grid | Carmarthen Grid | data not available | 132 | National Grid Electricity Distribution (South Wales) Plc | Stored Energy (all stored energy irrespective of the original energy source) | Storage - Electrochemical (Batteries) | No | data not available | data not available | 200 | data not applicable | data not applicable | data not applicable | data not available | data not available | data not applicable | data not applicable | data not applicable | data not applicable | data not available | data not available | data not applicable | data not available | Accepted to connect | data not applicable | data not applicable | data not applicable | data not applicable | data not applicable | data not applicable | 200 | 200 | 210.5263 | 200 | 210.5263 | 45217 | 2026-02-18 00:00:00 | data not available | data not available | data not available | data not available | data not available | data not available | 45750
data not applicable | [5 empty] | data not applicable | Ylem bess (south) limited | Lowlands, lowlands bess | Tavern Y Coed | data not available | Tonteg | Pontypridd | CF38 1LH | United Kingdom | 308860 | 187367 | Upper Boat | Upper Boat Bsp | data not available | 132 | National Grid Electricity Distribution (South Wales) Plc | Stored Energy (all stored energy irrespective of the original energy source) | Storage - Electrochemical (Batteries) | No | data not available | data not available | 49.9 | data not applicable | data not applicable | data not applicable | data not available | data not available | data not applicable | data not applicable | data not applicable | data not applicable | data not available | data not available | data not applicable | data not available | Accepted to connect | data not applicable | data not applicable | data not applicable | data not applicable | data not applicable | data not applicable | 49.9 | 49.9 | 52.5263 | 49.9 | 52.5263 | 45188 | 2026-02-05 00:00:00 | data not available | data not available | data not available | data not available | data not available | data not available | 45750
data not applicable | [5 empty] | data not applicable | Elgin energy esco | Llantilio pertholey bess | Llantilio Pertholey | data not available | Abergavenny | Monmouthshire | NP7 6NT | United Kingdom | 331281 | 215901 | Rassau Gsp | data not available | data not available | 132 | National Grid Electricity Distribution (South Wales) Plc | Stored Energy (all stored energy irrespective of the original energy source) | Storage - Electrochemical (Batteries) | No | data not available | data not available | 40 | data not applicable | data not applicable | data not applicable | data not available | data not available | data not applicable | data not applicable | data not applicable | data not applicable | data not available | data not available | data not applicable | data not available | Accepted to connect | data not applicable | data not applicable | data not applicable | data not applicable | data not applicable | data not applicable | 40 | 40 | 42.1053 | 40 | 42.1053 | 45222 | 2026-05-01 00:00:00 | data not available | data not available | data not available | data not available | data not available | data not available | 45750
data not applicable | [5 empty] | data not applicable | Ylem bess (south) limited | Land on the north side of | Broad Lane | data not available | Coventry | data not available | data not available | United Kingdom | data not available | data not available | Berkswell 132Kv S Stn | Coventry West 33Kv S Stn | data not available | 33 | National Grid Electricity Distribution (East Midlands) Plc | Stored Energy (all stored energy irrespective of the original energy source) | Storage - Electrochemical (Batteries) | No | data not available | data not available | 20 | data not applicable | data not applicable | data not applicable | data not available | data not available | data not applicable | data not applicable | data not applicable | data not applicable | data not available | data not available | data not applicable | data not available | Accepted to connect | data not applicable | data not applicable | data not applicable | data not applicable | data not applicable | data not applicable | 20 | 20 | 21.0526 | 20 | 21.0526 | 45176 | 2026-02-04 00:00:00 | data not available | data not available | data not available | data not available | data not available | data not available | 45750
data not applicable | [5 empty] | data not applicable | Ylem bess (south) limited | Dadglow farm | - | Bishops Itchington | Southam | data not available | CV47 2SW | United Kingdom | 439235 | 257114 | Berkswell 132Kv S Stn | Harbury 33Kv S Stn | data not available | 33 | National Grid Electricity Distribution (East Midlands) Plc | Stored Energy (all stored energy irrespective of the original energy source) | Storage - Electrochemical (Batteries) | No | data not available | data not available | 20 | data not applicable | data not applicable | data not applicable | data not available | data not available | data not applicable | data not applicable | data not applicable | data not applicable | data not available | data not available | data not applicable | data not available | Accepted to connect | data not applicable | data not applicable | data not applicable | data not applicable | data not applicable | data not applicable | 20 | 20 | 21.0526 | 20 | 21.0526 | 45176 | 2026-02-04 00:00:00 | data not available | data not available | data not available | data not available | data not available | data not available | 45750
data not applicable | [5 empty] | data not applicable | Voltalia uk ltd | Cilddewi farm | Llannon | data not available | Llanelli | Dyfed | SA14 8JZ | United Kingdom | 253943 | 202671 | Swansea North Grid | data not available | data not available | 132 | National Grid Electricity Distribution (South Wales) Plc | Stored Energy (all stored energy irrespective of the original energy source) | Storage - Electrochemical (Batteries) | No | data not available | data not available | 49.9 | data not applicable | data not applicable | data not applicable | data not available | data not available | data not applicable | data not applicable | data not applicable | data not applicable | data not available | data not available | data not applicable | data not available | Accepted to connect | data not applicable | data not applicable | data not applicable | data not applicable | data not applicable | data not applicable | 49.9 | 49.9 | 52.5263 | 49.9 | 52.5263 | 45246 | 2026-05-01 00:00:00 | data not available | data not available | data not available | data not available | data not available | data not available | 45750
data not applicable | [5 empty] | data not applicable | gfv-1 limited | Site 2 | Ipswich Road | data not available | Cardiff | data not available | CF23 9AQ | United Kingdom | 320656 | 178504 | Cardiff East Grid | Cardiff East Grid Bsp | data not available | 132 | National Grid Electricity Distribution (South Wales) Plc | Stored Energy (all stored energy irrespective of the original energy source) | Storage - Electrochemical (Batteries) | No | data not available | data not available | 44 | data not applicable | data not applicable | data not applicable | data not available | data not available | data not applicable | data not applicable | data not applicable | data not applicable | data not available | data not available | data not applicable | data not available | Accepted to connect | data not applicable | data not applicable | data not applicable | data not applicable | data not applicable | data not applicable | 44 | 44 | 46.3158 | 44 | 46.3158 | 45303 | 2032-06-12 00:00:00 | data not available | data not available | data not available | data not available | data not available | data not available | 45750
data not applicable | [5 empty] | data not applicable | rpc cardiff energy ltd | Old wallace bess farm | data not available | Dyffryn, | Vale of glamorgan, | Cardiff, | CF5 6BD | United Kingdom | 313665 | 172465 | data not available | data not available | data not available | 132 | National Grid Electricity Distribution (South Wales) Plc | Stored Energy (all stored energy irrespective of the original energy source) | Storage - Electrochemical (Batteries) | No | data not available | data not available | 49.9 | data not applicable | data not applicable | data not applicable | data not available | data not available | data not applicable | data not applicable | data not applicable | data not applicable | data not available | data not available | data not applicable | data not available | Accepted to connect | data not applicable | data not applicable | data not applicable | data not applicable | data not applicable | data not applicable | 49.9 | 49.9 | 52.5263 | 49.9 | 52.5263 | 45313 | 2037-10-31 00:00:00 | data not available | data not available | data not available | data not available | data not available | data not available | 45750
data not applicable | [5 empty] | data not applicable | integrum renewable energy ltd | Lodge farm, lodge farm (ottewell) bess | Top Row | Calow | Chesterfield | data not available | S44 5TE | United Kingdom | 441613 | 370783 | Chesterfield 132Kv S Stn | Chesterfield 33Kv S Stn | data not available | 33 | National Grid Electricity Distribution (East Midlands) Plc | Stored Energy (all stored energy irrespective of the original energy source) | Storage - Electrochemical (Batteries) | No | data not available | data not available | 25 | data not applicable | data not applicable | data not applicable | data not available | data not available | data not applicable | data not applicable | data not applicable | data not applicable | data not available | data not available | data not applicable | data not available | Accepted to connect | data not applicable | data not applicable | data not applicable | data not applicable | data not applicable | data not applicable | 25 | 25 | 26.3158 | 25 | 26.3158 | 45274 | 2032-12-01 00:00:00 | data not available | data not available | data not available | data not available | data not available | data not available | 45750
data not applicable | [5 empty] | data not applicable | Bsr applications limited | Land at, stockhills farm storage | Itchington | Alveston | Bristol | data not available | BS35 3TQ | United Kingdom | 365908 | 187192 | Iron Acton 132Kv S Stn | data not available | data not available | 132 | National Grid Electricity Distribution (West Midlands) Plc | Stored Energy (all stored energy irrespective of the original energy source) | Storage - Electrochemical (Batteries) | No | data not available | data not available | 200 | data not applicable | data not applicable | data not applicable | data not available | data not available | data not applicable | data not applicable | data not applicable | data not applicable | data not available | data not available | data not applicable | data not available | Accepted to connect | data not applicable | data not applicable | data not applicable | data not applicable | data not applicable | data not applicable | 200 | 200 | 210.5263 | 200 | 210.5263 | 45306 | 2025-08-28 00:00:00 | data not available | data not available | data not available | data not available | data not available | data not available | 45750
data not applicable | [5 empty] | data not applicable | Voltwise power holdings ltd | Land at | Railway / Motorway Triangle | Water Orton | Birmingham | data not available | B46 1PE | United Kingdom | 418207 | 291021 | Lea Marston 132Kv S Stn | data not available | data not available | 132 | National Grid Electricity Distribution (West Midlands) Plc | Stored Energy (all stored energy irrespective of the original energy source) | Storage - Electrochemical (Batteries) | No | data not available | data not available | 150 | data not applicable | data not applicable | data not applicable | data not available | data not available | data not applicable | data not applicable | data not applicable | data not applicable | data not available | data not available | data not applicable | data not available | Accepted to connect | data not applicable | data not applicable | data not applicable | data not applicable | data not applicable | data not applicable | 150 | 150 | 157.8947 | 150 | 157.8947 | 45267 | 2025-09-04 00:00:00 | data not available | data not available | data not available | data not available | data not available | data not available | 45750
data not applicable | [5 empty] | data not applicable | Gf ironbridge energy limited | Gf ironbridge energy ltd | Land Northwest Of Buildwas Bank | Buildwas, | Ironbridge | data not available | TF8 7BU | United Kingdom | 331649 | 294646 | Ironbridge 132Kv S Stn | Ironbridge 132 33Kv S Stn | data not available | 132 | National Grid Electricity Distribution (West Midlands) Plc | Stored Energy (all stored energy irrespective of the original energy source) | Storage - Electrochemical (Batteries) | No | data not available | data not available | 99.9 | data not applicable | data not applicable | data not applicable | data not available | data not available | data not applicable | data not applicable | data not applicable | data not applicable | data not available | data not available | data not applicable | data not available | Accepted to connect | data not applicable | data not applicable | data not applicable | data not applicable | data not applicable | data not applicable | 99.9 | 99.9 | 105.1579 | 99.9 | 105.1579 | 45433 | 2027-06-25 00:00:00 | data not available | data not available | data not available | data not available | data not available | data not available | 45750
data not applicable | [5 empty] | data not applicable | bf16d bhf solar ltd | Brick house farm | data not available | Greete | Ludlow | Shropshire | SY8 3BZ | United Kingdom | 357666 | 270813 | Bishops Wood 132Kv S Stn | data not available | data not available | 132 | National Grid Electricity Distribution (West Midlands) Plc | Stored Energy (all stored energy irrespective of the original energy source) | Storage - Electrochemical (Batteries) | No | data not available | data not available | 49.9 | data not applicable | data not applicable | data not applicable | data not available | data not available | data not applicable | data not applicable | data not applicable | data not applicable | data not available | data not available | data not applicable | data not available | Accepted to connect | data not applicable | data not applicable | data not applicable | data not applicable | data not applicable | data not applicable | 49.9 | 49.9 | 52.5263 | 49.9 | 52.5263 | 45343 | 2025-09-12 00:00:00 | data not available | data not available | data not available | data not available | data not available | data not available | 45750
data not applicable | [5 empty] | data not applicable | Elgin energy esco | Bouts corner farm | Bouts Lane | Holberrow Green | Redditch | data not available | B96 6JX | United Kingdom | 403017 | 259683 | Feckenham 66 11Kv S Stn | Feckenham 66/11Kv | data not available | 66 | National Grid Electricity Distribution (West Midlands) Plc | Stored Energy (all stored energy irrespective of the original energy source) | Storage - Electrochemical (Batteries) | No | data not available | data not available | 70 | data not applicable | data not applicable | data not applicable | data not available | data not available | data not applicable | data not applicable | data not applicable | data not applicable | data not available | data not available | data not applicable | data not available | Accepted to connect | data not applicable | data not applicable | data not applicable | data not applicable | data not applicable | data not applicable | 70 | 70 | 73.6842 | 70 | 73.6842 | 45342 | 2025-10-07 00:00:00 | data not available | data not available | data not available | data not available | data not available | data not available | 45750
data not applicable | [5 empty] | data not applicable | Bluestone energy ltd | Drakelow power station 3 | data not available | data not available | Burton on trent | data not available | DE14 3DP | United Kingdom | 423126 | 321027 | Drakelow 132Kv | data not available | data not available | 132 | National Grid Electricity Distribution (East Midlands) Plc | Stored Energy (all stored energy irrespective of the original energy source) | Storage - Electrochemical (Batteries) | No | data not available | data not available | 240 | data not applicable | data not applicable | data not applicable | data not available | data not available | data not applicable | data not applicable | data not applicable | data not applicable | data not available | data not available | data not applicable | data not available | Accepted to connect | data not applicable | data not applicable | data not applicable | data not applicable | data not applicable | data not applicable | 240 | 240 | 252.6316 | 240 | 252.6316 | 45253 | 2026-06-04 00:00:00 | data not available | data not available | data not available | data not available | data not available | data not available | 45750
data not applicable | [5 empty] | data not applicable | Integrum renewable energy ltd | Junction of, vicarage farm | London Road / Gipsy Lane | data not available | Little irchester | data not available | data not available | United Kingdom | data not available | data not available | data not available | data not available | data not available | 132 | National Grid Electricity Distribution (East Midlands) Plc | Stored Energy (all stored energy irrespective of the original energy source) | Storage - Electrochemical (Batteries) | No | data not available | data not available | 49.99 | data not applicable | data not applicable | data not applicable | data not available | data not available | data not applicable | data not applicable | data not applicable | data not applicable | data not available | data not available | data not applicable | data not available | Accepted to connect | data not applicable | data not applicable | data not applicable | data not applicable | data not applicable | data not applicable | 49.99 | 49.99 | 52.621 | 49.99 | 52.621 | 45341 | 2027-10-19 00:00:00 | data not available | data not available | data not available | data not available | data not available | data not available | 45750
data not applicable | [5 empty] | data not applicable | enray power limited | Woodtown farm | Woodtown | East-The-Water, | Bideford | data not available | EX39 4PP | United Kingdom | 249078 | 125930 | Alverdiscott Sgp | Barnstaple Bsp | data not available | 132 | National Grid Electricity Distribution (South West) Plc | Stored Energy (all stored energy irrespective of the original energy source) | Storage - Electrochemical (Batteries) | No | data not available | data not available | 99.4 | data not applicable | data not applicable | data not applicable | data not available | data not available | data not applicable | data not applicable | data not applicable | data not applicable | data not available | data not available | data not applicable | data not available | Accepted to connect | data not applicable | data not applicable | data not applicable | data not applicable | data not applicable | data not applicable | 99.4 | 99.4 | 104.6316 | 99.4 | 104.6316 | 45323 | 2026-05-07 00:00:00 | data not available | data not available | data not available | data not available | data not available | data not available | 45750
data not applicable | [5 empty] | data not applicable | Bsr applications limited | Hill barn farm, land at | Crofts Lane | Redditch | Worcestershire | data not available | B96 6PX | United Kingdom | 401952 | 262661 | Feckenham 66 11Kv S Stn | Feckenham 66/11Kv | data not available | 66 | National Grid Electricity Distribution (West Midlands) Plc | Stored Energy (all stored energy irrespective of the original energy source) | Storage - Electrochemical (Batteries) | No | data not available | data not available | 60 | data not applicable | data not applicable | data not applicable | data not available | data not available | data not applicable | data not applicable | data not applicable | data not applicable | data not available | data not available | data not applicable | data not available | Accepted to connect | data not applicable | data not applicable | data not applicable | data not applicable | data not applicable | data not applicable | 60 | 60 | 63.1579 | 60 | 63.1579 | 45351 | 2025-10-08 00:00:00 | data not available | data not available | data not available | data not available | data not available | data not available | 45750
data not applicable | [5 empty] | data not applicable | Bsr applications limited | Chequers knoll storage | Land At Station Road | data not available | Grendon | Northampton | NN7 1JW | United Kingdom | 488017 | 261150 | Grendon 132Kv S Stn | data not available | data not available | 132 | National Grid Electricity Distribution (East Midlands) Plc | Stored Energy (all stored energy irrespective of the original energy source) | Storage - Electrochemical (Batteries) | No | data not available | data not available | 240 | data not applicable | data not applicable | data not applicable | data not available | data not available | data not applicable | data not applicable | data not applicable | data not applicable | data not available | data not available | data not applicable | data not available | Accepted to connect | data not applicable | data not applicable | data not applicable | data not applicable | data not applicable | data not applicable | 240 | 240 | 252.6316 | 240 | 252.6316 | 45357 | 2026-06-11 00:00:00 | data not available | data not available | data not available | data not available | data not available | data not available | 45750
data not applicable | [5 empty] | data not applicable | Elgin energy esco | Frankley farm | Frankley Hill Lane | data not available | Bromsgrove | Worcestershire | B32 4BE | United Kingdom | 398844 | 279290 | Kitwell 132Kv S Stn | data not available | data not available | 0.4 | National Grid Electricity Distribution (West Midlands) Plc | Stored Energy (all stored energy irrespective of the original energy source) | Storage - Electrochemical (Batteries) | No | data not available | data not available | 99.9 | data not applicable | data not applicable | data not applicable | data not available | data not available | data not applicable | data not applicable | data not applicable | data not applicable | data not available | data not available | data not applicable | data not available | Accepted to connect | data not applicable | data not applicable | data not applicable | data not applicable | data not applicable | data not applicable | 99.9 | 99.9 | 105.1579 | 99.9 | 105.1579 | 45362 | 2025-09-25 00:00:00 | data not available | data not available | data not available | data not available | data not available | data not available | 45750
data not applicable | [5 empty] | data not applicable | Ecodev group ltd | - | Bedworth Lane | Astley Cp | Nuneaton and bedworth | Warwickshire | CV12 0NH | United Kingdom | 434128 | 287694 | Coventry 132Kv S Stn | Nuneaton 33Kv S Stn | Newdigate 33 11Kv S Stn | 11 | National Grid Electricity Distribution (East Midlands) Plc | Stored Energy (all stored energy irrespective of the original energy source) | Storage - Electrochemical (Batteries) | No | data not available | data not available | 4 | data not applicable | data not applicable | data not applicable | data not available | data not available | data not applicable | data not applicable | data not applicable | data not applicable | data not available | data not available | data not applicable | data not available | Accepted to connect | data not applicable | data not applicable | data not applicable | data not applicable | data not applicable | data not applicable | 4 | 4 | 4.2105 | 4 | 4.2105 | 45271 | 2025-08-21 00:00:00 | data not available | data not available | data not available | data not available | data not available | data not available | 45750
data not applicable | [5 empty] | data not applicable | Voltwise power holdings ltd | Land at | Ebstree Road | data not available | Wolverhampton | data not available | WV5 7ES | United Kingdom | 384323 | 295151 | Penn 132Kv S Stn | data not available | data not available | 132 | National Grid Electricity Distribution (West Midlands) Plc | Stored Energy (all stored energy irrespective of the original energy source) | Storage - Electrochemical (Batteries) | No | data not available | data not available | 150 | data not applicable | data not applicable | data not applicable | data not available | data not available | data not applicable | data not applicable | data not applicable | data not applicable | data not available | data not available | data not applicable | data not available | Accepted to connect | data not applicable | data not applicable | data not applicable | data not applicable | data not applicable | data not applicable | 150 | 150 | 157.8947 | 150 | 157.8947 | 45313 | 2025-08-22 00:00:00 | data not available | data not available | data not available | data not available | data not available | data not available | 45750
data not applicable | [5 empty] | data not applicable | Firstway solar limited | Gammaton barton | Bideford | data not available | Devon | data not available | EX39 4QA | United Kingdom | 248647 | 125521 | Alverdiscott Sgp | East Yelland Bsp | Bideford Main | 132 | National Grid Electricity Distribution (South West) Plc | Stored Energy (all stored energy irrespective of the original energy source) | Storage - Electrochemical (Batteries) | No | data not available | data not available | 99.8 | data not applicable | data not applicable | data not applicable | data not available | data not available | data not applicable | data not applicable | data not applicable | data not applicable | data not available | data not available | data not applicable | data not available | Accepted to connect | data not applicable | data not applicable | data not applicable | data not applicable | data not applicable | data not applicable | 99.8 | 99.8 | 105.0526 | 99.8 | 105.0526 | 45365 | 2026-07-14 00:00:00 | data not available | data not available | data not available | data not available | data not available | data not available | 45750
data not applicable | [5 empty] | data not applicable | Firstway solar limited | Fws bicker drove_bess | Of Bicker Drove | data not available | Bicker | data not available | PE20 3BQ | United Kingdom | 520163 | 339574 | Bicker Fen 132Kv S Stn | data not available | data not available | 132 | National Grid Electricity Distribution (East Midlands) Plc | Stored Energy (all stored energy irrespective of the original energy source) | Storage - Electrochemical (Batteries) | No | data not available | data not available | 99.8 | data not applicable | data not applicable | data not applicable | data not available | data not available | data not applicable | data not applicable | data not applicable | data not applicable | data not available | data not available | data not applicable | data not available | Accepted to connect | data not applicable | data not applicable | data not applicable | data not applicable | data not applicable | data not applicable | 99.8 | 99.8 | 105.0526 | 99.8 | 105.0526 | 45337 | 2025-08-18 00:00:00 | data not available | data not available | data not available | data not available | data not available | data not available | 45750
data not applicable | [5 empty] | data not applicable | Grenergy renewables uk limited | Benton green lane bess | Benton Green Lane | Berkswell | Coventry | data not available | CV7 7DB | United Kingdom | 426360 | 277901 | Berkswell 132Kv S Stn | data not available | data not available | 132 | National Grid Electricity Distribution (East Midlands) Plc | Stored Energy (all stored energy irrespective of the original energy source) | Storage - Electrochemical (Batteries) | No | data not available | data not available | 70 | data not applicable | data not applicable | data not applicable | data not available | data not available | data not applicable | data not applicable | data not applicable | data not applicable | data not available | data not available | data not applicable | data not available | Accepted to connect | data not applicable | data not applicable | data not applicable | data not applicable | data not applicable | data not applicable | 70 | 70 | 73.6842 | 70 | 73.6842 | 45281 | 2026-05-14 00:00:00 | data not available | data not available | data not available | data not available | data not available | data not available | 45750
data not applicable | [5 empty] | data not applicable | Gf wolverhampton 2 energy limited | Land on the southside of | Greyhound Lane | data not available | Wolverhampton | data not available | WV4 4US | United Kingdom | 385754 | 294654 | Penn 132Kv S Stn | data not available | data not available | 132 | National Grid Electricity Distribution (West Midlands) Plc | Stored Energy (all stored energy irrespective of the original energy source) | Storage - Electrochemical (Batteries) | No | data not available | data not available | 35 | data not applicable | data not applicable | data not applicable | data not available | data not available | data not applicable | data not applicable | data not applicable | data not applicable | data not available | data not available | data not applicable | data not available | Accepted to connect | data not applicable | data not applicable | data not applicable | data not applicable | data not applicable | data not applicable | 35 | 35 | 36.8421 | 35 | 36.8421 | 45470 | 2025-08-21 00:00:00 | data not available | data not available | data not available | data not available | data not available | data not available | 45750
data not applicable | [5 empty] | data not applicable | Bsr applications limited | Shipton old farm storage | Land At Shipton Old Farm | Shipton | Winslow | data not available | MK18 3JL | United Kingdom | 477648 | 227512 | East Claydon 132Kv S Stn | data not available | data not available | 132 | National Grid Electricity Distribution (East Midlands) Plc | Stored Energy (all stored energy irrespective of the original energy source) | Storage - Electrochemical (Batteries) | No | data not available | data not available | 99.9 | data not applicable | data not applicable | data not applicable | data not available | data not available | data not applicable | data not applicable | data not applicable | data not applicable | data not available | data not available | data not applicable | data not available | Accepted to connect | data not applicable | data not applicable | data not applicable | data not applicable | data not applicable | data not applicable | 99.9 | 99.9 | 105.1579 | 99.9 | 105.1579 | 45384 | 2025-12-08 00:00:00 | data not available | data not available | data not available | data not available | data not available | data not available | 45750
data not applicable | [5 empty] | data not applicable | Noventum power limited | Saplins farm | Saplins Lane | Ironbridge | Telford | Shropshire | TF8 7DE | United Kingdom | 363380 | 305351 | Ironbridge 132Kv S Stn | data not available | data not available | 132 | National Grid Electricity Distribution (West Midlands) Plc | Stored Energy (all stored energy irrespective of the original energy source) | Storage - Electrochemical (Batteries) | No | data not available | data not available | 99.9 | data not applicable | data not applicable | data not applicable | data not available | data not available | data not applicable | data not applicable | data not applicable | data not applicable | data not available | data not available | data not applicable | data not available | Accepted to connect | data not applicable | data not applicable | data not applicable | data not applicable | data not applicable | data not applicable | 99.9 | 99.9 | 105.1579 | 99.9 | 105.1579 | 45400 | 2025-09-08 00:00:00 | data not available | data not available | data not available | data not available | data not available | data not available | 45750
data not applicable | [5 empty] | data not applicable | Jbm solar projects 32 ltd | Green farm | data not available | Congresbury | North somerset, | data not available | BS49 5J | United Kingdom | data not available | data not available | Sandford 132Kv Sgp | data not available | data not available | 132 | National Grid Electricity Distribution (South West) Plc | Stored Energy (all stored energy irrespective of the original energy source) | Storage - Electrochemical (Batteries) | No | data not available | data not available | 30 | data not applicable | data not applicable | data not applicable | data not available | data not available | data not applicable | data not applicable | data not applicable | data not applicable | data not available | data not available | data not applicable | data not available | Accepted to connect | data not applicable | data not applicable | data not applicable | data not applicable | data not applicable | data not applicable | 30 | 0 | 0 | 30 | 31.5789 | 45345 | 2026-01-01 00:00:00 | data not available | data not available | data not available | data not available | data not available | data not available | 45750
data not applicable | [5 empty] | data not applicable | Ylem bess (south) limited | New house farm, adj | Luzlow | Bagnell | Stoke on trent | data not available | ST9 9JZ | United Kingdom | 393365 | 349329 | Cellarhead 132Kv | data not available | data not available | 132 | National Grid Electricity Distribution (West Midlands) Plc | Stored Energy (all stored energy irrespective of the original energy source) | Storage - Electrochemical (Batteries) | No | data not available | data not available | 99 | data not applicable | data not applicable | data not applicable | data not available | data not available | data not applicable | data not applicable | data not applicable | data not applicable | data not available | data not available | data not applicable | data not available | Accepted to connect | data not applicable | data not applicable | data not applicable | data not applicable | data not applicable | data not applicable | 99 | 99 | 104.2105 | 99 | 104.2105 | 45302 | 2025-10-03 00:00:00 | data not available | data not available | data not available | data not available | data not available | data not available | 45750
data not applicable | [5 empty] | data not applicable | Sustainability unlimited llp | Sandford bess | Nye Road | data not available | Sandford | data not available | BS25 5QF | United Kingdom | 341764 | 160452 | Sandford 132Kv Sgp | data not available | data not available | 132 | National Grid Electricity Distribution (South West) Plc | Stored Energy (all stored energy irrespective of the original energy source) | Storage - Electrochemical (Batteries) | No | data not available | data not available | 99.9 | data not applicable | data not applicable | data not applicable | data not available | data not available | data not applicable | data not applicable | data not applicable | data not applicable | data not available | data not available | data not applicable | data not available | Accepted to connect | data not applicable | data not applicable | data not applicable | data not applicable | data not applicable | data not applicable | 99.9 | 99.9 | 105.1579 | 99.9 | 105.1579 | 45341 | 2026-05-13 00:00:00 | data not available | data not available | data not available | data not available | data not available | data not available | 45750
data not applicable | [5 empty] | data not applicable | Grenergy renewables uk limited | Salt way | Feckenham | data not available | Redditch | data not available | B96 6JT | United Kingdom | 402861 | 260778 | Feckenham 66 11Kv S Stn | data not available | data not available | 66 | National Grid Electricity Distribution (West Midlands) Plc | Stored Energy (all stored energy irrespective of the original energy source) | Storage - Electrochemical (Batteries) | No | data not available | data not available | 70 | data not applicable | data not applicable | data not applicable | data not available | data not available | data not applicable | data not applicable | data not applicable | data not applicable | data not available | data not available | data not applicable | data not available | Accepted to connect | data not applicable | data not applicable | data not applicable | data not applicable | data not applicable | data not applicable | 70 | 70 | 73.6842 | 70 | 73.6842 | 45331 | 2025-10-03 00:00:00 | data not available | data not available | data not available | data not available | data not available | data not available | 45750
data not applicable | [5 empty] | data not applicable | Jbm solar projects 20 ltd | A039 copse lodge | Copse Lodge | data not available | East midlands | data not available | NN13 6EB | United Kingdom | 454414 | 240832 | East Claydon 132Kv S Stn | data not available | data not available | 132 | National Grid Electricity Distribution (East Midlands) Plc | Stored Energy (all stored energy irrespective of the original energy source) | Storage - Electrochemical (Batteries) | No | data not available | data not available | 49.9 | data not applicable | data not applicable | data not applicable | data not available | data not available | data not applicable | data not applicable | data not applicable | data not applicable | data not available | data not available | data not applicable | data not available | Accepted to connect | data not applicable | data not applicable | data not applicable | data not applicable | data not applicable | data not applicable | 49.9 | 49.9 | 52.5263 | 49.9 | 52.5263 | 45376 | 2025-09-16 00:00:00 | data not available | data not available | data not available | data not available | data not available | data not available | 45750
data not applicable | [5 empty] | data not applicable | root-power (south) limited | Land lying to the west of | River Soar | Kegworth | Derby | data not available | DE74 2GB | United Kingdom | 449038 | 328539 | Ratcliffe On Soar 132Kv S Stn | data not available | data not available | 132 | National Grid Electricity Distribution (East Midlands) Plc | Stored Energy (all stored energy irrespective of the original energy source) | Storage - Electrochemical (Batteries) | No | data not available | data not available | 99 | data not applicable | data not applicable | data not applicable | data not available | data not available | data not applicable | data not applicable | data not applicable | data not applicable | data not available | data not available | data not applicable | data not available | Accepted to connect | data not applicable | data not applicable | data not applicable | data not applicable | data not applicable | data not applicable | 99 | 99 | 104.2105 | 99 | 104.2105 | 45301 | 2026-06-05 00:00:00 | data not available | data not available | data not available | data not available | data not available | data not available | 45750
data not applicable | [5 empty] | data not applicable | upper ogmore energy limited | Upper ogmore bess project | Northwest Of Nant-Y-Moel | data not available | Bridgend | South Wales | data not available | United Kingdom | data not available | data not available | Pyle Grid | data not available | data not available | 66 | National Grid Electricity Distribution (South Wales) Plc | Stored Energy (all stored energy irrespective of the original energy source) | Storage - Electrochemical (Batteries) | No | data not available | data not available | 7 | data not applicable | data not applicable | data not applicable | data not available | data not available | data not applicable | data not applicable | data not applicable | data not applicable | data not available | data not available | data not applicable | data not available | Accepted to connect | data not applicable | data not applicable | data not applicable | data not applicable | data not applicable | data not applicable | 7 | 7 | 7.3684 | 7 | 7.3684 | 45432 | 2028-03-02 00:00:00 | data not available | data not available | data not available | data not available | data not available | data not available | 45750
data not applicable | [5 empty] | data not applicable | Jbm solar projects 6 ltd | A019 cotmoor | Halloughton | Southwell | Nottinghamshire | data not available | NG25 0QP | United Kingdom | 468786 | 351686 | Staythorpe C 132Kv S Stn | data not available | data not available | 132 | National Grid Electricity Distribution (East Midlands) Plc | Stored Energy (all stored energy irrespective of the original energy source) | Storage - Electrochemical (Batteries) | No | data not available | data not available | 49.9 | data not applicable | data not applicable | data not applicable | data not available | data not available | data not applicable | data not applicable | data not applicable | data not applicable | data not available | data not available | data not applicable | data not available | Accepted to connect | data not applicable | data not applicable | data not applicable | data not applicable | data not applicable | data not applicable | 49.9 | 49.9 | 52.5263 | 49.9 | 52.5263 | 45364 | 2026-07-09 00:00:00 | data not available | data not available | data not available | data not available | data not available | data not available | 45750
data not applicable | [5 empty] | data not applicable | Ylem bess (south) limited | Hood barton bess | Land At Hood Barton | data not available | Staverton | data not available | TQ9 6AB | United Kingdom | 276992 | 63281 | Abham Sgp | Totnes Bsp | data not available | 132 | National Grid Electricity Distribution (South West) Plc | Stored Energy (all stored energy irrespective of the original energy source) | Storage - Electrochemical (Batteries) | No | data not available | data not available | 99 | data not applicable | data not applicable | data not applicable | data not available | data not available | data not applicable | data not applicable | data not applicable | data not applicable | data not available | data not available | data not applicable | data not available | Accepted to connect | data not applicable | data not applicable | data not applicable | data not applicable | data not applicable | data not applicable | 99 | 99 | 104.2105 | 99 | 104.2105 | 45355 | 2026-06-05 00:00:00 | data not available | data not available | data not available | data not available | data not available | data not available | 45750
data not applicable | [5 empty] | data not applicable | Bsr applications limited | Land at pantgwyn | data not available | Idole | Carmarthen | data not available | SA32 8DG | United Kingdom | 241951 | 215619 | Swansea North Grid | data not available | data not available | 132 | National Grid Electricity Distribution (South Wales) Plc | Stored Energy (all stored energy irrespective of the original energy source) | Storage - Electrochemical (Batteries) | No | data not available | data not available | 49.9 | data not applicable | data not applicable | data not applicable | data not available | data not available | data not applicable | data not applicable | data not applicable | data not applicable | data not available | data not available | data not applicable | data not available | Accepted to connect | data not applicable | data not applicable | data not applicable | data not applicable | data not applicable | data not applicable | 49.9 | 49.9 | 52.5263 | 49.9 | 52.5263 | 45414 | 2025-10-01 00:00:00 | data not available | data not available | data not available | data not available | data not available | data not available | 45750
data not applicable | [5 empty] | data not applicable | tamworth solar limited | Land and builds lying to the | Moor Lane | Amington | Tamworth | data not available | B79 0BX | United Kingdom | 422802 | 305731 | Lea Marston 132Kv S Stn | Tamworth Town 132Kv S Stn | data not available | 33 | National Grid Electricity Distribution (East Midlands) Plc | Stored Energy (all stored energy irrespective of the original energy source) | Storage - Electrochemical (Batteries) | No | data not available | data not available | 30 | data not applicable | data not applicable | data not applicable | data not available | data not available | data not applicable | data not applicable | data not applicable | data not applicable | data not available | data not available | data not applicable | data not available | Accepted to connect | data not applicable | data not applicable | data not applicable | data not applicable | data not applicable | data not applicable | 30 | 30 | 31.5789 | 30 | 31.5789 | 45379 | 2026-07-28 00:00:00 | data not available | data not available | data not available | data not available | data not available | data not available | 45750
data not applicable | [5 empty] | data not applicable | root power (south) limited | Land lying to the south | Of Little Hale Drove | Little Hale Fen | Sleaford | data not available | PE20 3BJ | United Kingdom | data not available | data not available | Bicker Fen 132Kv S Stn | data not available | data not available | 132 | National Grid Electricity Distribution (East Midlands) Plc | Stored Energy (all stored energy irrespective of the original energy source) | Storage - Electrochemical (Batteries) | No | data not available | data not available | 99 | data not applicable | data not applicable | data not applicable | data not available | data not available | data not applicable | data not applicable | data not applicable | data not applicable | data not available | data not available | data not applicable | data not available | Accepted to connect | data not applicable | data not applicable | data not applicable | data not applicable | data not applicable | data not applicable | 99 | 99 | 104.2105 | 99.5 | 104.7368 | 45419 | 2025-09-05 00:00:00 | data not available | data not available | data not available | data not available | data not available | data not available | 45750
data not applicable | [5 empty] | data not applicable | Noventum power limited | 2023-067 domelick manor | Domellick Hill | St Dennis | St austel | Cornwall | PL26 8BY | United Kingdom | 193874 | 58822.1667 | Indian Queens Sgp | Fraddon Bsp | data not available | 132 | National Grid Electricity Distribution (South West) Plc | Stored Energy (all stored energy irrespective of the original energy source) | Storage - Electrochemical (Batteries) | No | data not available | data not available | 70.2 | data not applicable | data not applicable | data not applicable | data not available | data not available | data not applicable | data not applicable | data not applicable | data not applicable | data not available | data not available | data not applicable | data not available | Accepted to connect | data not applicable | data not applicable | data not applicable | data not applicable | data not applicable | data not applicable | 70.2 | 70.2 | 73.8947 | 70.2 | 73.8947 | 45435 | 2026-07-09 00:00:00 | data not available | data not available | data not available | data not available | data not available | data not available | 45750
data not applicable | [5 empty] | data not applicable | Private energy partners (uk) ltd | Wentloog corporate park | Newlands Road | data not available | Cardiff | data not available | CF3 2EU | United Kingdom | 323877 | 179593 | Cardiff East Grid | data not available | data not available | 132 | National Grid Electricity Distribution (South Wales) Plc | Stored Energy (all stored energy irrespective of the original energy source) | Storage - Electrochemical (Batteries) | No | data not available | data not available | 49.9 | data not applicable | data not applicable | data not applicable | data not available | data not available | data not applicable | data not applicable | data not applicable | data not applicable | data not available | data not available | data not applicable | data not available | Accepted to connect | data not applicable | data not applicable | data not applicable | data not applicable | data not applicable | data not applicable | 49.9 | 49.9 | 52.5263 | 49.9 | 52.5263 | 45454 | 2025-11-20 00:00:00 | data not available | data not available | data not available | data not available | data not available | data not available | 45750
data not applicable | [5 empty] | data not applicable | Eco economix limited | Trewheela bess | data not available | Fraddon | Cornwall | data not available | TR8 5BT | United Kingdom | 191074 | 57021 | Indian Queens Sgp | Fraddon Bsp | data not available | 11 | National Grid Electricity Distribution (South West) Plc | Stored Energy (all stored energy irrespective of the original energy source) | Storage - Electrochemical (Batteries) | No | data not available | data not available | 10 | data not applicable | data not applicable | data not applicable | data not available | data not available | data not applicable | data not applicable | data not applicable | data not applicable | data not available | data not available | data not applicable | data not available | Accepted to connect | data not applicable | data not applicable | data not applicable | data not applicable | data not applicable | data not applicable | 10 | 10 | 10.5263 | 10 | 10.5263 | 45481 | 2025-08-22 00:00:00 | data not available | data not available | data not available | data not available | data not available | data not available | 45750
data not applicable | [5 empty] | data not applicable | Bluestone energy ltd | Drakelow power station 4 | data not available | data not available | Burton on trent | data not available | DE14 3DP | United Kingdom | 423126 | 321027 | Drakelow 132Kv | data not available | data not available | 132 | National Grid Electricity Distribution (East Midlands) Plc | Stored Energy (all stored energy irrespective of the original energy source) | Storage - Electrochemical (Batteries) | No | data not available | data not available | 240 | data not applicable | data not applicable | data not applicable | data not available | data not available | data not applicable | data not applicable | data not applicable | data not applicable | data not available | data not available | data not applicable | data not available | Accepted to connect | data not applicable | data not applicable | data not applicable | data not applicable | data not applicable | data not applicable | 240 | 240 | 252.6316 | 240 | 252.6316 | 45377 | 2026-06-08 00:00:00 | data not available | data not available | data not available | data not available | data not available | data not available | 45750
data not applicable | [5 empty] | data not applicable | jbm solar projects 40 ltd | J162 waterleys farm | Greendale Farm | Whissendine | Rutland | data not available | LE15 7LB | United Kingdom | 481692 | 313290 | data not available | data not available | data not available | 132 | National Grid Electricity Distribution (East Midlands) Plc | Stored Energy (all stored energy irrespective of the original energy source) | Storage - Electrochemical (Batteries) | No | data not available | data not available | 30 | data not applicable | data not applicable | data not applicable | data not available | data not available | data not applicable | data not applicable | data not applicable | data not applicable | data not available | data not available | data not applicable | data not available | Accepted to connect | data not applicable | data not applicable | data not applicable | data not applicable | data not applicable | data not applicable | 30 | 30 | 31.5789 | 30 | 31.5789 | 45456 | 2025-10-13 00:00:00 | data not available | data not available | data not available | data not available | data not available | data not available | 45750
data not applicable | [5 empty] | data not applicable | Voltwise power holdings limited | Rugeley bess | Power Station Road | data not available | Rugeley | data not available | WS15 2HS | United Kingdom | 404794 | 318517 | Rugeley 132Kv S Stn | data not available | data not available | 132 | National Grid Electricity Distribution (West Midlands) Plc | Stored Energy (all stored energy irrespective of the original energy source) | Storage - Electrochemical (Batteries) | No | data not available | data not available | 99.9 | data not applicable | data not applicable | data not applicable | data not available | data not available | data not applicable | data not applicable | data not applicable | data not applicable | data not available | data not available | data not applicable | data not available | Accepted to connect | data not applicable | data not applicable | data not applicable | data not applicable | data not applicable | data not applicable | 99.9 | 99.9 | 105.1579 | 99.9 | 105.1579 | 45415 | 2025-10-03 00:00:00 | data not available | data not available | data not available | data not available | data not available | data not available | 45750
data not applicable | [5 empty] | data not applicable | Certus utility consulting ltd | 4-5 harbourside house | data not available | data not available | Bristol | data not available | BS1 4QZ | United Kingdom | 358930 | 172475 | Indian Queens Sgp | data not available | data not available | 132 | National Grid Electricity Distribution (South West) Plc | Stored Energy (all stored energy irrespective of the original energy source) | Storage - Electrochemical (Batteries) | No | data not available | data not available | 99.9 | data not applicable | data not applicable | data not applicable | data not available | data not available | data not applicable | data not applicable | data not applicable | data not applicable | data not available | data not available | data not applicable | data not available | Accepted to connect | data not applicable | data not applicable | data not applicable | data not applicable | data not applicable | data not applicable | 99.9 | 99.9 | 105.1579 | 99.9 | 105.1579 | 45387 | 2026-08-03 00:00:00 | data not available | data not available | data not available | data not available | data not available | data not available | 45750
data not applicable | [5 empty] | data not applicable | mespil solar energy limited | Pailton bess | B4027 Lutterworth Road | data not available | Rugby | data not available | CV23 0QN | United Kingdom | 448960 | 282382 | Coventry 132Kv S Stn | data not available | data not available | 132 | National Grid Electricity Distribution (East Midlands) Plc | Stored Energy (all stored energy irrespective of the original energy source) | Storage - Electrochemical (Batteries) | No | data not available | data not available | 49.9 | data not applicable | data not applicable | data not applicable | data not available | data not available | data not applicable | data not applicable | data not applicable | data not applicable | data not available | data not available | data not applicable | data not available | Accepted to connect | data not applicable | data not applicable | data not applicable | data not applicable | data not applicable | data not applicable | 49.9 | 40 | 42.1053 | 40 | 42.1053 | 45407 | 2026-01-02 00:00:00 | data not available | data not available | data not available | data not available | data not available | data not available | 45750
data not applicable | [5 empty] | data not applicable | Cswe 10 limited | data not available | Bicker Drove | Villar Farm | Boston | data not available | PE20 3BQ | United Kingdom | 520163 | 339574 | Bicker Fen 132Kv S Stn | data not available | data not available | 132 | National Grid Electricity Distribution (East Midlands) Plc | Stored Energy (all stored energy irrespective of the original energy source) | Storage - Electrochemical (Batteries) | No | data not available | data not available | 99.9 | data not applicable | data not applicable | data not applicable | data not available | data not available | data not applicable | data not applicable | data not applicable | data not applicable | data not available | data not available | data not applicable | data not available | Accepted to connect | data not applicable | data not applicable | data not applicable | data not applicable | data not applicable | data not applicable | 99.9 | 99.9 | 105.1579 | 99.9 | 105.1579 | 45443 | 2025-10-01 00:00:00 | data not available | data not available | data not available | data not available | data not available | data not available | 45750
data not applicable | [5 empty] | data not applicable | Noventum power limited | Land at llandyfaelog | Kidwelly | data not available | Dyfed | data not available | SA17 5PS | United Kingdom | 241244 | 211655 | Swansea North Grid | data not available | data not available | 132 | National Grid Electricity Distribution (South Wales) Plc | Stored Energy (all stored energy irrespective of the original energy source) | Storage - Electrochemical (Batteries) | No | data not available | data not available | 99.9 | data not applicable | data not applicable | data not applicable | data not available | data not available | data not applicable | data not applicable | data not applicable | data not applicable | data not available | data not available | data not applicable | data not available | Accepted to connect | data not applicable | data not applicable | data not applicable | data not applicable | data not applicable | data not applicable | 99.9 | 99.9 | 105.1579 | 99.9 | 105.1579 | 45477 | 2026-05-28 00:00:00 | data not available | data not available | data not available | data not available | data not available | data not available | 45750
data not applicable | [5 empty] | data not applicable | Synthetic power ltd | Field on | Land On The South East Of B6025 | data not available | Aftreton | data not available | DE55 7RQ | United Kingdom | 441583 | 356397 | Chesterfield 132Kv S Stn | Alfreton 33Kv S Stn | data not available | 33 | National Grid Electricity Distribution (East Midlands) Plc | Stored Energy (all stored energy irrespective of the original energy source) | Storage - Electrochemical (Batteries) | No | data not available | data not available | 20 | data not applicable | data not applicable | data not applicable | data not available | data not available | data not applicable | data not applicable | data not applicable | data not applicable | data not available | data not available | data not applicable | data not available | Accepted to connect | data not applicable | data not applicable | data not applicable | data not applicable | data not applicable | data not applicable | 20 | 20 | 21.0526 | 20 | 21.0526 | 45422 | 2025-10-23 00:00:00 | data not available | data not available | data not available | data not available | data not available | data not available | 45750
data not applicable | [5 empty] | data not applicable | shareshill renewables limited | Land sw and nw | Church Road | Shareshill | Wolverhampton | data not available | WV10 7JY | United Kingdom | 392371 | 305421 | Bushbury D 132Kv | Bushbury C 132Kv S Stn | Bushbury B-C 132/33/11Kv | 132 | National Grid Electricity Distribution (West Midlands) Plc | Stored Energy (all stored energy irrespective of the original energy source) | Storage - Electrochemical (Batteries) | No | data not available | data not available | 49.9 | data not applicable | data not applicable | data not applicable | data not available | data not available | data not applicable | data not applicable | data not applicable | data not applicable | data not available | data not available | data not applicable | data not available | Accepted to connect | data not applicable | data not applicable | data not applicable | data not applicable | data not applicable | data not applicable | 49.9 | 49.9 | 52.5263 | 49.9 | 52.5263 | 45414 | 2025-09-08 00:00:00 | data not available | data not available | data not available | data not available | data not available | data not available | 45750
data not applicable | [5 empty] | data not applicable | Gf grendon energy limited | 301, grendon bess farm | Grendon Road | data not available | Earls barton | Northampton | NN6 0RB | United Kingdom | 485739 | 262350 | Grendon 132Kv S Stn | data not available | data not available | 132 | National Grid Electricity Distribution (East Midlands) Plc | Stored Energy (all stored energy irrespective of the original energy source) | Storage - Electrochemical (Batteries) | No | data not available | data not available | 99.9 | data not applicable | data not applicable | data not applicable | data not available | data not available | data not applicable | data not applicable | data not applicable | data not applicable | data not available | data not available | data not applicable | data not available | Accepted to connect | data not applicable | data not applicable | data not applicable | data not applicable | data not applicable | data not applicable | 99.9 | 99.9 | 105.1579 | 99.9 | 105.1579 | 45460 | 2025-10-15 00:00:00 | data not available | data not available | data not available | data not available | data not available | data not available | 45750
data not applicable | [5 empty] | data not applicable | Vicarage drove bess limited | 160mw bess facility, vicarage drove | Site Near To | Boston | data not available | Lincolnshire | PE20 3PS | United Kingdom | 521059 | 341665 | Bicker Fen 132Kv S Stn | data not available | data not available | 132 | National Grid Electricity Distribution (East Midlands) Plc | Stored Energy (all stored energy irrespective of the original energy source) | Storage - Electrochemical (Batteries) | No | data not available | data not available | 160 | data not applicable | data not applicable | data not applicable | data not available | data not available | data not applicable | data not applicable | data not applicable | data not applicable | data not available | data not available | data not applicable | data not available | Accepted to connect | data not applicable | data not applicable | data not applicable | data not applicable | data not applicable | data not applicable | 160 | 160 | 168.4211 | 160 | 168.4211 | 45447 | 2026-02-12 00:00:00 | data not available | data not available | data not available | data not available | data not available | data not available | 45750
data not applicable | [5 empty] | data not applicable | Greentech projects holding uk limited | Pistern hills farm | Smisby | data not available | Ashby-de-la-zouch | data not available | LE65 1RH | United Kingdom | 435911 | 320457 | Willington 132Kv S Stn | data not available | data not available | 132 | National Grid Electricity Distribution (East Midlands) Plc | Stored Energy (all stored energy irrespective of the original energy source) | Storage - Electrochemical (Batteries) | No | data not available | data not available | 240 | Solar | Photovoltaic | No | data not available | data not available | 49.9 | data not applicable | data not applicable | data not applicable | data not available | data not available | data not applicable | data not available | Accepted to connect | data not applicable | data not applicable | data not applicable | data not applicable | data not applicable | data not applicable | 289.9 | 240 | 252.6316 | 240 | 252.6316 | 45488 | 2025-11-12 00:00:00 | data not available | data not available | data not available | data not available | data not available | data not available | 45750
data not applicable | [5 empty] | data not applicable | Immersa ltd | Land near | Manor Drive | data not available | Devon | data not available | EX5 1FY | United Kingdom | data not available | data not available | Exeter Main Sgp | Sowton Bsp | Topsham | 11 | National Grid Electricity Distribution (South West) Plc | Stored Energy (all stored energy irrespective of the original energy source) | Storage - Electrochemical (Batteries) | No | data not available | data not available | 1 | Solar | Photovoltaic | No | data not available | data not available | 0.88 | data not applicable | data not applicable | data not applicable | data not available | data not available | data not applicable | data not available | Accepted to connect | data not applicable | data not applicable | data not applicable | data not applicable | data not applicable | data not applicable | 1.88 | 0.495 | 0.52105 | 0.949 | 0.99895 | 45460 | 2025-12-29 00:00:00 | data not available | data not available | data not available | data not available | data not available | data not available | 45750
data not applicable | [5 empty] | data not applicable | Private energy partners | - | Fonmon Castle | data not available | Barry | data not available | CF62 3ZN | United Kingdom | 304233 | 167888 | Aberthaw Power Station | data not available | data not available | 132 | National Grid Electricity Distribution (South Wales) Plc | Stored Energy (all stored energy irrespective of the original energy source) | Storage - Electrochemical (Batteries) | No | data not available | data not available | 150 | data not applicable | data not applicable | data not applicable | data not available | data not available | data not applicable | data not applicable | data not applicable | data not applicable | data not available | data not available | data not applicable | data not available | Accepted to connect | data not applicable | data not applicable | data not applicable | data not applicable | data not applicable | data not applicable | 150 | 150 | 157.8947 | 150 | 157.8947 | 45510 | 2025-11-28 00:00:00 | data not available | data not available | data not available | data not available | data not available | data not available | 45750
data not applicable | [5 empty] | data not applicable | Gf coventry energy ltd | Land north of | Mcdonnell Drive | Longford | Bedworth | data not available | CV7 9GA | United Kingdom | 434390 | 284752 | Coventry 132Kv S Stn | Coventry North 33Kv S Stn | data not available | 33 | National Grid Electricity Distribution (East Midlands) Plc | Stored Energy (all stored energy irrespective of the original energy source) | Storage - Electrochemical (Batteries) | No | data not available | data not available | 30 | data not applicable | data not applicable | data not applicable | data not available | data not available | data not applicable | data not applicable | data not applicable | data not applicable | data not available | data not available | data not applicable | data not available | Accepted to connect | data not applicable | data not applicable | data not applicable | data not applicable | data not applicable | data not applicable | 30 | 30 | 31.5789 | 30 | 31.5789 | 45516 | 2037-10-31 00:00:00 | data not available | data not available | data not available | data not available | data not available | data not available | 45750
data not applicable | [5 empty] | data not applicable | Intergum renewable energy ltd | Combined sites | Land Pilsley Road | Lower Pilsley | Chesterfield | data not available | S45 8DL | United Kingdom | 441082 | 363520 | Chesterfield 132Kv S Stn | data not available | data not available | 132 | National Grid Electricity Distribution (East Midlands) Plc | Stored Energy (all stored energy irrespective of the original energy source) | Storage - Electrochemical (Batteries) | No | data not available | data not available | 49.99 | data not applicable | data not applicable | data not applicable | data not available | data not available | data not applicable | data not applicable | data not applicable | data not applicable | data not available | data not available | data not applicable | data not available | Accepted to connect | data not applicable | data not applicable | data not applicable | data not applicable | data not applicable | data not applicable | 49.99 | 49.99 | 52.621 | 49.99 | 52.621 | 45453 | 2025-11-05 00:00:00 | data not available | data not available | data not available | data not available | data not available | data not available | 45750
data not applicable | [5 empty] | data not applicable | Elgin energy esco | Vale of neath bess | Rhigos Road | Hirwaun | Aberdare | data not available | CF44 9UP | United Kingdom | 293495 | 206461 | Swansea North Grid | data not available | data not available | 132 | National Grid Electricity Distribution (South Wales) Plc | Stored Energy (all stored energy irrespective of the original energy source) | Storage - Electrochemical (Batteries) | No | data not available | data not available | 120 | data not applicable | data not applicable | data not applicable | data not available | data not available | data not applicable | data not applicable | data not applicable | data not applicable | data not available | data not available | data not applicable | data not available | Accepted to connect | data not applicable | data not applicable | data not applicable | data not applicable | data not applicable | data not applicable | 120 | 120 | 126.3158 | 120 | 126.3158 | 45517 | 2026-01-12 00:00:00 | data not available | data not available | data not available | data not available | data not available | data not available | 45750
data not applicable | [5 empty] | data not applicable | Bsr applications limited | Heol-y-glo storage | Land At Oakdale Lodge | Pyle | Bridgend | data not available | CF33 6RB | United Kingdom | 283925 | 185072 | Pyle Grid | data not available | data not available | 132 | National Grid Electricity Distribution (South Wales) Plc | Stored Energy (all stored energy irrespective of the original energy source) | Storage - Electrochemical (Batteries) | No | data not available | data not available | 49.9 | data not applicable | data not applicable | data not applicable | data not available | data not available | data not applicable | data not applicable | data not applicable | data not applicable | data not available | data not available | data not applicable | data not available | Accepted to connect | data not applicable | data not applicable | data not applicable | data not applicable | data not applicable | data not applicable | 49.9 | 49.9 | 52.5263 | 49.9 | 52.5263 | 45562 | 2026-03-13 00:00:00 | data not available | data not available | data not available | data not available | data not available | data not available | 45750
data not applicable | [5 empty] | data not applicable | Powerstar | Clock self-service stn | Newport Road/Coleshill Road | data not available | Birmingham | data not available | B36 8BQ | United Kingdom | 413797 | 289374 | Lea Marston 132Kv S Stn | Kitts Green 132 11Kv S Stn | Kitts Green 132/11Kv | 11 | National Grid Electricity Distribution (West Midlands) Plc | Stored Energy (all stored energy irrespective of the original energy source) | Storage - Electrochemical (Batteries) | No | data not available | data not available | 1 | data not applicable | data not applicable | data not applicable | data not available | data not available | data not applicable | data not applicable | data not applicable | data not applicable | data not available | data not available | data not applicable | data not available | Accepted to connect | data not applicable | data not applicable | data not applicable | data not applicable | data not applicable | data not applicable | 1 | 1 | 1.0526 | 1 | 1.0526 | 45432 | 2025-05-05 00:00:00 | data not available | data not available | data not available | data not available | data not available | data not available | 45750
data not applicable | [5 empty] | data not applicable | Greentech projects holding uk ltd | 1 | Land On Welby Road | data not available | Melton mowbray | data not available | LE14 3RE | United Kingdom | 472965 | 320290 | data not available | data not available | data not available | 132 | National Grid Electricity Distribution (East Midlands) Plc | Stored Energy (all stored energy irrespective of the original energy source) | Storage - Electrochemical (Batteries) | No | data not available | data not available | 49.9 | data not applicable | data not applicable | data not applicable | data not available | data not available | data not applicable | data not applicable | data not applicable | data not applicable | data not available | data not available | data not applicable | data not available | Accepted to connect | data not applicable | data not applicable | data not applicable | data not applicable | data not applicable | data not applicable | 49.9 | 49.9 | 52.5263 | 49.9 | 52.5263 | 45539 | 2026-01-05 00:00:00 | data not available | data not available | data not available | data not available | data not available | data not available | 45750
data not applicable | [5 empty] | data not applicable | Elgin energy esco | Land on | Caldwell Road | data not available | Drakelow | Burton-On-Trent | DE15 9TU | United Kingdom | 424991 | 318776 | Drakelow 132Kv | data not available | data not available | 132 | National Grid Electricity Distribution (East Midlands) Plc | Stored Energy (all stored energy irrespective of the original energy source) | Storage - Electrochemical (Batteries) | No | data not available | data not available | 99.9 | data not applicable | data not applicable | data not applicable | data not available | data not available | data not applicable | data not applicable | data not applicable | data not applicable | data not available | data not available | data not applicable | data not available | Accepted to connect | data not applicable | data not applicable | data not applicable | data not applicable | data not applicable | data not applicable | 99.9 | 99.9 | 105.1579 | 99.9 | 105.1579 | 45551 | 2037-12-31 00:00:00 | data not available | data not available | data not available | data not available | data not available | data not available | 45750
data not applicable | [5 empty] | data not applicable | Conrad energy (developments) ii limited | Land at armshead farm, ref cellarhead bess | Armshead Road | data not available | Werrington | Staffordshire | ST9 0NB | United Kingdom | 393828 | 348592 | Cellarhead 132Kv | data not available | data not available | 132 | National Grid Electricity Distribution (West Midlands) Plc | Stored Energy (all stored energy irrespective of the original energy source) | Storage - Electrochemical (Batteries) | No | data not available | data not available | 99 | data not applicable | data not applicable | data not applicable | data not available | data not available | data not applicable | data not applicable | data not applicable | data not applicable | data not available | data not available | data not applicable | data not available | Accepted to connect | data not applicable | data not applicable | data not applicable | data not applicable | data not applicable | data not applicable | 99 | 99 | 104.2105 | 99 | 104.2105 | 45583 | 2028-02-19 00:00:00 | data not available | data not available | data not available | data not available | data not available | data not available | 45750
data not applicable | [5 empty] | data not applicable | Noventum power limited | Franderground farm, pinxton | Kirkby Lane | data not available | Pinxton | Nottingham | data not available | United Kingdom | data not available | data not available | Chesterfield 132Kv S Stn | data not available | data not available | 132 | National Grid Electricity Distribution (East Midlands) Plc | Stored Energy (all stored energy irrespective of the original energy source) | Storage - Electrochemical (Batteries) | No | data not available | data not available | 80.3 | data not applicable | data not applicable | data not applicable | data not available | data not available | data not applicable | data not applicable | data not applicable | data not applicable | data not available | data not available | data not applicable | data not available | Accepted to connect | data not applicable | data not applicable | data not applicable | data not applicable | data not applicable | data not applicable | 80.3 | 80.3 | 84.5263 | 80.6 | 84.8421 | 45520 | 2026-02-03 00:00:00 | data not available | data not available | data not available | data not available | data not available | data not available | 45750
data not applicable | [5 empty] | data not applicable | Gf wolverhampton 2 energy limited | Land on the southside of | Greyhound Lane | data not available | Wolverhampton, | data not available | WV4 4US | United Kingdom | 385754 | 294654 | Penn 132Kv S Stn | data not available | data not available | 132 | National Grid Electricity Distribution (West Midlands) Plc | Stored Energy (all stored energy irrespective of the original energy source) | Storage - Electrochemical (Batteries) | No | data not available | data not available | 50.35 | data not applicable | data not applicable | data not applicable | data not available | data not available | data not applicable | data not applicable | data not applicable | data not applicable | data not available | data not available | data not applicable | data not available | Accepted to connect | data not applicable | data not applicable | data not applicable | data not applicable | data not applicable | data not applicable | 50.35 | 50.35 | 53 | 50.35 | 53 | 45525 | 2026-01-29 00:00:00 | data not available | data not available | data not available | data not available | data not available | data not available | 45750
data not applicable | [5 empty] | data not applicable | Greentech projects holding uk limited | Barnacle | Park Farm | data not available | data not available | Barnacle | CV7 9LG | United Kingdom | 438669 | 284735 | Coventry 132Kv S Stn | data not available | data not available | 132 | National Grid Electricity Distribution (East Midlands) Plc | Stored Energy (all stored energy irrespective of the original energy source) | Storage - Electrochemical (Batteries) | No | data not available | data not available | 100 | data not applicable | data not applicable | data not applicable | data not available | data not available | data not applicable | data not applicable | data not applicable | data not applicable | data not available | data not available | data not applicable | data not available | Accepted to connect | data not applicable | data not applicable | data not applicable | data not applicable | data not applicable | data not applicable | 100 | 100 | 105.2632 | 100 | 105.2632 | 45539 | 2037-10-30 00:00:00 | data not available | data not available | data not available | data not available | data not available | data not available | 45750
data not applicable | [5 empty] | data not applicable | gf carmarthen energy limited | Land north of, sn 44777 05782 | Lon Ffos Las | Trimsaran | Kidwelly | Carmarthenshire | SA17 4HB | United Kingdom | 244907 | 206021 | Swansea North Grid | data not available | data not available | 132 | National Grid Electricity Distribution (South Wales) Plc | Stored Energy (all stored energy irrespective of the original energy source) | Storage - Electrochemical (Batteries) | No | data not available | data not available | 87.8 | data not applicable | data not applicable | data not applicable | data not available | data not available | data not applicable | data not applicable | data not applicable | data not applicable | data not available | data not available | data not applicable | data not available | Accepted to connect | data not applicable | data not applicable | data not applicable | data not applicable | data not applicable | data not applicable | 87.8 | 87.8 | 92.421 | 87.8 | 92.421 | 45699 | 2025-06-02 00:00:00 | data not available | data not available | data not available | data not available | data not available | data not available | 45750
data not applicable | [5 empty] | data not applicable | Conrad energy (developments) limited | Land at parsonage farm | Smithyard Lane | Five Bells | Watchet | data not available | TA23 0NA | United Kingdom | 306384 | 141970 | Taunton Sgp | Bowhays Cross Bsp | data not available | 33 | National Grid Electricity Distribution (South West) Plc | Stored Energy (all stored energy irrespective of the original energy source) | Storage - Electrochemical (Batteries) | No | data not available | data not available | 15.4 | data not applicable | data not applicable | data not applicable | data not available | data not available | data not applicable | data not applicable | data not applicable | data not applicable | data not available | data not available | data not applicable | data not available | Accepted to connect | data not applicable | data not applicable | data not applicable | data not applicable | data not applicable | data not applicable | 15.4 | 15.4 | 16.2105 | 15.4 | 16.2105 | 45502 | 2026-01-22 00:00:00 | data not available | data not available | data not available | data not available | data not available | data not available | 45750
data not applicable | [5 empty] | data not applicable | Greentech projects holding uk ltd | Site at | Rydall Estates | data not available | Colton | data not available | WS15 3HF | United Kingdom | 404906 | 319399 | Rugeley 132Kv S Stn | data not available | data not available | 0.4 | National Grid Electricity Distribution (West Midlands) Plc | Stored Energy (all stored energy irrespective of the original energy source) | Storage - Electrochemical (Batteries) | No | data not available | data not available | 49.9 | data not applicable | data not applicable | data not applicable | data not available | data not available | data not applicable | data not applicable | data not applicable | data not applicable | data not available | data not available | data not applicable | data not available | Accepted to connect | data not applicable | data not applicable | data not applicable | data not applicable | data not applicable | data not applicable | 49.9 | 49.9 | 52.5263 | 49.9 | 52.5263 | 45572 | 2025-10-06 00:00:00 | data not available | data not available | data not available | data not available | data not available | data not available | 45750
data not applicable | [5 empty] | data not applicable | aludra bess ltd | data not available | Royle Farm | Burton Upon Trent, | Derbyshire, | data not available | DE15 9TU | United Kingdom | 424991 | 318776 | Drakelow 132Kv | data not available | data not available | 132 | National Grid Electricity Distribution (East Midlands) Plc | Stored Energy (all stored energy irrespective of the original energy source) | Storage - Electrochemical (Batteries) | No | data not available | data not available | 35 | data not applicable | data not applicable | data not applicable | data not available | data not available | data not applicable | data not applicable | data not applicable | data not applicable | data not available | data not available | data not applicable | data not available | Accepted to connect | data not applicable | data not applicable | data not applicable | data not applicable | data not applicable | data not applicable | 35 | 35 | 36.8421 | 35 | 36.8421 | 45635 | 2026-05-08 00:00:00 | data not available | data not available | data not available | data not available | data not available | data not available | 45750
data not applicable | [5 empty] | data not applicable | Abei energy | Dymonds farm | data not available | Clyst Honiton | Exeter | data not available | EX5 2HN | United Kingdom | data not available | data not available | Exeter Main Sgp | Sowton Bsp | data not available | 33 | National Grid Electricity Distribution (South West) Plc | Stored Energy (all stored energy irrespective of the original energy source) | Storage - Electrochemical (Batteries) | No | data not available | data not available | 30 | data not applicable | data not applicable | data not applicable | data not available | data not available | data not applicable | data not applicable | data not applicable | data not applicable | data not available | data not available | data not applicable | data not available | Accepted to connect | data not applicable | data not applicable | data not applicable | data not applicable | data not applicable | data not applicable | 30 | 30 | 31.5789 | 30 | 31.5789 | 45580 | 2026-06-05 00:00:00 | data not available | data not available | data not available | data not available | data not available | data not available | 45750
data not applicable | [5 empty] | data not applicable | Tyler hill pv ltd | Land at green street farm | Green Street | data not available | Hallow | Worcester | WR2 6PY | United Kingdom | 380084 | 258849 | Bishops Wood 132Kv S Stn | data not available | data not available | 132 | National Grid Electricity Distribution (West Midlands) Plc | Stored Energy (all stored energy irrespective of the original energy source) | Storage - Electrochemical (Batteries) | No | data not available | data not available | 130 | data not applicable | data not applicable | data not applicable | data not available | data not available | data not applicable | data not applicable | data not applicable | data not applicable | data not available | data not available | data not applicable | data not available | Accepted to connect | data not applicable | data not applicable | data not applicable | data not applicable | data not applicable | data not applicable | 130 | 130 | 136.8421 | 130 | 136.8421 | 45624 | 2028-03-14 00:00:00 | data not available | data not available | data not available | data not available | data not available | data not available | 45750
data not applicable | [5 empty] | data not applicable | Lightsource renewable uk dev ltd | Land off leek road | Wetley Rocks | Stoke-On-Trent, | Staffordshire | data not available | ST9 0AR | United Kingdom | 395851 | 348537 | Cellarhead 132Kv | data not available | data not available | 132 | National Grid Electricity Distribution (West Midlands) Plc | Stored Energy (all stored energy irrespective of the original energy source) | Storage - Electrochemical (Batteries) | No | data not available | data not available | 99.9 | data not applicable | data not applicable | data not applicable | data not available | data not available | data not applicable | data not applicable | data not applicable | data not applicable | data not available | data not available | data not applicable | data not available | Accepted to connect | data not applicable | data not applicable | data not applicable | data not applicable | data not applicable | data not applicable | 99.9 | 99.9 | 105.1579 | 99.9 | 105.1579 | 45677 | 2025-09-10 00:00:00 | data not available | data not available | data not available | data not available | data not available | data not available | 45750
data not applicable | [5 empty] | data not applicable | Lightsource renewable energy ltd | Fairfield farm | Upper Weald | data not available | Milton keynes | data not available | MK19 6EL | United Kingdom | 480100 | 237606 | East Claydon 132Kv S Stn | data not available | data not available | 0.4 | National Grid Electricity Distribution (East Midlands) Plc | Stored Energy (all stored energy irrespective of the original energy source) | Storage - Electrochemical (Batteries) | No | data not available | data not available | 99.9 | data not applicable | data not applicable | data not applicable | data not available | data not available | data not applicable | data not applicable | data not applicable | data not applicable | data not available | data not available | data not applicable | data not available | Accepted to connect | data not applicable | data not applicable | data not applicable | data not applicable | data not applicable | data not applicable | 99.9 | 99.9 | 105.1579 | 99.9 | 105.1579 | 45684 | 2026-06-03 00:00:00 | data not available | data not available | data not available | data not available | data not available | data not available | 45750
data not applicable | [5 empty] | data not applicable | Ase uk holdings limited | Haughton farm | Haughton | Upton Magna | Shrewsbury | data not available | SY4 4GB | United Kingdom | 355122 | 316317 | Shrewsbury 132Kv S Stn | Shrewsbury 132/33Kv | data not available | 33 | National Grid Electricity Distribution (West Midlands) Plc | Stored Energy (all stored energy irrespective of the original energy source) | Storage - Electrochemical (Batteries) | No | data not available | data not available | 35 | data not applicable | data not applicable | data not applicable | data not available | data not available | data not applicable | data not applicable | data not applicable | data not applicable | data not available | data not available | data not applicable | data not available | Accepted to connect | data not applicable | data not applicable | data not applicable | data not applicable | data not applicable | data not applicable | 35 | 35 | 36.8421 | 15 | 15.7895 | 45673 | 2025-08-21 00:00:00 | data not available | data not available | data not available | data not available | data not available | data not available | 45750
data not applicable | [5 empty] | data not applicable | Bsr energy ltd | Land at | Broad Lane | data not available | Essington | Wolverhampton | WV11 2RJ | United Kingdom | 398212 | 303747 | Bushbury D 132Kv | data not available | data not available | 132 | National Grid Electricity Distribution (West Midlands) Plc | Stored Energy (all stored energy irrespective of the original energy source) | Storage - Electrochemical (Batteries) | No | data not available | data not available | 49.9 | data not applicable | data not applicable | data not applicable | data not available | data not available | data not applicable | data not applicable | data not applicable | data not applicable | data not available | data not available | data not applicable | data not available | Accepted to connect | data not applicable | data not applicable | data not applicable | data not applicable | data not applicable | data not applicable | 49.9 | 49.9 | 52.5263 | 49.9 | 52.5263 | 45684 | 2025-09-30 00:00:00 | data not available | data not available | data not available | data not available | data not available | data not available | 45750
data not applicable | [5 empty] | data not applicable | votltwise power holdings ltd | Upper pant-ysgawen farm | Maes Yr Haf Lane | data not available | Croespenmean | Crumlin | NP11 3EG | United Kingdom | data not available | data not available | Rassau Gsp | Crumlin | data not available | 33 | National Grid Electricity Distribution (South Wales) Plc | Stored Energy (all stored energy irrespective of the original energy source) | Storage - Electrochemical (Batteries) | No | data not available | data not available | 28 | data not applicable | data not applicable | data not applicable | data not available | data not available | data not applicable | data not applicable | data not applicable | data not applicable | data not available | data not available | data not applicable | data not available | Accepted to connect | data not applicable | data not applicable | data not applicable | data not applicable | data not applicable | data not applicable | 28 | 28 | 29.4737 | 28 | 29.4737 | 45624 | 2025-09-29 00:00:00 | data not available | data not available | data not available | data not available | data not available | data not available | 45750
data not applicable | [5 empty] | data not applicable | Greentech projects holding uk limited | Prestwold bess | Prestwold Lane | Prestwold | Loughborough | data not available | LE12 5SH | United Kingdom | 458096 | 322306 | Ratcliffe On Soar 132Kv S Stn | data not available | data not available | 132 | National Grid Electricity Distribution (East Midlands) Plc | Stored Energy (all stored energy irrespective of the original energy source) | Storage - Electrochemical (Batteries) | No | data not available | data not available | 150 | data not applicable | data not applicable | data not applicable | data not available | data not available | data not applicable | data not applicable | data not applicable | data not applicable | data not available | data not available | data not applicable | data not available | Accepted to connect | data not applicable | data not applicable | data not applicable | data not applicable | data not applicable | data not applicable | 150 | 150 | 157.8947 | 150 | 157.8947 | 45574 | 2026-04-13 00:00:00 | data not available | data not available | data not available | data not available | data not available | data not available | 45750
data not applicable | [5 empty] | data not applicable | Emeren uk ltd | Hardwicke lodge farm | Forest Road | data not available | Narborough | Leicester | LE19 3LD | United Kingdom | 452672 | 299392 | Enderby 132Kv S Stn | data not available | data not available | 132 | National Grid Electricity Distribution (East Midlands) Plc | Stored Energy (all stored energy irrespective of the original energy source) | Storage - Electrochemical (Batteries) | No | data not available | data not available | 49.9 | Solar | Photovoltaic | No | data not available | data not available | 25 | data not applicable | data not applicable | data not applicable | data not available | data not available | data not applicable | data not available | Accepted to connect | data not applicable | data not applicable | data not applicable | data not applicable | data not applicable | data not applicable | 74.9 | 49.9 | 52.5263 | 49.9 | 52.5263 | 45582 | 2026-04-07 00:00:00 | data not available | data not available | data not available | data not available | data not available | data not available | 45750
data not applicable | [5 empty] | data not applicable | voltwise power holdings ltd | Land on the east and west sides | Burnley Park Way | data not available | Oakham | data not available | LE15 6BX | United Kingdom | 486501 | 309577 | Grendon 132Kv S Stn | Oakham 33Kv S Stn | data not available | 33 | National Grid Electricity Distribution (East Midlands) Plc | Stored Energy (all stored energy irrespective of the original energy source) | Storage - Electrochemical (Batteries) | No | data not available | data not available | 40 | data not applicable | data not applicable | data not applicable | data not available | data not available | data not applicable | data not applicable | data not applicable | data not applicable | data not available | data not available | data not applicable | data not available | Accepted to connect | data not applicable | data not applicable | data not applicable | data not applicable | data not applicable | data not applicable | 40 | 40 | 42.1053 | 40 | 42.1053 | 45723 | 2026-04-02 00:00:00 | data not available | data not available | data not available | data not available | data not available | data not available | 45750
data not applicable | [5 empty] | data not applicable | first renewable developments ltd | Kettering energy park bess | Wold Road | data not available | Burton latimer | Kettering | NN15 5PN | United Kingdom | 490454 | 275198 | data not available | data not available | data not available | 132 | National Grid Electricity Distribution (East Midlands) Plc | Stored Energy (all stored energy irrespective of the original energy source) | Storage - Electrochemical (Batteries) | No | data not available | data not available | 100 | data not applicable | data not applicable | data not applicable | data not available | data not available | data not applicable | data not applicable | data not applicable | data not applicable | data not available | data not available | data not applicable | data not available | Accepted to connect | data not applicable | data not applicable | data not applicable | data not applicable | data not applicable | data not applicable | 100 | 100 | 105.2632 | 100 | 105.2632 | 45707 | 2026-04-02 00:00:00 | data not available | data not available | data not available | data not available | data not available | data not available | 45750
data not applicable | [5 empty] | data not applicable | --REDACTED-- | --REDACTED-- | --REDACTED-- | --REDACTED-- | Uffington | Shrewsbury | SY4 4 | United Kingdom | --REDACTED-- | --REDACTED-- | Shrewsbury 132Kv S Stn | data not available | data not available | 33 | National Grid Electricity Distribution (West Midlands) Plc | Stored Energy (all stored energy irrespective of the original energy source) | Storage - Electrochemical (Batteries) | No | data not available | data not available | 17 | data not applicable | data not applicable | data not applicable | data not available | data not available | data not applicable | data not applicable | data not applicable | data not applicable | data not available | data not available | data not applicable | data not available | Accepted to connect | data not applicable | data not applicable | data not applicable | data not applicable | data not applicable | data not applicable | 17 | 17 | 17.8947 | 17 | 17.8947 | 45735 | 2026-02-09 00:00:00 | data not available | data not available | data not available | data not available | data not available | data not available | 45750
data not applicable | [5 empty] | data not applicable | Ipsum icp ltd | data not available | Old Sticklepath Hill | Sticklepath | Barnstaple | Devon | EX31 2BQ | United Kingdom | 255117 | 132435 | Alverdiscott Sgp | Barnstaple Bsp | Roundswell | 11 | National Grid Electricity Distribution (South West) Plc | Stored Energy (all stored energy irrespective of the original energy source) | Storage - Electrochemical (Batteries) | No | data not available | data not available | 1 | Solar | Photovoltaic | No | data not available | data not available | 0.5 | data not applicable | data not applicable | data not applicable | data not available | data not available | data not applicable | data not available | Accepted to connect | data not applicable | data not applicable | data not applicable | data not applicable | data not applicable | data not applicable | 1.5 | 0.949 | 0.99895 | 1.9 | 2 | 45614 | data not available | data not available | data not available | data not available | data not available | data not available | data not available | 45750
data not applicable | [5 empty] | data not applicable | --REDACTED-- | --REDACTED-- | --REDACTED-- | --REDACTED-- | Telford | Shropshire | TF6 5 | United Kingdom | --REDACTED-- | --REDACTED-- | Shrewsbury 132Kv S Stn | data not available | data not available | 33 | National Grid Electricity Distribution (West Midlands) Plc | Stored Energy (all stored energy irrespective of the original energy source) | Storage - Electrochemical (Batteries) | No | data not available | data not available | 10 | data not applicable | data not applicable | data not applicable | data not available | data not available | data not applicable | data not applicable | data not applicable | data not applicable | data not available | data not available | data not applicable | data not available | Accepted to connect | data not applicable | data not applicable | data not applicable | data not applicable | data not applicable | data not applicable | 10 | 10 | 10.5263 | 10 | 10.5263 | 45736 | 2025-06-09 00:00:00 | data not available | data not available | data not available | data not available | data not available | data not available | 45750
data not applicable | [5 empty] | data not applicable | Greentech projects holding uk ltd | Welby road bess | Welby Road | data not available | Melton mowbray | data not available | LE14 3RE | United Kingdom | 472965 | 320290 | data not available | data not available | data not available | 132 | National Grid Electricity Distribution (East Midlands) Plc | Stored Energy (all stored energy irrespective of the original energy source) | Storage - Electrochemical (Batteries) | No | data not available | data not available | 60 | Solar | Photovoltaic | No | data not available | data not available | 9.9 | data not applicable | data not applicable | data not applicable | data not available | data not available | data not applicable | data not available | Accepted to connect | data not applicable | data not applicable | data not applicable | data not applicable | data not applicable | data not applicable | 69.9 | 60 | 63.1579 | 60 | 63.1579 | 45681 | 2026-05-21 00:00:00 | data not available | data not available | data not available | data not available | data not available | data not available | 45750
data not applicable | [5 empty] | data not applicable | Westfa limited | Elawan spv3 | Heol Aur | data not available | Llanelli | data not available | SA14 8QG | United Kingdom | 252817 | 201995 | Swansea North Grid | Trostre Grid | data not available | 33 | National Grid Electricity Distribution (South Wales) Plc | Stored Energy (all stored energy irrespective of the original energy source) | Storage - Electrochemical (Batteries) | No | data not available | data not available | 25 | data not applicable | data not applicable | data not applicable | data not available | data not available | data not applicable | data not applicable | data not applicable | data not applicable | data not available | data not available | data not applicable | data not available | Accepted to connect | data not applicable | data not applicable | data not applicable | data not applicable | data not applicable | data not applicable | 25 | 25 | 26.3158 | 25 | 26.3158 | 45737 | 2025-06-30 00:00:00 | data not available | data not available | data not available | data not available | data not available | data not available | 45750
data not applicable | [5 empty] | data not applicable | Tata steel uk ltd | Port talbot steel works | Po Box 42 | data not available | Port talbot | data not available | SA13 2NG | United Kingdom | 279031 | 184770 | Pyle Grid | Margam Grid | data not available | 66 | National Grid Electricity Distribution (South Wales) Plc | Waste | Steam turbine (thermal power plant) | data not applicable | data not available | data not available | 19 | data not applicable | data not applicable | data not applicable | data not available | data not available | data not applicable | data not applicable | data not applicable | data not applicable | data not available | data not available | data not applicable | data not available | Accepted to connect | data not applicable | data not applicable | data not applicable | data not applicable | data not applicable | data not applicable | 19 | 19 | 20 | 124 | 130.5263 | 43815 | 2025-06-01 00:00:00 | data not available | data not available | data not available | data not available | data not available | data not available | 45750
data not applicable | [5 empty] | data not applicable | encyclis (walsall) limited | Land near | Fryers Road | Leamore | Walsall | data not available | WS3 2XQ | United Kingdom | 398130 | 300267 | Bustleholm 132Kv S Stn | Walsall 132Kv/33Kv | data not available | 33 | National Grid Electricity Distribution (West Midlands) Plc | Waste | Steam turbine (thermal power plant) | data not applicable | data not available | data not available | 50 | data not applicable | data not applicable | data not applicable | data not available | data not available | data not applicable | data not applicable | data not applicable | data not applicable | data not available | data not available | data not applicable | data not available | Accepted to connect | data not applicable | data not applicable | data not applicable | data not applicable | data not applicable | data not applicable | 50 | 50 | 52.6316 | 7 | 7.3684 | 43782 | 2025-12-01 00:00:00 | data not available | data not available | data not available | data not available | data not available | data not available | 45750
data not applicable | [5 empty] | data not applicable | Encyclis (corby) limited | Willowbrook industrial estate | Shelton Road | data not available | Corby | data not available | NN17 5XH | United Kingdom | 490731 | 290563 | Grendon 132Kv S Stn | Corby 33Kv S Stn | data not available | 33 | National Grid Electricity Distribution (East Midlands) Plc | Waste | Steam turbine (thermal power plant) | data not applicable | data not available | data not available | 15 | data not applicable | data not applicable | data not applicable | data not available | data not available | data not applicable | data not applicable | data not applicable | data not applicable | data not available | data not available | data not applicable | data not available | Accepted to connect | data not applicable | data not applicable | data not applicable | data not applicable | data not applicable | data not applicable | 15 | 15 | 15.7895 | data not available | 0 | 43916 | 2026-12-01 00:00:00 | data not available | data not available | data not available | data not available | data not available | data not available | 45750
data not applicable | [5 empty] | data not applicable | The brooking plant limited | Jaguar land rover | Lode Lane | Solihull | West midlands | data not available | B92 8NW | United Kingdom | 415540 | 282072 | Lea Marston 132Kv S Stn | data not available | data not available | 132 | National Grid Electricity Distribution (West Midlands) Plc | Waste | Steam turbine (thermal power plant) | data not applicable | data not available | data not available | 29 | data not applicable | data not applicable | data not applicable | data not available | data not available | data not applicable | data not applicable | data not applicable | data not applicable | data not available | data not available | data not applicable | data not available | Accepted to connect | data not applicable | data not applicable | data not applicable | data not applicable | data not applicable | data not applicable | 29 | 29 | 30.5263 | 60 | 63.1579 | 44053 | 2025-09-30 00:00:00 | data not available | data not available | data not available | data not available | data not available | data not available | 45750
data not applicable | [5 empty] | data not applicable | newhurst erf limited | Newhurst quarry | Shepshed | data not available | Leicestershire | data not available | LE12 9BU | United Kingdom | 448610 | 318107 | Ratcliffe On Soar 132Kv S Stn | data not available | data not available | 132 | National Grid Electricity Distribution (East Midlands) Plc | Waste | Steam turbine (thermal power plant) | data not applicable | data not available | data not available | 46 | data not applicable | data not applicable | data not applicable | data not available | data not available | data not applicable | data not applicable | data not applicable | data not applicable | data not available | data not available | data not applicable | data not available | Accepted to connect | data not applicable | data not applicable | data not applicable | data not applicable | data not applicable | data not applicable | 46 | 46 | 48.4211 | 6.45 | 6.7895 | 44412 | 2028-11-10 00:00:00 | data not available | data not available | data not available | data not available | data not available | data not available | 45750
data not applicable | [5 empty] | data not applicable | R&p clean power ltd | Depot 3, recovery facility, swadlincote energy | Cadley Hill Road | data not available | Swadlincote | Derbyshire | DE11 9EN | United Kingdom | data not available | data not available | Drakelow 132Kv | Burton South 33Kv S Stn | data not available | 33 | National Grid Electricity Distribution (East Midlands) Plc | Waste | Steam turbine (thermal power plant) | data not applicable | data not available | data not available | 20 | data not applicable | data not applicable | data not applicable | data not available | data not available | data not applicable | data not applicable | data not applicable | data not applicable | data not available | data not available | data not applicable | data not available | Accepted to connect | data not applicable | data not applicable | data not applicable | data not applicable | data not applicable | data not applicable | 20 | 20 | 21.0526 | 2.5 | 2.6316 | 44483 | 2029-11-01 00:00:00 | data not available | data not available | data not available | data not available | data not available | data not available | 45750
data not applicable | [5 empty] | data not applicable | vital energi solutions limited | Bilsthorpe business park | Eakring Road | Bilsthorpe | Nottingham | Nottinghamshire | NG22 8ST | United Kingdom | 465340 | 361464 | Chesterfield 132Kv S Stn | Clipstone 33Kv S Stn | data not available | 33 | National Grid Electricity Distribution (East Midlands) Plc | Waste | Steam turbine (thermal power plant) | data not applicable | data not available | data not available | 19 | data not applicable | data not applicable | data not applicable | data not available | data not available | data not applicable | data not applicable | data not applicable | data not applicable | data not available | data not available | data not applicable | data not available | Accepted to connect | data not applicable | data not applicable | data not applicable | data not applicable | data not applicable | data not applicable | 19 | 19 | 20 | 4.25 | 4.4737 | 44531 | 2025-09-19 00:00:00 | data not available | data not available | data not available | data not available | data not available | data not available | 45750
data not applicable | [5 empty] | data not applicable | Power generation (midlands) ltd | The forge site | Stourport Road | data not available | Kidderminster | data not available | DY11 7QE | United Kingdom | 381984 | 273714 | Bishops Wood 132Kv S Stn | Stourport 132 66 33Kv S Stn | Stourport 132/66/33/11Kv | 11 | National Grid Electricity Distribution (West Midlands) Plc | Waste | Steam turbine (thermal power plant) | Yes | data not available | data not available | 2.2 | data not applicable | data not applicable | data not applicable | data not available | data not available | data not applicable | data not applicable | data not applicable | data not applicable | data not available | data not available | data not applicable | data not available | Accepted to connect | data not applicable | data not applicable | data not applicable | data not applicable | data not applicable | data not applicable | 2.2 | 2.2 | 2.3158 | 4.5 | 4.7368 | 44629 | 2025-12-11 00:00:00 | data not available | data not available | data not available | data not available | data not available | data not available | 45750
data not applicable | [5 empty] | data not applicable | Paul winter consulting ltd | Land at hallenbeagle | Sawmills Lane | data not available | Cornwall | data not available | TR16 5BE | United Kingdom | 172732 | 44714.25 | Indian Queens Sgp | Camborne Bsp | data not available | 33 | National Grid Electricity Distribution (South West) Plc | Waste | Steam turbine (thermal power plant) | No | data not available | data not available | 10 | data not applicable | data not applicable | data not applicable | data not available | data not available | data not applicable | data not applicable | data not applicable | data not applicable | data not available | data not available | data not applicable | data not available | Accepted to connect | data not applicable | data not applicable | data not applicable | data not applicable | data not applicable | data not applicable | 10 | 10 | 10.5263 | data not available | 0 | 45581 | 2025-11-05 00:00:00 | data not available | data not available | data not available | data not available | data not available | data not available | 45750
data not applicable | [5 empty] | data not applicable | Phoenix hydro ltd | Hazelford weir | Main Street | data not available | Thurgarton | Nottingham | NG25 0XL | United Kingdom | 472592 | 349723 | Staythorpe C 132Kv S Stn | Hawton 33Kv S Stn | Caythorpe 33 11Kv S Stn | 11 | National Grid Electricity Distribution (East Midlands) Plc | Water (flowing water or head of water) | Hydro - Run of river | No | data not available | data not available | 1.35 | data not applicable | data not applicable | data not applicable | data not available | data not available | data not applicable | data not applicable | data not applicable | data not applicable | data not available | data not available | data not applicable | data not available | Accepted to connect | data not applicable | data not applicable | data not applicable | data not applicable | data not applicable | data not applicable | 1.35 | 1.35 | 1.421 | 0.05 | 0.05263 | 45232 | 2025-08-05 00:00:00 | data not available | data not available | data not available | data not available | data not available | data not available | 45750
data not applicable | [5 empty] | data not applicable | Qmulus ltd | Erasmus darwin building | Clifton Lane | Clifton | Nottingham | data not available | NG11 8NS | United Kingdom | data not available | data not available | Ratcliffe On Soar 132Kv S Stn | Nottingham 33Kv S Stn | Clifton 33 11Kv S Stn | 11 | National Grid Electricity Distribution (East Midlands) Plc | Water (flowing water or head of water) | Hydro - Run of river | No | data not available | data not available | 1.6 | data not applicable | data not applicable | data not applicable | data not available | data not available | data not applicable | data not applicable | data not applicable | data not applicable | data not available | data not available | data not applicable | data not available | Accepted to connect | data not applicable | data not applicable | data not applicable | data not applicable | data not applicable | data not applicable | 1.6 | 1.85 | 1.9474 | 3.8 | 4 | 45609 | 2025-06-01 00:00:00 | data not available | data not available | data not available | data not available | data not available | data not available | 45750
data not applicable | [5 empty] | data not applicable | Evans energy ltd | Proposed wind farm | Cold Northcott | St Clether | Launceston | data not available | data not available | United Kingdom | data not available | data not available | Indian Queens Sgp | data not available | data not available | 132 | National Grid Electricity Distribution (South West) Plc | Wind | Offshore wind turbines | data not applicable | data not available | data not available | 20 | data not applicable | data not applicable | data not applicable | data not available | data not available | data not applicable | data not applicable | data not applicable | data not applicable | data not available | data not available | data not applicable | data not available | Accepted to connect | data not applicable | data not applicable | data not applicable | data not applicable | data not applicable | data not applicable | 20 | 20 | 21.0526 | 0.25 | 0.26316 | 43566 | 2026-01-30 00:00:00 | data not available | data not available | data not available | data not available | data not available | data not available | 45750
data not applicable | [5 empty] | data not applicable | offshore wind ltd | Offshore wind scheme | data not available | data not available | Whitecross | data not available | data not available | United Kingdom | data not available | data not available | Alverdiscott Sgp | data not available | data not available | 132 | National Grid Electricity Distribution (South West) Plc | Wind | Offshore wind turbines | data not applicable | data not available | data not available | 100 | data not applicable | data not applicable | data not applicable | data not available | data not available | data not applicable | data not applicable | data not applicable | data not applicable | data not available | data not available | data not applicable | data not available | Accepted to connect | data not applicable | data not applicable | data not applicable | data not applicable | data not applicable | data not applicable | 100 | 99.9 | 105.1579 | 0.8 | 0.84211 | 44509 | 2028-10-31 00:00:00 | data not available | data not available | data not available | data not available | data not available | data not available | 45750
data not applicable | [5 empty] | data not applicable | Wave hub limited | Chi gallos | Hayle Marine Renewable Business Park | North Quay | Hayle | data not available | TR27 4DD | United Kingdom | 155479 | 38050 | Indian Queens Sgp | Hayle Bsp | data not available | 33 | National Grid Electricity Distribution (South West) Plc | Wind | Offshore wind turbines | No | data not available | data not available | 35 | data not applicable | data not applicable | data not applicable | data not available | data not available | data not applicable | data not applicable | data not applicable | data not applicable | data not available | data not available | data not applicable | data not available | Accepted to connect | data not applicable | data not applicable | data not applicable | data not applicable | data not applicable | data not applicable | 35 | 32 | 33.6842 | 1.5 | 1.579 | 44781 | 2036-10-01 00:00:00 | data not available | data not available | data not available | data not available | data not available | data not available | 45750
data not applicable | [5 empty] | data not applicable | Energie kontor uk ltd | Cefn blaenau, wind turbines | data not available | Rhydcymerau | Llandeilo | data not available | SA19 7RF | United Kingdom | 257697 | 241815 | Swansea North Grid | Lampeter Grid | Lampeter Primary | 11 | National Grid Electricity Distribution (South Wales) Plc | Wind | Onshore wind turbines | data not applicable | data not available | data not available | 5 | data not applicable | data not applicable | data not applicable | data not available | data not available | data not applicable | data not applicable | data not applicable | data not applicable | data not available | data not available | data not applicable | data not available | Accepted to connect | data not applicable | data not applicable | data not applicable | data not applicable | data not applicable | data not applicable | 5 | 5 | 5.2632 | 0.1 | 0.10526 | 41339 | 2025-05-01 00:00:00 | data not available | data not available | data not available | data not available | data not available | data not available | 45750
data not applicable | [5 empty] | data not applicable | pennant walters (foelt) limited | Foel trawsnant wind farm | data not available | data not available | Port talbot | data not available | data not available | United Kingdom | data not available | data not available | Pyle Grid | Pyle Bsp | data not available | 66 | National Grid Electricity Distribution (South Wales) Plc | Wind | Onshore wind turbines | data not applicable | data not available | data not available | 35 | data not applicable | data not applicable | data not applicable | data not available | data not available | data not applicable | data not applicable | data not applicable | data not applicable | data not available | data not available | data not applicable | data not available | Accepted to connect | data not applicable | data not applicable | data not applicable | data not applicable | data not applicable | data not applicable | 35 | 35 | 36.8421 | 0.5 | 0.52632 | 41926 | 2025-10-31 00:00:00 | data not available | data not available | data not available | data not available | data not available | data not available | 45750
data not applicable | [5 empty] | data not applicable | Renewable energy systems ltd | Brechfa north wind farm | data not available | Llanllwni | Pencader | data not available | SA39 9ED | United Kingdom | 251561 | 236674 | Swansea North Grid | Swansea North Bsp | data not available | 132 | National Grid Electricity Distribution (South Wales) Plc | Wind | Onshore wind turbines | data not applicable | data not available | data not available | 20 | data not applicable | data not applicable | data not applicable | data not available | data not available | data not applicable | data not applicable | data not applicable | data not applicable | data not available | data not available | data not applicable | data not available | Accepted to connect | data not applicable | data not applicable | data not applicable | data not applicable | data not applicable | data not applicable | 20 | 20 | 21.0526 | 0.32 | 0.33684 | 42199 | 2026-12-30 00:00:00 | data not available | data not available | data not available | data not available | data not available | data not available | 45750
data not applicable | [5 empty] | data not applicable | rwe renewables uk swindon limited | Brechfa west extension wind farm | data not available | Brechfa | Carmarthen | data not available | SA32 7QR | United Kingdom | 251271 | 230923 | Swansea North Grid | Rhos Grid | data not available | 132 | National Grid Electricity Distribution (South Wales) Plc | Wind | Onshore wind turbines | data not applicable | data not available | data not available | 18 | data not applicable | data not applicable | data not applicable | data not available | data not available | data not applicable | data not applicable | data not applicable | data not applicable | data not available | data not available | data not applicable | data not available | Accepted to connect | data not applicable | data not applicable | data not applicable | data not applicable | data not applicable | data not applicable | 18 | 18 | 18.9474 | 0.1 | 0.10526 | 42409 | 2027-09-06 00:00:00 | data not available | data not available | data not available | data not available | data not available | data not available | 45750
data not applicable | [5 empty] | data not applicable | upper ogmore energy limited | Upper ogmore wind farm | Land At Blaengarw | Nant Y Moel | Bridgend | data not available | data not available | United Kingdom | data not available | data not available | Grange | Grange Bsp | data not available | 66 | National Grid Electricity Distribution (South Wales) Plc | Wind | Onshore wind turbines | data not applicable | data not available | data not available | 23.8 | data not applicable | data not applicable | data not applicable | data not available | data not available | data not applicable | data not applicable | data not applicable | data not applicable | data not available | data not available | data not applicable | data not available | Accepted to connect | data not applicable | data not applicable | data not applicable | data not applicable | data not applicable | data not applicable | 23.8 | 23.8 | 25.0526 | 0.1 | 0.10526 | 42380 | 2027-03-31 00:00:00 | data not available | data not available | data not available | data not available | data not available | data not available | 45750
data not applicable | [5 empty] | data not applicable | cenin renewables ltd | Manmoel 33 | Manmoel Common | data not available | Ebbw vale | data not available | NP22 4NJ | United Kingdom | data not available | data not available | Rassau Gsp | Ebbw Vale | data not available | 33 | National Grid Electricity Distribution (South Wales) Plc | Wind | Onshore wind turbines | data not applicable | data not available | data not available | 10 | data not applicable | data not applicable | data not applicable | data not available | data not available | data not applicable | data not applicable | data not applicable | data not applicable | data not available | data not available | data not applicable | data not available | Accepted to connect | data not applicable | data not applicable | data not applicable | data not applicable | data not applicable | data not applicable | 10 | 10 | 10.5263 | 0.24 | 0.25263 | 43074 | 2025-12-08 00:00:00 | data not available | data not available | data not available | data not available | data not available | data not available | 45750
data not applicable | [5 empty] | data not applicable | power quinn limited | Rose park farm, otterham wind farm | Otterham Station | data not available | Camelford | data not available | PL32 9SW | United Kingdom | 216027 | 89928 | Indian Queens Sgp | St Tudy Bsp | data not available | 132 | National Grid Electricity Distribution (South West) Plc | Wind | Onshore wind turbines | data not applicable | data not available | data not available | 1 | data not applicable | data not applicable | data not applicable | data not available | data not available | data not applicable | data not applicable | data not applicable | data not applicable | data not available | data not available | data not applicable | data not available | Accepted to connect | data not applicable | data not applicable | data not applicable | data not applicable | data not applicable | data not applicable | 1 | 1 | 1.0526 | 0.02 | 0.02105 | 43524 | 2025-09-30 00:00:00 | data not available | data not available | data not available | data not available | data not available | data not available | 45750
data not applicable | [5 empty] | data not applicable | Mynydd maen wind limited | Generation scheme | Mynydd Maen | Hafodyrynys | Crumlin | data not available | NP11 5AY | United Kingdom | 322721 | 198393 | Rassau Gsp | Crumlin | data not available | 132 | National Grid Electricity Distribution (South Wales) Plc | Wind | Onshore wind turbines | data not applicable | data not available | data not available | 39 | data not applicable | data not applicable | data not applicable | data not available | data not available | 15 | data not applicable | data not applicable | data not applicable | data not available | data not available | 10 | data not available | Accepted to connect | data not applicable | data not applicable | data not applicable | data not applicable | data not applicable | data not applicable | 74 | 77.895 | 81.9947 | 10 | 10.5263 | 43627 | 2027-07-30 00:00:00 | data not available | data not available | data not available | data not available | data not available | data not available | 45750
data not applicable | [5 empty] | data not applicable | cenin renewables ltd | Llwyncelyn porth wind, llwyn33 | data not available | Llwyncelyn | Porth | data not available | data not available | United Kingdom | data not available | data not available | Upper Boat | Upper Boat Bsp | data not available | 33 | National Grid Electricity Distribution (South Wales) Plc | Wind | Onshore wind turbines | data not applicable | data not available | data not available | 29.4 | data not applicable | data not applicable | data not applicable | data not available | data not available | data not applicable | data not applicable | data not applicable | data not applicable | data not available | data not available | data not applicable | data not available | Accepted to connect | data not applicable | data not applicable | data not applicable | data not applicable | data not applicable | data not applicable | 29.4 | 29.4 | 30.9474 | 0.7 | 0.73684 | 43731 | 2026-01-21 00:00:00 | data not available | data not available | data not available | data not available | data not available | data not available | 45750
data not applicable | [5 empty] | data not applicable | Pennant walters | Mynydd llanhilleth wind farm | data not available | data not available | Pontypool | data not available | data not available | United Kingdom | data not available | data not available | data not available | data not available | data not available | 66 | National Grid Electricity Distribution (South Wales) Plc | Wind | Onshore wind turbines | data not applicable | data not available | data not available | 28.7 | data not applicable | data not applicable | data not applicable | data not available | data not available | data not applicable | data not applicable | data not applicable | data not applicable | data not available | data not available | data not applicable | data not available | Accepted to connect | data not applicable | data not applicable | data not applicable | data not applicable | data not applicable | data not applicable | 28.7 | 28.7 | 30.2105 | 0.042 | 0.04421 | 43914 | 2027-12-31 00:00:00 | data not available | data not available | data not available | data not available | data not available | data not available | 45750
data not applicable | [5 empty] | data not applicable | ce longstones energy limited | Proposed wind turbine | Land At Imerys | data not available | St austell | data not available | PL26 7XR | United Kingdom | data not available | data not available | Indian Queens Sgp | St Austell Bsp | data not available | 33 | National Grid Electricity Distribution (South West) Plc | Wind | Onshore wind turbines | data not applicable | data not available | data not available | 19.96 | data not applicable | data not applicable | data not applicable | data not available | data not available | data not applicable | data not applicable | data not applicable | data not applicable | data not available | data not available | data not applicable | data not available | Accepted to connect | data not applicable | data not applicable | data not applicable | data not applicable | data not applicable | data not applicable | 19.96 | 19.96 | 21.0105 | 0.164 | 0.17263 | 43927 | 2025-11-01 00:00:00 | data not available | data not available | data not available | data not available | data not available | data not available | 45750
data not applicable | [5 empty] | data not applicable | Pennant walters holdings ltd | Trecelyn wind farm | data not available | Crumlin | Newport | data not available | data not available | United Kingdom | data not available | data not available | Uskmouth | data not available | data not available | 132 | National Grid Electricity Distribution (South Wales) Plc | Wind | Onshore wind turbines | data not applicable | data not available | data not available | 18.6 | data not applicable | data not applicable | data not applicable | data not available | data not available | data not applicable | data not applicable | data not applicable | data not applicable | data not available | data not available | data not applicable | data not available | Accepted to connect | data not applicable | data not applicable | data not applicable | data not applicable | data not applicable | data not applicable | 18.6 | 18.6 | 19.5789 | 0.018 | 0.01895 | 43914 | 2027-06-30 00:00:00 | data not available | data not available | data not available | data not available | data not available | data not available | 45750
data not applicable | [5 empty] | data not applicable | Pennant walters (holdings) ltd | Mynydd carn y cefn wind farm | data not available | Aberbeeg | Abertillery | data not available | data not available | United Kingdom | data not available | data not available | Rassau Gsp | Crumlin | data not available | 33 | National Grid Electricity Distribution (South Wales) Plc | Wind | Onshore wind turbines | data not applicable | data not available | data not available | 28.7 | data not applicable | data not applicable | data not applicable | data not available | data not available | data not applicable | data not applicable | data not applicable | data not applicable | data not available | data not available | data not applicable | data not available | Accepted to connect | data not applicable | data not applicable | data not applicable | data not applicable | data not applicable | data not applicable | 28.7 | 28.7 | 30.2105 | 0.42 | 0.44211 | 44000 | 2027-04-12 00:00:00 | data not available | data not available | data not available | data not available | data not available | data not available | 45750
data not applicable | [5 empty] | data not applicable | waun maenllwyd wind energy hub ltd | Waun maenllwyd (nant einon) | Blaentwrch Estate | Ffarmers | data not available | Llanwrda | SA19 8PJ | United Kingdom | 267822 | 249164 | Swansea North Grid | Lampeter Grid | data not available | 33 | National Grid Electricity Distribution (South Wales) Plc | Wind | Onshore wind turbines | data not applicable | data not available | data not available | 25.2 | data not applicable | data not applicable | data not applicable | data not available | data not available | data not applicable | data not applicable | data not applicable | data not applicable | data not available | data not available | data not applicable | data not available | Accepted to connect | data not applicable | data not applicable | data not applicable | data not applicable | data not applicable | data not applicable | 25.2 | 25.2 | 26.5263 | 0.5 | 0.52632 | 44159 | 2027-09-30 00:00:00 | data not available | data not available | data not available | data not available | data not available | data not available | 45750
data not applicable | [5 empty] | data not applicable | Cenin renewables ltd | Coity walia area | data not available | data not available | Bridgend | data not available | data not available | United Kingdom | data not available | data not available | Pyle Grid | Pyle Bsp | data not available | 132 | National Grid Electricity Distribution (South Wales) Plc | Wind | Onshore wind turbines | data not applicable | data not available | data not available | 49.999 | data not applicable | data not applicable | data not applicable | data not available | data not available | data not applicable | data not applicable | data not applicable | data not applicable | data not available | data not available | data not applicable | data not available | Accepted to connect | data not applicable | data not applicable | data not applicable | data not applicable | data not applicable | data not applicable | 49.999 | 49.999 | 52.6305 | 0.75 | 0.78947 | 44223 | 2026-07-23 00:00:00 | data not available | data not available | data not available | data not available | data not available | data not available | 45750
data not applicable | [5 empty] | data not applicable | hendy wind farm limited | Hendy wind farm | Near Llandrindod Wells | data not available | Powys | data not available | LD1 5SE | United Kingdom | 314484 | 252888 | Rassau Gsp | Abergavenny | data not available | 66 | National Grid Electricity Distribution (South Wales) Plc | Wind | Onshore wind turbines | data not applicable | data not available | data not available | 13.16 | data not applicable | data not applicable | data not applicable | data not available | data not available | data not applicable | data not applicable | data not applicable | data not applicable | data not available | data not available | data not applicable | data not available | Accepted to connect | data not applicable | data not applicable | data not applicable | data not applicable | data not applicable | data not applicable | 13.16 | 13.16 | 13.8526 | 0.18 | 0.18947 | 44169 | 2025-12-18 00:00:00 | data not available | data not available | data not available | data not available | data not available | data not available | 45750
data not applicable | [5 empty] | data not applicable | Pennant walters | Myg mynydd y glyn wind farm | Trehatod Pontypridd | data not available | Mid glamorgan | data not available | CF37 2LL | United Kingdom | 304531 | 190942 | Upper Boat | Upper Boat Bsp | data not available | 33 | National Grid Electricity Distribution (South Wales) Plc | Wind | Onshore wind turbines | data not applicable | data not available | data not available | 24.6 | data not applicable | data not applicable | data not applicable | data not available | data not available | data not applicable | data not applicable | data not applicable | data not applicable | data not available | data not available | data not applicable | data not available | Accepted to connect | data not applicable | data not applicable | data not applicable | data not applicable | data not applicable | data not applicable | 24.6 | 24.6 | 25.8947 | 0.36 | 0.37895 | 44152 | 2026-12-31 00:00:00 | data not available | data not available | data not available | data not available | data not available | data not available | 45750
data not applicable | [5 empty] | data not applicable | edp renewables uk limited | Mynydd bedwelte wind farm | Mynydd Bedwellte | Tredegar | Blaenau gwent | data not available | NP22 3TG | United Kingdom | 313682 | 208276 | Rassau Gsp | data not available | data not available | 132 | National Grid Electricity Distribution (South Wales) Plc | Wind | Onshore wind turbines | data not applicable | data not available | data not available | 54.6 | data not applicable | data not applicable | data not applicable | data not available | data not available | data not applicable | data not applicable | data not applicable | data not applicable | data not available | data not available | data not applicable | data not available | Accepted to connect | data not applicable | data not applicable | data not applicable | data not applicable | data not applicable | data not applicable | 54.6 | 54.6 | 57.4737 | 0.2 | 0.21053 | 44412 | 2029-05-30 00:00:00 | data not available | data not available | data not available | data not available | data not available | data not available | 45750
data not applicable | [5 empty] | data not applicable | Clean earth energy | Proposed wind turbine | Land At Imerys | data not available | St austell | data not available | PL26 7XR | United Kingdom | data not available | data not available | Indian Queens Sgp | St Austell Bsp | data not available | 33 | National Grid Electricity Distribution (South West) Plc | Wind | Onshore wind turbines | data not applicable | data not available | data not available | 9.98 | data not applicable | data not applicable | data not applicable | data not available | data not available | data not applicable | data not applicable | data not applicable | data not applicable | data not available | data not available | data not applicable | data not available | Accepted to connect | data not applicable | data not applicable | data not applicable | data not applicable | data not applicable | data not applicable | 9.98 | 9.98 | 10.5053 | 0.082 | 0.08632 | 44497 | 2026-02-04 00:00:00 | data not available | data not available | data not available | data not available | data not available | data not available | 45750
data not applicable | [5 empty] | data not applicable | Pennant walters | Cynhordy wind farm | Llangynwd | Maesteg | data not available | data not available | CF34 0EA | United Kingdom | 288299 | 188880 | Pyle Grid | data not available | data not available | 66 | National Grid Electricity Distribution (South Wales) Plc | Wind | Onshore wind turbines | data not applicable | data not available | data not available | 16.4 | data not applicable | data not applicable | data not applicable | data not available | data not available | data not applicable | data not applicable | data not applicable | data not applicable | data not available | data not available | data not applicable | data not available | Accepted to connect | data not applicable | data not applicable | data not applicable | data not applicable | data not applicable | data not applicable | 16.4 | 16.4 | 17.2632 | 0.24 | 0.25263 | 44531 | 2029-06-30 00:00:00 | data not available | data not available | data not available | data not available | data not available | data not available | 45750
data not applicable | [5 empty] | data not applicable | Evans energy ltd | Helland wind farm | data not available | Helland | Bodmin | data not available | data not available | United Kingdom | data not available | data not available | Indian Queens Sgp | St Tudy Bsp | data not available | 33 | National Grid Electricity Distribution (South West) Plc | Wind | Onshore wind turbines | data not applicable | data not available | data not available | 25 | data not applicable | data not applicable | data not applicable | data not available | data not available | data not applicable | data not applicable | data not applicable | data not applicable | data not available | data not available | data not applicable | data not available | Accepted to connect | data not applicable | data not applicable | data not applicable | data not applicable | data not applicable | data not applicable | 25 | 25 | 26.3158 | data not available | 0 | 44586 | 2025-11-27 00:00:00 | data not available | data not available | data not available | data not available | data not available | data not available | 45750
data not applicable | [5 empty] | data not applicable | pennant walters (holdings) limited | - | Land South Of Trehafod | data not available | Pontypridd | data not available | CF37 2NU | United Kingdom | 304394 | 190718 | Upper Boat | Upper Boat Bsp | data not available | 33 | National Grid Electricity Distribution (South Wales) Plc | Wind | Onshore wind turbines | No | data not available | data not available | 6 | data not applicable | data not applicable | data not applicable | data not available | data not available | data not applicable | data not applicable | data not applicable | data not applicable | data not available | data not available | data not applicable | data not available | Accepted to connect | data not applicable | data not applicable | data not applicable | data not applicable | data not applicable | data not applicable | 6 | 6 | 6.3158 | 0.02 | 0.02105 | 44599 | 2025-07-01 00:00:00 | data not available | data not available | data not available | data not available | data not available | data not available | 45750
data not applicable | [5 empty] | data not applicable | Slebech investments limited | Newhouse farm | Canaston Bridge | data not available | Narberth | data not available | SA67 8DE | United Kingdom | 206768 | 213973 | Pembroke Power Station | Haverfordwest Grid | Penblewin | 11 | National Grid Electricity Distribution (South Wales) Plc | Wind | Onshore wind turbines | No | data not available | data not available | 1 | data not applicable | data not applicable | data not applicable | data not available | data not available | data not applicable | data not applicable | data not applicable | data not applicable | data not available | data not available | data not applicable | data not available | Accepted to connect | data not applicable | data not applicable | data not applicable | data not applicable | data not applicable | data not applicable | 1 | 1 | 1.0526 | 0.05 | 0.05263 | 44655 | 2026-07-01 00:00:00 | data not available | data not available | data not available | data not available | data not available | data not available | 45750
data not applicable | [5 empty] | data not applicable | welsh government | Brechfa dau wind farm | data not available | data not available | North east carmarthen | data not available | data not available | United Kingdom | data not available | data not available | Swansea North Grid | data not available | data not available | 132 | National Grid Electricity Distribution (South Wales) Plc | Wind | Onshore wind turbines | No | data not available | data not available | 110.8 | Stored Energy (all stored energy irrespective of the original energy source) | Storage - Electrochemical (Batteries) | No | data not available | data not available | 10.4 | data not applicable | data not applicable | data not applicable | data not available | data not available | data not applicable | data not available | Accepted to connect | data not applicable | data not applicable | data not applicable | data not applicable | data not applicable | data not applicable | 121.2 | 110.8 | 116.6316 | 10.4 | 10.9474 | 44719 | 2025-09-15 00:00:00 | data not available | data not available | data not available | data not available | data not available | data not available | 45750
data not applicable | [5 empty] | data not applicable | Pennant walters (holdings) ltd | Mynydd pwll-yr-iwrch wind farm | Near Bryn Llefrith Farm | Caerau | Bridgend | data not available | CF34 0TN | United Kingdom | 285931 | 193551 | Pyle Grid | Pyle Bsp | data not available | 66 | National Grid Electricity Distribution (South Wales) Plc | Wind | Onshore wind turbines | No | data not available | data not available | 20.5 | data not applicable | data not applicable | data not applicable | data not available | data not available | data not applicable | data not applicable | data not applicable | data not applicable | data not available | data not available | data not applicable | data not available | Accepted to connect | data not applicable | data not applicable | data not applicable | data not applicable | data not applicable | data not applicable | 20.5 | 20.5 | 21.5789 | 0.4 | 0.42105 | 44610 | 2029-06-30 00:00:00 | data not available | data not available | data not available | data not available | data not available | data not available | 45750
data not applicable | [5 empty] | data not applicable | Kl (jersey) limited & kg (jersey) ltd | Accolade wine | Accolade Park | data not available | Kings weston way | Bristol | BS11 9FG | United Kingdom | 352482 | 179737 | Seabank Sgp | Avonmouth Bsp | Kingsweston | 11 | National Grid Electricity Distribution (South West) Plc | Wind | Onshore wind turbines | No | data not available | data not available | 2.5 | Solar | Photovoltaic | No | data not available | data not available | 1.6 | data not applicable | data not applicable | data not applicable | data not available | data not available | data not applicable | data not available | Accepted to connect | data not applicable | data not applicable | data not applicable | data not applicable | data not applicable | data not applicable | 4.1 | 0 | 0 | data not available | 0 | 44699 | 2025-12-30 00:00:00 | data not available | data not available | data not available | data not available | data not available | data not available | 45750
data not applicable | [5 empty] | data not applicable | rwe renewables uk swindon limited | Pen march wind farm | data not available | Nr Dowlais | Merthyr tydfil | data not available | data not available | United Kingdom | data not available | data not available | Upper Boat | Dowlais Grid | data not available | 33 | National Grid Electricity Distribution (South Wales) Plc | Wind | Onshore wind turbines | No | data not available | data not available | 29.4 | data not applicable | data not applicable | data not applicable | data not available | data not available | data not applicable | data not applicable | data not applicable | data not applicable | data not available | data not available | data not applicable | data not available | Accepted to connect | data not applicable | data not applicable | data not applicable | data not applicable | data not applicable | data not applicable | 29.4 | 29.4 | 30.9474 | 0.2 | 0.21053 | 44665 | 2027-04-30 00:00:00 | data not available | data not available | data not available | data not available | data not available | data not available | 45750
data not applicable | [5 empty] | data not applicable | pennant walters (holdings) ltd | data not available | Red Ash Wind Farm | Ebbw Lave | Blaenau gwent | data not available | data not available | United Kingdom | data not available | data not available | Rassau Gsp | Ebbw Vale | data not available | 33 | National Grid Electricity Distribution (South Wales) Plc | Wind | Onshore wind turbines | No | data not available | data not available | 24.6 | data not applicable | data not applicable | data not applicable | data not available | data not available | data not applicable | data not applicable | data not applicable | data not applicable | data not available | data not available | data not applicable | data not available | Accepted to connect | data not applicable | data not applicable | data not applicable | data not applicable | data not applicable | data not applicable | 24.6 | 24.6 | 25.8947 | 0.36 | 0.37895 | 44671 | 2036-12-06 00:00:00 | data not available | data not available | data not available | data not available | data not available | data not available | 45750
data not applicable | [5 empty] | data not applicable | Blable ltd | St jidgey downs | St Jidgey | data not available | Wadebridge | Cornwall | PL27 7RF | United Kingdom | 194436 | 70090.139 | Indian Queens Sgp | St Tudy Bsp | data not available | 33 | National Grid Electricity Distribution (South West) Plc | Wind | Onshore wind turbines | No | data not available | data not available | 8.52 | data not applicable | data not applicable | data not applicable | data not available | data not available | data not applicable | data not applicable | data not applicable | data not applicable | data not available | data not available | data not applicable | data not available | Accepted to connect | data not applicable | data not applicable | data not applicable | data not applicable | data not applicable | data not applicable | 8.52 | 8.52 | 8.9684 | 0.5 | 0.52632 | 44755 | 2030-01-01 00:00:00 | data not available | data not available | data not available | data not available | data not available | data not available | 45750
data not applicable | [5 empty] | data not applicable | Infinite renewables ltd | Poplars farm, , poplars farm wind turbine | Wappenham | data not available | Towcester | data not available | NN12 8SU | United Kingdom | 462941 | 245400 | East Claydon 132Kv S Stn | Brackley 132Kv S Stn | data not available | 33 | National Grid Electricity Distribution (East Midlands) Plc | Wind | Onshore wind turbines | No | data not available | data not available | 2.99 | data not applicable | data not applicable | data not applicable | data not available | data not available | data not applicable | data not applicable | data not applicable | data not applicable | data not available | data not available | data not applicable | data not available | Accepted to connect | data not applicable | data not applicable | data not applicable | data not applicable | data not applicable | data not applicable | 2.99 | 2.99 | 3.1474 | 0.07 | 0.07368 | 44827 | 2026-02-04 00:00:00 | data not available | data not available | data not available | data not available | data not available | data not available | 45750
data not applicable | [5 empty] | data not applicable | Cenin renewables ltd | Tir lan energy parc | data not available | data not available | Treharris | data not available | CF46 6TB | United Kingdom | 309968 | 198607 | Upper Boat | data not available | data not available | 132 | National Grid Electricity Distribution (South Wales) Plc | Wind | Onshore wind turbines | No | data not available | data not available | 84 | Stored Energy (all stored energy irrespective of the original energy source) | Storage - Electrochemical (Batteries) | No | data not available | data not available | 10 | Solar | Photovoltaic | No | data not available | data not available | 9 | data not available | Accepted to connect | data not applicable | data not applicable | data not applicable | data not applicable | data not applicable | data not applicable | 103 | 91 | 95.7895 | 10 | 10.5263 | 44867 | 2026-03-30 00:00:00 | data not available | data not available | data not available | data not available | data not available | data not available | 45750
data not applicable | [5 empty] | data not applicable | A m creeper and son | Higher tregunnon | Altamun | Launceston | Cornwall | data not available | PL15 7SX | United Kingdom | 222282 | 81657.5278 | Indian Queens Sgp | St Tudy Bsp | Laneast | 11 | National Grid Electricity Distribution (South West) Plc | Wind | Onshore wind turbines | No | data not available | data not available | 0.95 | data not applicable | data not applicable | data not applicable | data not available | data not available | data not applicable | data not applicable | data not applicable | data not applicable | data not available | data not available | data not applicable | data not available | Accepted to connect | data not applicable | data not applicable | data not applicable | data not applicable | data not applicable | data not applicable | 0.95 | 4.9 | 5.1579 | 0.225 | 0.23684 | 44847 | 2025-04-11 00:00:00 | data not available | data not available | data not available | data not available | data not available | data not available | 45750
data not applicable | [5 empty] | data not applicable | Galileo 03 limited | Mtt wind farm | Cefn Cribwr | data not available | Bridgend | data not available | CF32 0BS | United Kingdom | 287249 | 184652 | Pyle Grid | data not available | data not available | 132 | National Grid Electricity Distribution (South Wales) Plc | Wind | Onshore wind turbines | No | data not available | data not available | 65 | data not applicable | data not applicable | data not applicable | data not available | data not available | data not applicable | data not applicable | data not applicable | data not applicable | data not available | data not available | data not applicable | data not available | Accepted to connect | data not applicable | data not applicable | data not applicable | data not applicable | data not applicable | data not applicable | 65 | 65 | 68.4211 | 1.5 | 1.579 | 44939 | 2038-01-30 00:00:00 | data not available | data not available | data not available | data not available | data not available | data not available | 45750
data not applicable | [5 empty] | data not applicable | Ynni teg cyfyngedig | Penrhiw fach | data not available | data not available | Aberaeron | data not available | data not available | United Kingdom | data not available | data not available | Swansea North Grid | Llanarth Grid | Llanarth Primary | 0.4 | National Grid Electricity Distribution (South Wales) Plc | Wind | Onshore wind turbines | No | data not available | data not available | 1 | data not applicable | data not applicable | data not applicable | data not available | data not available | data not applicable | data not applicable | data not applicable | data not applicable | data not available | data not available | data not applicable | data not available | Accepted to connect | data not applicable | data not applicable | data not applicable | data not applicable | data not applicable | data not applicable | 1 | 1 | 1.0526 | 0.02 | 0.02105 | 44880 | 2025-05-02 00:00:00 | data not available | data not available | data not available | data not available | data not available | data not available | 45750
data not applicable | [5 empty] | data not applicable | rwe renewables uk swindon ltd | Abertillery wind farm 48mw | data not available | data not available | Abertillery | data not available | data not available | United Kingdom | data not available | data not available | Uskmouth | Panteg 132/11Kv | data not available | 66 | National Grid Electricity Distribution (South Wales) Plc | Wind | Onshore wind turbines | No | data not available | data not available | 48 | data not applicable | data not applicable | data not applicable | data not available | data not available | data not applicable | data not applicable | data not applicable | data not applicable | data not available | data not available | data not applicable | data not available | Accepted to connect | data not applicable | data not applicable | data not applicable | data not applicable | data not applicable | data not applicable | 48 | 48 | 50.5263 | 0.2 | 0.21053 | 44902 | 2027-01-31 00:00:00 | data not available | data not available | data not available | data not available | data not available | data not available | 45750
data not applicable | [5 empty] | data not applicable | thrive renewables (abergorki) ltd | Abergorki wind farm | Treorchy | Rhondda Cynon Taff | South wales | data not available | CF42 6TF | United Kingdom | 295492 | 198420 | Swansea North Grid | Hirwaun Grid | data not available | 33 | National Grid Electricity Distribution (South Wales) Plc | Wind | Onshore wind turbines | No | data not available | data not available | 9.9 | data not applicable | data not applicable | data not applicable | data not available | data not available | data not applicable | data not applicable | data not applicable | data not applicable | data not available | data not available | data not applicable | data not available | Accepted to connect | data not applicable | data not applicable | data not applicable | data not applicable | data not applicable | data not applicable | 9.9 | 9.9 | 10.421 | 0.12 | 0.12632 | 44944 | 2025-06-30 00:00:00 | data not available | data not available | data not available | data not available | data not available | data not available | 45750
data not applicable | [5 empty] | data not applicable | Galileo 06 limited | Llanddewi brefi | Ceredigion | data not available | Wales | data not available | SY25 6PG | United Kingdom | 271412 | 252857 | Swansea North Grid | data not available | data not available | 132 | National Grid Electricity Distribution (South Wales) Plc | Wind | Onshore wind turbines | No | data not available | data not available | 175 | data not applicable | data not applicable | data not applicable | data not available | data not available | data not applicable | data not applicable | data not applicable | data not applicable | data not available | data not available | data not applicable | data not available | Accepted to connect | data not applicable | data not applicable | data not applicable | data not applicable | data not applicable | data not applicable | 175 | 175 | 184.2105 | 4.5 | 4.7368 | 45022 | 2026-07-21 00:00:00 | data not available | data not available | data not available | data not available | data not available | data not available | 45750
data not applicable | [5 empty] | data not applicable | Cenin renewables ltd | Tor clawdd wind farm | data not available | Mynydd-Y-Gwair | Swansea | data not available | data not available | United Kingdom | data not available | data not available | Swansea North Grid | Swansea North Bsp | data not available | 132 | National Grid Electricity Distribution (South Wales) Plc | Wind | Onshore wind turbines | No | data not available | data not available | 49 | data not applicable | data not applicable | data not applicable | data not available | data not available | data not applicable | data not applicable | data not applicable | data not applicable | data not available | data not available | data not applicable | data not available | Accepted to connect | data not applicable | data not applicable | data not applicable | data not applicable | data not applicable | data not applicable | 49 | 49 | 51.5789 | 0.75 | 0.78947 | 44986 | 2029-06-30 00:00:00 | data not available | data not available | data not available | data not available | data not available | data not available | 45750
data not applicable | [5 empty] | data not applicable | Arnold white estates ltd | Cuc 982 | A50 | data not available | Uttoxeter | data not available | ST14 5AA | United Kingdom | 409054 | 334209 | Willington 132Kv S Stn | Uttoxeter 33Kv S Stn | Church St 33 11Kv S Stn | 11 | National Grid Electricity Distribution (East Midlands) Plc | Wind | Onshore wind turbines | No | data not available | data not available | 6 | Solar | Photovoltaic | No | data not available | data not available | 1 | Stored Energy (all stored energy irrespective of the original energy source) | Storage - Electrochemical (Batteries) | No | data not available | data not available | 1 | data not available | Accepted to connect | data not applicable | data not applicable | data not applicable | data not applicable | data not applicable | data not applicable | 8 | 6.2 | 6.5263 | 1 | 1.0526 | 45061 | 2025-09-10 00:00:00 | data not available | data not available | data not available | data not available | data not available | data not available | 45750
data not applicable | [5 empty] | data not applicable | Project dragon spv limited | - | Land At Cwm Carno Farm | data not available | Rhymney | data not available | NP22 5QY | United Kingdom | 310237 | 208818 | Upper Boat | Dowlais Grid | Abertysswg | 11 | National Grid Electricity Distribution (South Wales) Plc | Wind | Onshore wind turbines | No | data not available | data not available | 7.5 | data not applicable | data not applicable | data not applicable | data not available | data not available | data not applicable | data not applicable | data not applicable | data not applicable | data not available | data not available | data not applicable | data not available | Accepted to connect | data not applicable | data not applicable | data not applicable | data not applicable | data not applicable | data not applicable | 7.5 | 7.5 | 7.8947 | 0.05 | 0.05263 | 45267 | 2025-07-01 00:00:00 | data not available | data not available | data not available | data not available | data not available | data not available | 45750
data not applicable | [5 empty] | data not applicable | welsh government | Nedd tawe wind farm and bess | Glynneath | Banwen | Neath | Port Talbot | data not available | United Kingdom | data not available | data not available | Swansea North Grid | data not available | data not available | 132 | National Grid Electricity Distribution (South Wales) Plc | Wind | Onshore wind turbines | No | data not available | data not available | 96 | Stored Energy (all stored energy irrespective of the original energy source) | Storage - Electrochemical (Batteries) | No | data not available | data not available | 3 | data not applicable | data not applicable | data not applicable | data not available | data not available | data not applicable | data not available | Accepted to connect | data not applicable | data not applicable | data not applicable | data not applicable | data not applicable | data not applicable | 99 | 99 | 104.2105 | 3.4 | 3.5789 | 45159 | 2025-10-28 00:00:00 | data not available | data not available | data not available | data not available | data not available | data not available | 45750
data not applicable | [5 empty] | data not applicable | welsh government | Afan wind farm and bess | Blaengwrach | data not available | Neath | Port Talbot | data not available | United Kingdom | data not available | data not available | Swansea North Grid | data not available | data not available | 132 | National Grid Electricity Distribution (South Wales) Plc | Wind | Onshore wind turbines | No | data not available | data not available | 133.5 | Stored Energy (all stored energy irrespective of the original energy source) | Storage - Electrochemical (Batteries) | No | data not available | data not available | 24 | data not applicable | data not applicable | data not applicable | data not available | data not available | data not applicable | data not available | Accepted to connect | data not applicable | data not applicable | data not applicable | data not applicable | data not applicable | data not applicable | 157.5 | 150 | 157.8947 | 24.5 | 25.7895 | 45159 | 2026-01-28 00:00:00 | data not available | data not available | data not available | data not available | data not available | data not available | 45750
data not applicable | [5 empty] | data not applicable | welsh government | Carreg wen wind farm and bess | Aberdare West | data not available | Rhondda cynon taf | data not available | data not available | United Kingdom | data not available | data not available | Upper Boat | data not available | data not available | 132 | National Grid Electricity Distribution (South Wales) Plc | Wind | Onshore wind turbines | No | data not available | data not available | 67.2 | Stored Energy (all stored energy irrespective of the original energy source) | Storage - Electrochemical (Batteries) | No | data not available | data not available | 28 | data not applicable | data not applicable | data not applicable | data not available | data not available | data not applicable | data not available | Accepted to connect | data not applicable | data not applicable | data not applicable | data not applicable | data not applicable | data not applicable | 95.2 | 95.2 | 100.2105 | 28.5 | 30 | 45159 | 2025-10-28 00:00:00 | data not available | data not available | data not available | data not available | data not available | data not available | 45750
data not applicable | [5 empty] | data not applicable | Bpuwl 25 limited | Scotland corner wind hub | data not available | data not available | St columb major | data not available | TR9 6GG | United Kingdom | data not available | data not available | Indian Queens Sgp | Fraddon Bsp | St Columb Major | 33 | National Grid Electricity Distribution (South West) Plc | Wind | Onshore wind turbines | No | data not available | data not available | 19.2 | Stored Energy (all stored energy irrespective of the original energy source) | Storage - Electrochemical (Batteries) | No | data not available | data not available | 5 | data not applicable | data not applicable | data not applicable | data not available | data not available | data not applicable | data not available | Accepted to connect | data not applicable | data not applicable | data not applicable | data not applicable | data not applicable | data not applicable | 24.2 | 19.2 | 20.2105 | 5.415 | 5.7 | 45138 | 2037-01-10 00:00:00 | data not available | data not available | data not available | data not available | data not available | data not available | 45750
data not applicable | [5 empty] | data not applicable | Opde uk limited | Padwick farm | data not available | Bradnop | Leek | data not available | ST13 7NN | United Kingdom | 401790 | 352896 | Cellarhead 132Kv | data not available | data not available | 132 | National Grid Electricity Distribution (West Midlands) Plc | Wind | Onshore wind turbines | No | data not available | data not available | 54 | data not applicable | data not applicable | data not applicable | data not available | data not available | data not applicable | data not applicable | data not applicable | data not applicable | data not available | data not available | data not applicable | data not available | Accepted to connect | data not applicable | data not applicable | data not applicable | data not applicable | data not applicable | data not applicable | 54 | 54 | 56.8421 | data not available | 0 | 45226 | 2025-08-26 00:00:00 | data not available | data not available | data not available | data not available | data not available | data not available | 45750
data not applicable | [5 empty] | data not applicable | Clean earth energy | Land at | Bears Down Farm | Eddystone | St ervan | data not available | PL27 7SJ | United Kingdom | 190254 | 68694.8125 | Indian Queens Sgp | Fraddon Bsp | St Columb Major | 0.4 | National Grid Electricity Distribution (South West) Plc | Wind | Onshore wind turbines | No | data not available | data not available | 13.5 | data not applicable | data not applicable | data not applicable | data not available | data not available | data not applicable | data not applicable | data not applicable | data not applicable | data not available | data not available | data not applicable | data not available | Accepted to connect | data not applicable | data not applicable | data not applicable | data not applicable | data not applicable | data not applicable | 13.5 | 13.5 | 14.2105 | 1 | 1.0526 | 45329 | 2025-10-31 00:00:00 | data not available | data not available | data not available | data not available | data not available | data not available | 45750
data not applicable | [5 empty] | data not applicable | atlantic eco park limited | Atlantic eco park | Rumney | data not available | Cardiff | data not available | data not available | United Kingdom | data not available | data not available | Cardiff East Grid | Trowbridge 132/11 Kv S/S | Trowbridge Primary | 11 | National Grid Electricity Distribution (South Wales) Plc | Wind | Onshore wind turbines | No | data not available | data not available | 7 | Biomass | Steam turbine (thermal power plant) | No | data not available | data not available | 2 | data not applicable | data not applicable | data not applicable | data not available | data not available | data not applicable | data not available | Accepted to connect | data not applicable | data not applicable | data not applicable | data not applicable | data not applicable | data not applicable | 9 | 9 | 9.4737 | 8 | 8.421 | 45331 | 2025-10-07 00:00:00 | data not available | data not available | data not available | data not available | data not available | data not available | 45750
data not applicable | [5 empty] | data not applicable | clean earth energy ltd | Land at north court farm | Rush Wall Lane | data not available | Redwick | data not available | NP26 3DX | United Kingdom | 340986 | 185199 | Uskmouth | Magor Grid | Magor Primary | 11 | National Grid Electricity Distribution (South Wales) Plc | Wind | Onshore wind turbines | No | data not available | data not available | 7.6 | data not applicable | data not applicable | data not applicable | data not available | data not available | data not applicable | data not applicable | data not applicable | data not applicable | data not available | data not available | data not applicable | data not available | Accepted to connect | data not applicable | data not applicable | data not applicable | data not applicable | data not applicable | data not applicable | 7.6 | 7.6 | 8 | 0.015 | 0.01579 | 45446 | 2026-12-23 00:00:00 | data not available | data not available | data not available | data not available | data not available | data not available | 45750
data not applicable | [5 empty] | data not applicable | mynydd fforch dwm wind energy 2021 ltd | Mynydd forch dwm generation | Forch Dwm Road | data not available | Port talbot | data not available | SA13 3LG | United Kingdom | 284441 | 197413 | Swansea North Grid | Briton Ferry Grid | data not available | 33 | National Grid Electricity Distribution (South Wales) Plc | Wind | Onshore wind turbines | No | data not available | data not available | 20 | Solar | Photovoltaic | No | data not available | data not available | 6 | data not applicable | data not applicable | data not applicable | data not available | data not available | data not applicable | data not available | Accepted to connect | data not applicable | data not applicable | data not applicable | data not applicable | data not applicable | data not applicable | 26 | 26 | 27.3684 | 0.25 | 0.26316 | 45348 | 2027-06-30 00:00:00 | data not available | data not available | data not available | data not available | data not available | data not available | 45750
data not applicable | [5 empty] | data not applicable | --REDACTED-- | --REDACTED-- | --REDACTED-- | --REDACTED-- | Bristol | data not available | BS39 5 | United Kingdom | --REDACTED-- | --REDACTED-- | Seabank Sgp | Radstock Bsp 132Kv | data not available | 33 | National Grid Electricity Distribution (South West) Plc | Wind | Onshore wind turbines | No | data not available | data not available | 11.75 | data not applicable | data not applicable | data not applicable | data not available | data not available | data not applicable | data not applicable | data not applicable | data not applicable | data not available | data not available | data not applicable | data not available | Accepted to connect | data not applicable | data not applicable | data not applicable | data not applicable | data not applicable | data not applicable | 11.75 | 10 | 10.5263 | 0.1 | 0.10526 | 45488 | 2037-05-01 00:00:00 | data not available | data not available | data not available | data not available | data not available | data not available | 45750
data not applicable | [5 empty] | data not applicable | Planet a solutions cic | Combined universities cornwall | Tremough Campus | data not available | penryn | data not available | TR10 9EZ | United Kingdom | 176784 | 34701.75 | Indian Queens Sgp | Rame Bsp | Falmouth Bickland Hl | 11 | National Grid Electricity Distribution (South West) Plc | Wind | Onshore wind turbines | No | data not available | data not available | 1.8 | data not applicable | data not applicable | data not applicable | data not available | data not available | data not applicable | data not applicable | data not applicable | data not applicable | data not available | data not available | data not applicable | data not available | Accepted to connect | data not applicable | data not applicable | data not applicable | data not applicable | data not applicable | data not applicable | 1.8 | 1.8 | 1.8947 | 5 | 5.2632 | 45369 | 2026-12-09 00:00:00 | data not available | data not available | data not available | data not available | data not available | data not available | 45750
data not applicable | [5 empty] | data not applicable | --REDACTED-- | --REDACTED-- | --REDACTED-- | --REDACTED-- | Newport | Gwent | NP20 2 | United Kingdom | --REDACTED-- | --REDACTED-- | Uskmouth | Newport West | Newport West Primary | 11 | National Grid Electricity Distribution (South Wales) Plc | Wind | Onshore wind turbines | No | data not available | data not available | 4.6 | Solar | Photovoltaic | No | data not available | data not available | 3 | data not applicable | data not applicable | data not applicable | data not available | data not available | data not applicable | data not available | Accepted to connect | data not applicable | data not applicable | data not applicable | data not applicable | data not applicable | data not applicable | 7.6 | 7.6 | 8 | 10 | 10.5263 | 45523 | 2026-02-01 00:00:00 | data not available | data not available | data not available | data not available | data not available | data not available | 45750
data not applicable | [5 empty] | data not applicable | Cenin renewables ltd | Manmoel wind 11kv | Manmoel Common | data not available | Ebbw vale | data not available | data not available | United Kingdom | data not available | data not available | Rassau Gsp | Ebbw Vale | Ebbw Vale Primary | 11 | National Grid Electricity Distribution (South Wales) Plc | Wind | Onshore wind turbines | No | data not available | data not available | 12 | data not applicable | data not applicable | data not applicable | data not available | data not available | data not applicable | data not applicable | data not applicable | data not applicable | data not available | data not available | data not applicable | data not available | Accepted to connect | data not applicable | data not applicable | data not applicable | data not applicable | data not applicable | data not applicable | 12 | 12 | 12.6316 | 0.05 | 0.05263 | 45609 | 2025-07-22 00:00:00 | data not available | data not available | data not available | data not available | data not available | data not available | 45750
data not applicable | [5 empty] | data not applicable | Thrive renewables (abergorki) ltd | 42mw wind turbine, abergorki | Maerdy Top | data not available | Maerdy | data not available | CF43 4FP | United Kingdom | 297245 | 199005 | Swansea North Grid | Hirwaun Grid | Maerdy | 11 | National Grid Electricity Distribution (South Wales) Plc | Wind | Onshore wind turbines | No | data not available | data not available | 4.2 | data not applicable | data not applicable | data not applicable | data not available | data not available | data not applicable | data not applicable | data not applicable | data not applicable | data not available | data not available | data not applicable | data not available | Accepted to connect | data not applicable | data not applicable | data not applicable | data not applicable | data not applicable | data not applicable | 4.2 | 4.2 | 4.4211 | 0.05 | 0.05263 | 45509 | 2025-11-10 00:00:00 | data not available | data not available | data not available | data not available | data not available | data not available | 45750
data not applicable | [5 empty] | data not applicable | Renewable energy systems ltd | data not available | Steeple Wind Farm | Sturton-Le-Steeple | Retford | Nottinghamshire | DN22 9HH | United Kingdom | 479136 | 384064 | West Burton 132Kv S Stn | data not available | data not available | 132 | National Grid Electricity Distribution (East Midlands) Plc | Wind | Onshore wind turbines | No | data not available | data not available | 53.053 | data not applicable | data not applicable | data not applicable | data not available | data not available | data not applicable | data not applicable | data not applicable | data not applicable | data not available | data not available | data not applicable | data not available | Accepted to connect | data not applicable | data not applicable | data not applicable | data not applicable | data not applicable | data not applicable | 53.053 | 53.053 | 55.8453 | 0.2 | 0.21053 | 45677 | 2039-10-30 00:00:00 | data not available | data not available | data not available | data not available | data not available | data not available | 45750
data not applicable | [5 empty] | data not applicable | rwe renewables uk swindon ltd | Abertillery wind farm 48mw | data not available | data not available | Abertillery | data not available | data not available | United Kingdom | data not available | data not available | Uskmouth | data not available | data not available | 132 | National Grid Electricity Distribution (South Wales) Plc | Wind | Onshore wind turbines | No | data not available | data not available | 48 | data not applicable | data not applicable | data not applicable | data not available | data not available | data not applicable | data not applicable | data not applicable | data not applicable | data not available | data not available | data not applicable | data not available | Accepted to connect | data not applicable | data not applicable | data not applicable | data not applicable | data not applicable | data not applicable | 48 | 48 | 50.5263 | 0.2 | 0.21053 | 45728 | 2025-08-29 00:00:00 | data not available | data not available | data not available | data not available | data not available | data not available | 45750
data not applicable | [5 empty] | data not applicable | Pennant walters (holdings) ltd | Caerllwyn ganol farm,, rhyswg wind farm | Twyn-Gwyn Road | Newport, | Gwent | data not available | NP11 7AY | United Kingdom | 318699 | 194193 | Uskmouth | Llantarnam | data not available | 66 | National Grid Electricity Distribution (South Wales) Plc | Wind | Onshore wind turbines | No | data not available | data not available | 19.2 | data not applicable | data not applicable | data not applicable | data not available | data not available | data not applicable | data not applicable | data not applicable | data not applicable | data not available | data not available | data not applicable | data not available | Accepted to connect | data not applicable | data not applicable | data not applicable | data not applicable | data not applicable | data not applicable | 19.2 | 19.2 | 20.2105 | 0.1 | 0.10526 | 45729 | 2025-06-05 00:00:00 | data not available | data not available | data not available | data not available | data not available | data not available | 45750
data not applicable | [5 empty] | data not applicable | --REDACTED-- | --REDACTED-- | --REDACTED-- | --REDACTED-- | Parkfield | data not available | data not available | United Kingdom | --REDACTED-- | --REDACTED-- | Iron Acton Sgp | Lockleaze Bsp 132Kv | Emersons Green | 11 | National Grid Electricity Distribution (South West) Plc | Wind | Onshore wind turbines | No | data not available | data not available | 9.212 | data not applicable | data not applicable | data not applicable | data not available | data not available | data not applicable | data not applicable | data not applicable | data not applicable | data not available | data not available | data not applicable | data not available | Accepted to connect | data not applicable | data not applicable | data not applicable | data not applicable | data not applicable | data not applicable | 9.212 | 9.212 | 9.6968 | 0.312 | 0.32842 | 45726 | 2025-07-01 00:00:00 | data not available | data not available | data not available | data not available | data not available | data not available | 45750
1300037983746 | [5 empty] | data not available | CELTPOWER | Llidiartywaun | Llidiartwaun | Llidartwaun | Llidiartwaun | Dee Valley and Mid Wales | SY17 5AX | Wales | 301835 | 286233 | LEGACY | LEGACY LOCAL GT2 / NEWTOWN GT2 / OSWESTRY GT5 / OSWESTRY GT8 / WELSHPOOL GT1 / WHITCHURCH GT1 | data not available | 33 | SP Manweb plc | Wind | Onshore wind turbines | No | 0 | 0 | 20 | data not applicable | data not applicable | No | 0 | 0 | 0 | data not applicable | data not applicable | No | 0 | 0 | 0 | data not available | Connected | 20 | 20 | 21.0526 | data not applicable | data not applicable | 38078 | data not applicable | data not applicable | data not applicable | data not applicable | data not applicable | data not available | data not applicable | N | N | data not available | N | data not available | data not available | 44088 | data not available | 510
1300037983746 | [5 empty] | data not available | CELTPOWER | Penrhyddlan | Penrhyddlan Windfarm | Llandinam | NEWTOWN | Dee Valley and Mid Wales | SY17 5 | Wales | 301835 | 286233 | LEGACY | LEGACY LOCAL GT2 / NEWTOWN GT2 / OSWESTRY GT5 / OSWESTRY GT8 / WELSHPOOL GT1 / WHITCHURCH GT1 | data not available | 33 | SP Manweb plc | Wind | Onshore wind turbines | No | 0 | 0 | 14 | data not applicable | data not applicable | No | 0 | 0 | 0 | data not applicable | data not applicable | No | 0 | 0 | 0 | data not available | Connected | 14 | 14 | 14.7368 | data not applicable | data not applicable | 38078 | data not applicable | data not applicable | data not applicable | data not applicable | data not applicable | data not available | data not applicable | N | N | data not available | N | data not available | data not available | 44146 | data not available | 627
1640000082277 | [5 empty] | 1640000002305 | JAMES HALL AND COMPANY LTD | SPAR DISTRIBUTION CENTRE | BOWLAND VIEW | BOWLAND VIEW | PRESTON | LANCASHIRE | PR2 5QT | ENGLAND | 357343 | 432976 | PENWORTHAM EAST GSP / ROCHDALE SGT 1 GROUP | PRESTON EAST | RIBBLETON | 6.6 | ELECTRICITY NORTH WEST LIMITED | FOSSIL - OIL | ENGINE (COMBUSTION / RECIPROCATING) | NO | 0 | 0 | 2.992 |  |  |  | 0 | 0 | 0 |  |  |  | 0 | 0 | 0 | NO | CONNECTED | 2.992 | 2.8424 | 2.992 | 1.71 | 1.8 | 2012-12-01 |  |  |  | 0 | 0 |  |  | NO | NO |  |  |  |  | 2021-12-06 | 53.79133868459765, -2.648991706085976
1300050828375 | [5 empty] | 1300035438759 | Severn Trent Water | Chads Farm | Lake Vrynwy - Hafren Dyfrdwy | Powys | data not available | Mid Cheshire | SY14 7LX | England | data not available | data not available | data not available | data not available | data not available | data not available | SP Manweb plc | Solar | Photovoltaic | No | 0 | 0 | 0.1 | Solar | Photovoltaic | No | 0 | 0 | 15.8 | data not applicable | data not applicable | No | 0 | 0 | 0 | data not available | Connected | 15.9 | 15.9 | 16.7368 | data not applicable | data not applicable | 42250 | data not applicable | data not applicable | data not applicable | data not applicable | data not applicable | 44025 | data not applicable | N | N | data not available | N | 614867466 | data not available | 45749 | data not available | 874
1200062201858 | [6 empty] | James Lane EC | WHIPPS CROSS HOSPITAL | JAMES LANE |  | LEYTONSTONE | LONDON | E11 1NR | England | 538880 | 188505 | Hackney Supergrid 66kV | - | Waterloo Rd 11kV | 0 | London Power Networks (LPN) | Fossil - Gas | Engine (combustion / reciprocating) |  |  |  | 1.6 | [12 empty] | No | Connected | 1.6 | 1.6 | 1.684 |  |  | 2019-11-06 | [13 empty] | 2020-11-13 | -0.23666 | 51.5165 | 51.5165247178884, -0.236658335893006 | LPN-S000000000109 | Fossil fuel
1630000408955 | [5 empty] | 1630000408946 | JAMESON ROAD ENERGY LTD | JAMESON ROAD LANDFILL SITE 3 | JAMESON ROAD | JAMESON ROAD | FLEETWOOD | LANCASHIRE | FY7 8TW | ENGLAND | 333096 | 445791 | PENWORTHAM WEST GSP / STANAH GSP GROUP | THORNTON | ROSSALL | 6.6 | ELECTRICITY NORTH WEST LIMITED | BIOFUEL - LANDFILL GAS | ENGINE (COMBUSTION / RECIPROCATING) | NO | 0 | 0 | 2.13 |  |  |  | 0 | 0 | 0 |  |  |  | 0 | 0 | 0 | NO | CONNECTED | 2.13 | 1.995 | 2.1 | 0.0475 | 0.05 | 2007-06-01 |  |  |  | 0 | 0 |  |  | NO | NO |  |  |  |  | 2021-12-06 | 53.903943018256626, -3.0197920378874734
1507432349996 | [5 empty] | Data Not Available | Jan Bezemer And Sons Ltd | Jan Bezemer And Sons Ltd | Cleveland Nusery Station Road | Stokesley | Middlesbrough | North Yorkshire | TS9 7AA | England | 452980 | 508084 | Norton | Bowesfield | Stokesley | 11 | Northern Powergrid (Northeast) plc | Fossil - Gas | Engine (combustion / reciprocating) | Yes | Data Not Applicable | Data Not Applicable | 3.8 | Data Not Available | Data Not Available | Data Not Available | Data Not Available | Data Not Available | Data Not Available | Data Not Available | Data Not Available | Data Not Available | Data Not Available | Data Not Available | Data Not Available | No | Connected | 3.8 | 3.8 | 4 | Data Not Available | Data Not Available | 2000-09-11 00:00:00 | Data Not Applicable | Data Not Applicable | 4 | Data Not Applicable | Data Not Applicable | Data Not Available | Data Not Available | Data Not Available | Data Not Available | Data Not Available | Data Not Available | Data Not Available | Data Not Available | 2017-03-08 | 54.46537409804973, -1.1841373296351847 |  | 2000-09-11 | North Yorkshire
1300053834691 | [5 empty] | data not available | BayWa r.e. OperatioNo Services Limited | Tir Mostyn | Tir Mostyn & Foel Goch Windfarm | Nantglyn | Denbigh | North Wales | LL16 5RN | Wales | 300360 | 359426 | CONNAHS QUAY / PENTIR / ST ASAPH (CONQ) | HOLYWELL GT1 / RHYL GT1 / ST ASAPH GT2 / ST ASAPH GT4 | data not available | 33 | SP Manweb plc | Wind | Onshore wind turbines | No | 0 | 0 | 21.25 | data not applicable | data not applicable | No | 0 | 0 | 0 | data not applicable | data not applicable | No | 0 | 0 | 0 | data not available | Connected | 21.25 | 21.25 | 22.3684 | data not applicable | data not applicable | 38504 | data not applicable | data not applicable | data not applicable | data not applicable | data not applicable | data not available | data not applicable | N | N | data not available | N | data not available | data not available | 44146 | data not available | 750
1014569330686 | [6 empty] | JOHN INNES CENTRE | JOHN INNES INSTITUTE | COLNEY LANE |  | Norwich | Norfolk | NR4 7UE | England | 618240 | 307520 | Norwich Main | Earlham Grid 33kV | Earlham Grid Local 11kV | 11 | Eastern Power Networks (EPN) | Fossil - Gas | Steam-gas turbine (CCGT) |  |  |  | 1.2 | [12 empty] | No | Connected | 1.2 | 1.2 | 1.263 |  |  | 1998-04-01 | [13 empty] | 2021-01-15 | 0.079428 | 52.569 | 52.5690206093549, 0.0794284899126351 | EPN-S0000000H6029 | Biogas
1300054624405 | [5 empty] | data not available | Renewable Energy Systems Limited | Braich Ddu | Braich Ddu Wind Cluster | Braich Ddu | Corwen | North Wales | LL21 0HF | Wales | 301118 | 341042 | TRAWSFYNYDD | FOUR CROSSES GT2 / MAENTWROG GT1 / MAENTWROG GT2 | data not available | 33 | SP Manweb plc | Wind | Onshore wind turbines | No | 0 | 0 | 4.5 | data not applicable | data not applicable | No | 0 | 0 | 0 | data not applicable | data not applicable | No | 0 | 0 | 0 | data not available | Connected | 4.5 | 4.5 | 4.7368 | data not applicable | data not applicable | 39168 | data not applicable | data not applicable | data not applicable | data not applicable | data not applicable | data not available | data not applicable | N | N | data not available | N | data not available | data not available | 44088 | data not available | 139
DATA NOT AVAILABLE | [5 empty] | 1600000134799 | JOHNSON MATTHEY PLC | CLITHEROE WORKS | PIMLICO INDUSTRIAL AREA | WEST BRADFORD ROAD | CLITHEROE | LANCASHIRE | BB7 4QB | ENGLAND | 374697 | 443225 | PADIHAM GSP | PADIHAM | RIBBLESDALE T14 | 11 | ELECTRICITY NORTH WEST LIMITED | FOSSIL - GAS | ENGINE (COMBUSTION / RECIPROCATING) | NO | 0 | 0 | 1.04 |  |  |  | 0 | 0 | 0 |  |  |  | 0 | 0 | 0 | NO | CONNECTED | 1.04 | 0 | 0 | 7.125 | 7.5 | 2012-12-01 |  |  |  | 0 | 0 |  |  | NO | NO |  |  |  |  | 2021-12-06 | 53.884590325196775, -2.3864236496257156
1300060138739 | [5 empty] | data not available | Bridge Wind Management Ltd | Wern Ddu | Craig Lelo Quarry | Gwyddelwern | Gwyddelwern | North Wales | LL219SD | Wales | 308188 | 350080 | CONNAHS QUAY / PENTIR / ST ASAPH (CONQ) | HOLYWELL GT1 / RHYL GT1 / ST ASAPH GT2 / ST ASAPH GT4 | data not available | 33 | SP Manweb plc | Wind | Onshore wind turbines | No | 0 | 0 | 12 | data not applicable | data not applicable | No | 0 | 0 | 0 | data not applicable | data not applicable | No | 0 | 0 | 0 | data not available | Connected | 12 | 12 | 12.6316 | data not applicable | data not applicable | 40291 | data not applicable | data not applicable | data not applicable | data not applicable | data not applicable | data not available | data not applicable | N | N | data not available | N | 614037221 | data not available | 44088 | data not available | 790
1300060149703 | [5 empty] | data not available | Wind Port of Liverpool Limited | Port Of Liverpool Wind Farm | Alexandria No 1 Dock S/S | Alexandria Dock | Bootle | Merseyside | L20 1DE | England | 332862 | 394589 | KIRKBY | BOOTLE GT1 / LITHERLAND GT1A | data not available | 33 | SP Manweb plc | Wind | Onshore wind turbines | No | 0 | 0 | 15 | data not applicable | data not applicable | No | 0 | 0 | 0 | data not applicable | data not applicable | No | 0 | 0 | 0 | data not available | Connected | 15 | 15 | 15.7895 | data not applicable | data not applicable | 39824 | data not applicable | data not applicable | data not applicable | data not applicable | data not applicable | data not available | data not applicable | N | N | data not available | N | data not available | data not available | 44146 | data not available | 639
1300060416993 | [5 empty] | data not available | QuiNotas ENoergy UK | Rolls Royce | Rolls Royce Motor Cars Pyms Lane Crewe | Cheshire | Crewe | Cheshire | CW1 3PL | England | 368662 | 356607 | CELLARHEAD | COPPENHALL GT1 / CREWE GT1 / CREWE GT2A / CREWE GT4A / RADWAY GREEN GT1 / RADWAY GREEN GT2 / WHITCHURCH GT2 | ROLLS ROYCE T1 / ROLLS ROYCE T2 / ROLLS ROYCE T3 | 33 | SP Manweb plc | Solar | Photovoltaic | No | 0 | 0 | 7.1 | Solar | Photovoltaic | No | 0 | 0 | 9.915 | data not applicable | data not applicable | No | 0 | 0 | 0 | data not available | Connected | 17.015 | 17.015 | 17.9105 | data not applicable | data not applicable | 41359 | data not applicable | data not applicable | data not applicable | data not applicable | data not applicable | data not available | data not applicable | N | N | data not available | N | data not available | data not available | 44146 | data not available | 670
1300060418147 | [5 empty] | data not available | Ysgellog Wind Farm Limited | Ysgellog | Ysgellog Wind Farm; | Ysgellog Farm | Rhosgoch | North Wales | LL66 0AW | Wales | 240674 | 391185 | WYLFA | AMLWCH GT1 / CAERGEILIOG GT1 / GT2 | AMLWCH T1 / AMLWCH T2 | 33 | SP Manweb plc | Wind | Onshore wind turbines | No | 0 | 0 | 4.6 | data not applicable | data not applicable | No | 0 | 0 | 0 | data not applicable | data not applicable | No | 0 | 0 | 0 | data not available | Connected | 4.6 | 4.6 | 4.8421 | data not applicable | data not applicable | 41371 | data not applicable | data not applicable | data not applicable | data not applicable | data not applicable | data not available | data not applicable | N | N | data not available | N | 613960189 | data not available | 44146 | data not available | 825
1300060499094 | [5 empty] | data not available | Quintas Energy UK | Tai Moelion Solar Park | Tai Moelion | Aberffraw | ANGLESEY | North Wales | LL63 5SZ | Wales | 237598 | 371964 | WYLFA | AMLWCH GT1 / CAERGEILIOG GT1 / GT2 | data not available | 33 | SP Manweb plc | Solar | Photovoltaic | No | 0 | 0 | 15 | data not applicable | data not applicable | No | 0 | 0 | 0 | data not applicable | data not applicable | No | 0 | 0 | 0 | data not available | Connected | 15 | 15 | 15.7895 | data not applicable | data not applicable | 41808 | data not applicable | data not applicable | data not applicable | data not applicable | data not applicable | data not available | data not applicable | N | N | data not available | N | data not available | data not available | 44088 | data not available | 739
1300060563759 | [5 empty] | data not available | Quintas Energy UK | Bryn-Yr-Odin Solar Park | Bryn-Yr Odyn Solar Plant | Isle of Anglesey | ANGLESEY | North Wales | LL62 5DE | Wales | 239928 | 373537 | WYLFA | AMLWCH GT1 / CAERGEILIOG GT1 / GT2 | data not available | 33 | SP Manweb plc | Solar | Photovoltaic | No | 0 | 0 | 15 | data not applicable | data not applicable | No | 0 | 0 | 0 | data not applicable | data not applicable | No | 0 | 0 | 0 | data not available | Connected | 15 | 15 | 15.7895 | data not applicable | data not applicable | 42059 | data not applicable | data not applicable | data not applicable | data not applicable | data not applicable | data not available | data not applicable | N | N | data not available | N | data not available | data not available | 44146 | data not available | 157
1300060565774 | [5 empty] | data not available | Ffridd Hydros | Ty Coch | Ffridd | Nantlle | Caernarfon | Flintshire | LL54 6BB | Wales | 318549 | 377751 | Connahs Quay / Pentir / St Asaph | HOLYWELL GT1 / RHYL GT1 / ST ASAPH GT2 / ST ASAPH GT4 | data not available | data not available | SP Manweb plc | Stored Energy | Storage - Mechanical - Pumped Hydro | No | data not available | data not available | 0.085 | Fossil - Oil | Engine (combustion / reciprocating) | No | 0 | 0 | 20 | data not applicable | data not applicable | No | 0 | 0 | 0 | data not available | Connected | 20.085 | 20.085 | 21.1421 | data not applicable | data not applicable | 42174 | data not applicable | data not applicable | data not applicable | data not applicable | data not applicable | data not available | data not applicable | N | N | data not available | N | 613745778 | data not available | 45749 | data not available | 939
1300060569830 | [5 empty] | data not available | Quintas Energy UK | Trench Farm Solar Farm | Trench Farm | Trench Farm | Penley | Dee Valley and Mid Wales | LL13 0NA | Wales | 338345 | 339232 | LEGACY | LEGACY LOCAL GT2 / NEWTOWN GT2 / OSWESTRY GT5 / OSWESTRY GT8 / WELSHPOOL GT1 / WHITCHURCH GT1 | OVERTON T1 | 33 | SP Manweb plc | Solar | Photovoltaic | No | 0 | 0 | 5 | data not applicable | data not applicable | No | 0 | 0 | 0 | data not applicable | data not applicable | No | 0 | 0 | 0 | data not available | Connected | 5 | 5 | 5.2632 | data not applicable | data not applicable | 42092 | data not applicable | data not applicable | data not applicable | data not applicable | data not applicable | data not available | data not applicable | N | N | data not available | N | data not available | data not available | 44146 | data not available | 761
1300060579182 | [5 empty] | data not available | AMP GM003 LTD | Combermere Abbey | Combermere_Abbey | Utility Partnership Limited | Newhall | Cheshire | SY13 4AL | England | 360334 | 344779 | CELLARHEAD | COPPENHALL GT1 / CREWE GT1 / CREWE GT2A / CREWE GT4A / RADWAY GREEN GT1 / RADWAY GREEN GT2 / WHITCHURCH GT2 | data not available | 33 | SP Manweb plc | Solar | Photovoltaic | No | 0 | 0 | 10.451 | data not applicable | data not applicable | No | 0 | 0 | 0 | data not applicable | data not applicable | No | 0 | 0 | 0 | data not available | Connected | 10.451 | 10.451 | 11.0011 | 0.03 | 0.031579 | 42094 | data not applicable | data not applicable | data not applicable | data not applicable | data not applicable | data not available | data not applicable | N | N | data not available | N | data not available | data not available | 44146 | data not available | 220
1300060584280 | [5 empty] | data not available | Quintas Energy UK | Parciau Solar Park | Parciau Farm | Griffiths Crossing | Caernarfon | North Wales | LL55 1TS | Wales | 250245 | 365232 | CONNAHS QUAY / PENTIR / ST ASAPH (PENT) | BANGOR GT2 / CAERNARFON GT2 | data not available | 33 | SP Manweb plc | Solar | Photovoltaic | No | 0 | 0 | 15 | data not applicable | data not applicable | No | 0 | 0 | 0 | data not applicable | data not applicable | No | 0 | 0 | 0 | data not available | Connected | 15 | 15 | 15.7895 | data not applicable | data not applicable | 42082 | data not applicable | data not applicable | data not applicable | data not applicable | data not applicable | data not available | data not applicable | N | N | data not available | N | data not available | data not available | 44146 | data not available | 618
1300060621597 | [5 empty] | data not available | data not available | Twemlows Hall North | Tilstock Airfield | data not available | Whitchurch | Dee Valley and Mid Wales | SY13 2HA | Wales | 356656 | 337271 | LEGACY | LEGACY LOCAL GT2 / NEWTOWN GT2 / OSWESTRY GT5 / OSWESTRY GT8 / WELSHPOOL GT1 / WHITCHURCH GT1 | data not available | 33 | SP Manweb plc | Solar | Photovoltaic | No | 0 | 0 | 4.05 | data not applicable | data not applicable | No | 0 | 0 | 0 | data not applicable | data not applicable | No | 0 | 0 | 0 | data not available | Accepted to Connect | data not applicable | data not applicable | data not applicable | data not applicable | data not applicable | data not applicable | 4.05 | 4.05 | 4.2632 | data not applicable | data not applicable | data not available | data not available | N | N | data not available | Y | data not available | data not available | 45569 | data not available | 763
1300060621969 | [5 empty] | data not available | Lightsource Asset Management Limited | Hadley Farm | Hadley Farm | Wrexham Road | Whitchurch | Dee Valley and Mid Wales | SY13 3AB | Wales | 351795 | 341357 | LEGACY | LEGACY LOCAL GT2 / NEWTOWN GT2 / OSWESTRY GT5 / OSWESTRY GT8 / WELSHPOOL GT1 / WHITCHURCH GT1 | data not available | 33 | SP Manweb plc | Solar | Photovoltaic | No | 0 | 0 | 6 | data not applicable | data not applicable | No | 0 | 0 | 0 | data not applicable | data not applicable | No | 0 | 0 | 0 | data not available | Connected | 6 | 6 | 6.3158 | data not applicable | data not applicable | 42347 | data not applicable | data not applicable | data not applicable | data not applicable | data not applicable | data not available | data not applicable | N | N | data not available | N | data not available | data not available | 44088 | data not available | 394
1300060622011 | [5 empty] | data not available | Belltown Power Ltd | Frodsham Windfarm Cluster 2 | Cluster 2 (6 Turbines) Lordship Lane Frodsahm Ches | Cluster 2 (6 Turbines) Lordship Lane Frodsahm Ches | Frodsham | Wirral | CH2 4LB | England | 346956 | 376300 | FROD / INCE (INCE) | ELLESMERE PORT GT2 / INCE LOCAL GT1 / INCE LOCAL GT2 | data not available | 33 | SP Manweb plc | Wind | Onshore wind turbines | No | 0 | 0 | 18 | data not applicable | data not applicable | No | 0 | 0 | 0 | data not applicable | data not applicable | No | 0 | 0 | 0 | data not available | Connected | 18 | 16.15 | 17 | data not applicable | data not applicable | 42689 | data not applicable | data not applicable | data not applicable | data not applicable | data not applicable | data not available | data not applicable | N | N | data not available | N | data not available | data not available | 44088 | data not available | 339
1300060622011 | [5 empty] | data not available | Belltown Power Ltd | Frodsham Windfarm Cluster 1 | Cluster 1 (13 Turbines) Lordship Lane Frodsham Che | Cluster 1 (13 Turbines) Lordship Lane Frodsham Che | Frodsham | Wirral | CH2 4LB | England | 346956 | 376300 | FROD / INCE (INCE) | ELLESMERE PORT GT2 / INCE LOCAL GT1 / INCE LOCAL GT2 | data not available | 33 | SP Manweb plc | Wind | Onshore wind turbines | No | 0 | 0 | 35.15 | data not applicable | data not applicable | No | 0 | 0 | 0 | data not applicable | data not applicable | No | 0 | 0 | 0 | data not available | Connected | 35.15 | 35.15 | 37 | data not applicable | data not applicable | 42689 | data not applicable | data not applicable | data not applicable | data not applicable | data not applicable | data not available | data not applicable | N | N | data not available | N | data not available | data not available | 44088 | data not available | 338
1300060626309 | [5 empty] | data not available | Lightsource Asset Management Limited | Nefyn Solar Farm | Nefyn | Lightsource Renewable Development Limited | Pwllheli | North Wales | LL53 6DS | Wales | 332800 | 378580 | TRAWSFYNYDD | FOUR CROSSES GT2 / MAENTWROG GT1 / MAENTWROG GT2 | data not available | 33 | SP Manweb plc | Solar | Photovoltaic | No | 0 | 0 | 8 | data not applicable | data not applicable | No | 0 | 0 | 0 | data not applicable | data not applicable | No | 0 | 0 | 0 | data not available | Connected | 8 | 8 | 8.4211 | data not applicable | data not applicable | 42352 | data not applicable | data not applicable | data not applicable | data not applicable | data not applicable | data not available | data not applicable | N | N | data not available | N | data not available | data not available | 44088 | data not available | 589
1300060628946 | [5 empty] | data not available | Lightsource Asset Management Limited | Acrefair Solar Park | Acrefair Penycae Wrexham | Acrefair | Penycae | Dee Valley and Mid Wales | LL14 1TU | Wales | 281440 | 440000 | LEGACY | LEGACY LOCAL GT2 / NEWTOWN GT2 / OSWESTRY GT5 / OSWESTRY GT8 / WELSHPOOL GT1 / WHITCHURCH GT1 | RUABON T1 | 33 | SP Manweb plc | Solar | Photovoltaic | No | 0 | 0 | 3.75 | data not applicable | data not applicable | No | 0 | 0 | 0 | data not applicable | data not applicable | No | 0 | 0 | 0 | data not available | Connected | 3.75 | 3.75 | 3.9474 | data not applicable | data not applicable | 42360 | data not applicable | data not applicable | data not applicable | data not applicable | data not applicable | data not available | data not applicable | N | N | data not available | N | data not available | data not available | 44088 | data not available | 58
1300060647610 | [5 empty] | data not available | Belltown Power Ltd | Tir Gwynt | Tirgwynt Wind Farm | Near Carno; Powys | Carno | Dee Valley and Mid Wales | SY21 0AW | Wales | 297460 | 298000 | LEGACY | data not available | data not available | 132 | SP Manweb plc | Wind | Onshore wind turbines | No | 0 | 0 | 30 | data not applicable | data not applicable | No | 0 | 0 | 0 | data not applicable | data not applicable | No | 0 | 0 | 0 | data not available | Connected | 30 | 30 | 31.5789 | data not applicable | data not applicable | 42690 | data not applicable | data not applicable | data not applicable | data not applicable | data not applicable | data not available | data not applicable | N | N | data not available | N | data not available | data not available | 44088 | data not available | 749
1300060647780 | [5 empty] | data not available | Rhug Energy Lts | Tyn y Wern Solar | Rhug Estate Tai Uchaf | Moeladda | Corwen | North Wales | LL21 0EN | Wales | 303123 | 344332 | TRAWSFYNYDD | FOUR CROSSES GT2 / MAENTWROG GT1 / MAENTWROG GT2 | CORWEN T1 | 33 | SP Manweb plc | Solar | Photovoltaic | No | 0 | 0 | 1.2 | data not applicable | data not applicable | No | 0 | 0 | 0 | data not applicable | data not applicable | No | 0 | 0 | 0 | data not available | Connected | 1.2 | 1.2 | 1.2632 | data not applicable | data not applicable | 42447 | data not applicable | data not applicable | data not applicable | data not applicable | data not applicable | data not available | data not applicable | N | N | data not available | N | data not available | data not available | 44088 | data not available | 768
1300060648604 | [5 empty] | data not available | 33KV Limited | Bryn Bachau | Bryn Bachau Farm Pwllheli Gwynedd | Bryn_Bachau | Pwllheli | North Wales | LL53 6RQ | Wales | 242799 | 337351 | TRAWSFYNYDD | FOUR CROSSES GT2 / MAENTWROG GT1 / MAENTWROG GT2 | BUTLINS T1 | 33 | SP Manweb plc | Solar | Photovoltaic | No | 0 | 0 | 4.2 | data not applicable | data not applicable | No | 0 | 0 | 0 | data not applicable | data not applicable | No | 0 | 0 | 0 | data not available | Connected | 4.2 | 4.2 | 4.4211 | data not applicable | data not applicable | 42439 | data not applicable | data not applicable | data not applicable | data not applicable | data not applicable | data not available | data not applicable | N | N | data not available | N | data not available | data not available | 44146 | data not available | 154
1300060650278 | [5 empty] | data not available | QuiNotas ENoergy UK | Dairy House Farm 2 | Main Rd. Worleston. Cheshire. | Dairy_House_Farm_2(2.5_Mva) | Worleston | Cheshire | CW5 6DN | England | 365833 | 356456 | CELLARHEAD | COPPENHALL GT1 / CREWE GT1 / CREWE GT2A / CREWE GT4A / RADWAY GREEN GT1 / RADWAY GREEN GT2 / WHITCHURCH GT2 | CREWE T1 / LEIGHTON HOSPITAL T1 | 33 | SP Manweb plc | Solar | Photovoltaic | No | 0 | 0 | 2.5 | data not applicable | data not applicable | No | 0 | 0 | 0 | data not applicable | data not applicable | No | 0 | 0 | 0 | data not available | Connected | 2.5 | 2.5 | 2.6316 | data not applicable | data not applicable | 42426 | data not applicable | data not applicable | data not applicable | data not applicable | data not applicable | data not available | data not applicable | N | N | data not available | N | data not available | data not available | 44146 | data not available | 240
1300060650296 | [5 empty] | 1300060650287 | 33KV Limited | Morfa Camp | Morfa Camp | Sandylands Road | Tywyn | Dee Valley and Mid Wales | LL36 9BH | Wales | 258149 | 301250 | SWANSEA NORTH | ABERYSTWYTH GT2 / RHYDLYDAN GT1 | TYWYN T1 | 33 | SP Manweb plc | Solar | Photovoltaic | No | 0 | 0 | 2.3 | data not applicable | data not applicable | No | 0 | 0 | 0 | data not applicable | data not applicable | No | 0 | 0 | 0 | data not available | Connected | 2.3 | 2.3 | 2.4211 | data not applicable | data not applicable | 42460 | data not applicable | data not applicable | data not applicable | data not applicable | data not applicable | data not available | data not applicable | N | N | data not available | N | data not available | data not available | 44146 | data not available | 564
1300060652629 | [5 empty] | data not available | 33KV Limited | Williams Farm | Bedwell Road | Werxham Ll13 9Xs | Wrexham | Dee Valley and Mid Wales | LL13 0UW | Wales | 337693 | 348113 | LEGACY | BRYMBO GT1 / LEGACY LOCAL GT1 / MARCHWIEL GT1 / MARCHWIEL GT2 / WREXHAM GT1 | data not available | 33 | SP Manweb plc | Solar | Photovoltaic | No | 0 | 0 | 5.5 | data not applicable | data not applicable | No | 0 | 0 | 0 | data not applicable | data not applicable | No | 0 | 0 | 0 | data not available | Connected | 5.5 | 5.5 | 5.7895 | data not applicable | data not applicable | 42460 | data not applicable | data not applicable | data not applicable | data not applicable | data not applicable | 43770 | data not applicable | N | N | data not available | N | 614401274 | data not available | 44146 | data not available | 808
1300060652674 | [5 empty] | data not available | SPF Moorfarm Ltd | Moor Farm | Moor Farm | Ruyton Road | Baschurch | Dee Valley and Mid Wales | SY4 2BA | Wales | 341815 | 323313 | LEGACY | LEGACY LOCAL GT2 / NEWTOWN GT2 / OSWESTRY GT5 / OSWESTRY GT8 / WELSHPOOL GT1 / WHITCHURCH GT1 | BASCHURCH T1 | 33 | SP Manweb plc | Solar | Photovoltaic | No | 0 | 0 | 3 | Solar | Photovoltaic | No | 0 | 0 | 0.1 | data not applicable | data not applicable | No | 0 | 0 | 0 | data not available | Connected | 3.1 | 3.1 | 3.2632 | data not applicable | data not applicable | 42801 | data not applicable | data not applicable | data not applicable | data not applicable | data not applicable | data not available | data not applicable | N | N | data not available | N | 614333677 | data not available | 44146 | data not available | 562
1050001869658 | [6 empty] | Johnson Matthey Plc | 33 JEFFREYS ROAD |  | JOHNSON MATTHEY | BRIMSDOWN | ENFIELD | EN3 7PW | England | 536564 | 196675 | Brimsdown (EPN) | - | Brimsdown South Grid 11kV | 11 | Eastern Power Networks (EPN) | Fossil - Gas | Gas turbine (OCGT) |  |  |  | 2.535 | [12 empty] | No | Connected | 2.535 | 2.535 | 2.668 | 0 | 0 | 2018-11-30 | [13 empty] | 2020-11-13 | 0.68638 | 51.7376 | 51.7376188733925, 0.686378584989255 | EPN-S0000000H3006 | Fossil fuel
2000000000000 | [5 empty] | 2000000000000 | JPMORGAN CHASE BANK - NATIONAL ASSOCIATION | DATA NOT AVAILABLE | UNIT 1 | JAYS CLOSE | BASINGSTOKE | HAMPSHIRE | RG22 4BS | ENGLAND | 463519 | 150334 | BRAMLEY (BASI) | BASINGSTOKE | JAYS CLOSE | 11 | SOUTHERN ELECTRIC POWER DISTRIBUTION PLC | DATA NOT AVAILABLE | ENGINE (COMBUSTION / RECIPROCATING) | NO | DATA NOT AVAILABLE | DATA NOT AVAILABLE | 3.8 | DATA NOT AVAILABLE | DATA NOT AVAILABLE | DATA NOT AVAILABLE | DATA NOT AVAILABLE | DATA NOT AVAILABLE | DATA NOT AVAILABLE | DATA NOT AVAILABLE | DATA NOT AVAILABLE | DATA NOT AVAILABLE | DATA NOT AVAILABLE | DATA NOT AVAILABLE | DATA NOT AVAILABLE | NO | CONNECTED | 3.8 | 3.8 | 4 | DATA NOT AVAILABLE | DATA NOT AVAILABLE | DATA NOT AVAILABLE | DATA NOT AVAILABLE | DATA NOT AVAILABLE | DATA NOT AVAILABLE | DATA NOT AVAILABLE | DATA NOT AVAILABLE | DATA NOT AVAILABLE | DATA NOT AVAILABLE | N | DATA NOT AVAILABLE | DATA NOT AVAILABLE | DATA NOT AVAILABLE | DATA NOT AVAILABLE | DATA NOT AVAILABLE | 44105
1300060657840 | [5 empty] | data not available | Lightsource Asset Management Limited | Charity Farm | Charityfarm | Marton | Shrewsbury | Dee Valley and Mid Wales | SY4 5SX | Wales | 450270 | 251930 | LEGACY | LEGACY LOCAL GT2 / NEWTOWN GT2 / OSWESTRY GT5 / OSWESTRY GT8 / WELSHPOOL GT1 / WHITCHURCH GT1 | data not available | 33 | SP Manweb plc | Solar | Photovoltaic | No | 0 | 0 | 11 | data not applicable | data not applicable | No | 0 | 0 | 0 | data not applicable | data not applicable | No | 0 | 0 | 0 | data not available | Connected | 11 | 11 | 11.5789 | data not applicable | data not applicable | 42544 | data not applicable | data not applicable | data not applicable | data not applicable | data not applicable | 43531 | data not applicable | N | N | data not available | N | 613841160 | data not available | 44146 | data not available | 213
1300060668498 | [5 empty] | data not available | Lightsource Asset Management Limited | Fields Farm | Old Malpas Road | Whitchurch Sy13 4Rb | Whitchurch | Dee Valley and Mid Wales | SY13 4RB | Wales | 351258 | 344021 | LEGACY | LEGACY LOCAL GT2 / NEWTOWN GT2 / OSWESTRY GT5 / OSWESTRY GT8 / WELSHPOOL GT1 / WHITCHURCH GT1 | WHITCHURCH T1 | 33 | SP Manweb plc | Solar | Photovoltaic | No | 0 | 0 | 3.5 | data not applicable | data not applicable | No | 0 | 0 | 0 | data not applicable | data not applicable | No | 0 | 0 | 0 | data not available | Connected | 3.5 | 3.5 | 3.6842 | data not applicable | data not applicable | 42775 | data not applicable | data not applicable | data not applicable | data not applicable | data not applicable | data not available | data not applicable | N | N | data not available | N | 613519624 | data not available | 44088 | data not available | 328
2394000129436 | [5 empty] | 2394000132527 | Kellingley Colliery | Kellingley Colliery | Kellingley Colliery | Turvers Lane | Knottingley | West Yorkshire | WF11 8DT | England | 452260 | 423703 | Ferrybridge B | Kirkhaw Lane | Beal | 11 | Northern Powergrid (Yorkshire) plc | Fossil - Gas | Engine (combustion / reciprocating) | No | Data Not Applicable | Data Not Applicable | 7 | Data Not Available | Data Not Available | Data Not Available | Data Not Available | Data Not Available | Data Not Available | Data Not Available | Data Not Available | Data Not Available | Data Not Available | Data Not Available | Data Not Available | No | Connected | 7 | 7 | 7.368 | Data Not Available | Data Not Available | 2016-05-24 00:00:00 | Data Not Applicable | Data Not Applicable | 7.368 | Data Not Applicable | Data Not Applicable | Data Not Available | Data Not Available | Data Not Available | Data Not Available | Data Not Available | Data Not Available | Data Not Available | Data Not Available | 2017-03-08 | 53.707145988881464, -1.2097801775992785 |  | 2016-05-24 | North Yorkshire
1300060689586 | [5 empty] | data not available | Vogt Solar Ltd | Twemlows Hall Solar Farm | Land_At_Twemlows | Vogt Solar | Wem | Dee Valley and Mid Wales | SY13 2EZ | Wales | 356656 | 337271 | LEGACY | LEGACY LOCAL GT2 / NEWTOWN GT2 / OSWESTRY GT5 / OSWESTRY GT8 / WELSHPOOL GT1 / WHITCHURCH GT1 | data not available | 33 | SP Manweb plc | Solar | Photovoltaic | No | 0 | 0 | 8.16 | data not applicable | data not applicable | No | 0 | 0 | 0 | data not applicable | data not applicable | No | 0 | 0 | 0 | data not available | Connected | 8.16 | 8.16 | 8.5895 | data not applicable | data not applicable | 42536 | data not applicable | data not applicable | data not applicable | data not applicable | data not applicable | data not available | data not applicable | N | N | data not available | N | data not available | data not available | 45749 | data not available | 938
1300060701115 | [5 empty] | data not available | 33KV Limited | Ebnal Lodge PV Generation | Land At Ebnal Lodge Gobowen | Oswestry | Oswestry | Dee Valley and Mid Wales | SY10 7BL | Wales | 331609 | 334299 | LEGACY | LEGACY LOCAL GT2 / NEWTOWN GT2 / OSWESTRY GT5 / OSWESTRY GT8 / WELSHPOOL GT1 / WHITCHURCH GT1 | data not available | 33 | SP Manweb plc | Solar | Photovoltaic | No | 0 | 0 | 5 | data not applicable | data not applicable | No | 0 | 0 | 0 | data not applicable | data not applicable | No | 0 | 0 | 0 | data not available | Connected | 5 | 5 | 5.2632 | data not applicable | data not applicable | 42822 | data not applicable | data not applicable | data not applicable | data not applicable | data not applicable | data not available | data not applicable | N | N | data not available | N | data not available | data not available | 44146 | data not available | 305
1300060704082 | [5 empty] | data not available | Lightsource Asset MaNoagemeNot Limited | Safeguard Bradwall | Safeguardbradwall1_R2 | Lightsource Renewable Development Limited | Sandbach | Cheshire | CW10 0LA | England | 742380 | 630050 | CARRINGTON / FIDDLERS FERRY | ELWORTH GT1 / ELWORTH GT2 / KNUTSFORD GT1 / KNUTSFORD GT2 | data not available | 33 | SP Manweb plc | Solar | Photovoltaic | No | 0 | 0 | 3.9 | data not applicable | data not applicable | No | 0 | 0 | 0 | data not applicable | data not applicable | No | 0 | 0 | 0 | data not available | Connected | 3.9 | 3.9 | 4.1053 | 0.085 | 0.089474 | 42384 | data not applicable | data not applicable | data not applicable | data not applicable | data not applicable | data not available | data not applicable | N | N | data not available | N | data not available | data not available | 45749 | data not available | 931
1300060704677 | [5 empty] | data not available | Lightsource Asset Management Limited | Gelli Gron 1 | Llanarmon | Pwllheli | Pwllheli | North Wales | LL53 6DQ | Wales | 241457 | 340047 | TRAWSFYNYDD | FOUR CROSSES GT2 / MAENTWROG GT1 / MAENTWROG GT2 | FOUR CROSSES T1 | 33 | SP Manweb plc | Solar | Photovoltaic | No | 0 | 0 | 2.3 | data not applicable | data not applicable | No | 0 | 0 | 0 | data not applicable | data not applicable | No | 0 | 0 | 0 | data not available | Connected | 2.3 | 2.3 | 2.4211 | data not applicable | data not applicable | 42704 | data not applicable | data not applicable | data not applicable | data not applicable | data not applicable | data not available | data not applicable | N | N | data not available | N | data not available | data not available | 44088 | data not available | 350
1300060710208 | [5 empty] | data not available | Pickhill Bridge Farm | Pickhill Bridge Farm | Pickhill Bridge Farm | Cross Lanes | Cross Lanes | Dee Valley and Mid Wales | LL13 0UH | Wales | 338863 | 348753 | LEGACY | BRYMBO GT1 / LEGACY LOCAL GT1 / MARCHWIEL GT1 / MARCHWIEL GT2 / WREXHAM GT1 | DEESIDE ALUMINIUM T1 / DUNLOP PLASTICS T1 / FIRESTONE T1 / TETRAPAK T1 | 33 | SP Manweb plc | Solar | Photovoltaic | No | 0 | 0 | 3 | data not applicable | data not applicable | No | 0 | 0 | 0 | data not applicable | data not applicable | No | 0 | 0 | 0 | data not available | Connected | 3 | 3 | 3.1579 | data not applicable | data not applicable | data not available | data not applicable | data not applicable | data not applicable | data not applicable | data not applicable | data not available | data not applicable | N | N | data not available | N | data not available | data not available | 44146 | data not available | 630
1640000285020 | [5 empty] | 1600000132036 | KELLOGG COMPANY OF GREAT BRITAIN, LIMITED | KELLOGGS | PARK ROAD | PARK ROAD | MANCHESTER | GREATER MANCHESTER | M32 8RA | ENGLAND | 379549 | 395879 | SOUTH MANCHESTER GSP | STRETFORD | PRIVATE SUBSTATION | 6.6 | ELECTRICITY NORTH WEST LIMITED | FOSSIL - GAS | ENGINE (COMBUSTION / RECIPROCATING) | NO | 0 | 0 | 4 |  |  |  | 0 | 0 | 0 |  |  |  | 0 | 0 | 0 | NO | CONNECTED | 4 | 3.8 | 4 | 10.45 | 11 | 2012-12-01 |  |  |  | 0 | 0 |  |  | NO | NO |  |  |  |  | 2021-12-06 | 53.45925894418949, -2.309473732315731
1700000000000 | [5 empty] | 1700000000000 | KELTNEYBURN HYDRO LTD | KELTNEYBURN HYDRO GENERATOR | C/O KELTNEYBURN HOUSE KELTNEYBURN HYDRO GENERATOR | DATA NOT AVAILABLE | ABERFELDY | PERTHSHIRE AND KINROSS | PH15 2LF | SCOTLAND | 277379 | 749107 | TUMMEL BRIDGE | DATA NOT APPLICABLE | TUMMEL BRIDGE GRID | 33 | SCOTTISH HYDRO ELECTRIC POWER DISTRIBUTION PLC | HYDRO (TO BE CONFIRMED) | HYDRO POWER SYSTEM | NO | DATA NOT AVAILABLE | DATA NOT AVAILABLE | 1.995 | DATA NOT AVAILABLE | DATA NOT AVAILABLE | DATA NOT AVAILABLE | DATA NOT AVAILABLE | DATA NOT AVAILABLE | DATA NOT AVAILABLE | DATA NOT AVAILABLE | DATA NOT AVAILABLE | DATA NOT AVAILABLE | DATA NOT AVAILABLE | DATA NOT AVAILABLE | DATA NOT AVAILABLE | NO | CONNECTED | 1.995 | 1.995 | 2.1 | DATA NOT AVAILABLE | DATA NOT AVAILABLE | DATA NOT AVAILABLE | DATA NOT AVAILABLE | DATA NOT AVAILABLE | DATA NOT AVAILABLE | DATA NOT AVAILABLE | DATA NOT AVAILABLE | DATA NOT AVAILABLE | DATA NOT AVAILABLE | N | DATA NOT AVAILABLE | DATA NOT AVAILABLE | DATA NOT AVAILABLE | DATA NOT AVAILABLE | DATA NOT AVAILABLE | 44034
1300060739410 | [5 empty] | data not available | Cleanearth Energy Ltd | Nant Bach Scheme | Nant Bach Scheme Turbine 1 Ll21 9Ph | Nant Bach Scheme Turbine 1 Ll21 9Ph | Corwen | Dee Valley and Mid Wales | LL21 9UL | Wales | 300282 | 346415 | TRAWSFYNYDD | FOUR CROSSES GT2 / MAENTWROG GT1 / MAENTWROG GT2 | GLAN-YR-AFON T1 | 33 | SP Manweb plc | Wind | Onshore wind turbines | No | 0 | 0 | 1.5 | data not applicable | data not applicable | No | 0 | 0 | 0 | data not applicable | data not applicable | No | 0 | 0 | 0 | data not available | Connected | 1.5 | 1.5 | 1.5789 | data not applicable | data not applicable | 43040 | data not applicable | data not applicable | data not applicable | data not applicable | data not applicable | data not available | data not applicable | N | N | data not available | N | data not available | data not available | 44088 | data not available | 588
1399999990002 | [5 empty] | 1399999990002 | Foresight Group | Shotwick | Weighbridge Road | Deeside | Deeside | Wirral | CH5 2UA | England | 332003 | 372174 | CONNAHS QUAY / PENTIR / ST ASAPH (CONQ) | Shotton Paper | data not available | 132 | SP Manweb plc | Solar | Photovoltaic | No | 0 | 0 | 50 | data not applicable | data not applicable | No | 0 | 0 | 0 | data not applicable | data not applicable | No | 0 | 0 | 0 | data not available | Connected | 50 | 50 | 52.6316 | data not applicable | data not applicable | 42459 | data not applicable | data not applicable | data not applicable | data not applicable | data not applicable | data not available | data not applicable | N | N | data not available | N | 614238889 | data not available | 44088 | data not available | 704
1700053017977 | [5 empty] | data not applicable | Energiekontor UK Limited | Bruach / Croich Hydro | data not available | data not available | Milton | Stirling | FK8 3TG | Scotland | 250190 | 701120 | Strathleven | data not applicable | SSEN NETWORK | 11 | SP Distribution Ltd | Water | Hydro - Run of river | No | 0 | 0 | 1.5 | data not applicable | data not applicable | No | 0 | 0 | 0 | data not applicable | data not applicable | No | 0 | 0 | 0 | Yes | Connected | 1.5 | 1.5 | 1.5789 | 0 | 0 | data not available | data not applicable | data not applicable | data not applicable | data not applicable | data not applicable | data not available | data not available | N | N | data not available | N | data not available | data not available | 44859 | data not available | 153
Data not available | [5 empty] | Data not available | Kent Renewable Energy Partnership Ltd | ALKANE SITE | RAMSGATE ROAD |  | SANDWICH | KENT | CT13 9ND | England | 633425 | 159472 | Sellindge SGT2 & 3 & Richborough SGT | Richborough Grid 33kV |  | 33 | South Eastern Power Networks (SPN) | Biomass | Steam turbine (thermal power plant) |  |  |  | 8.6 | [12 empty] | No | Connected | 8.6 | 8.6 | 9.053 |  |  | 2018-04-30 | [7 empty] | No | No |  |  |  |  | 2024-06-14 | 0.25474 | 51.4509 | 51.4509379711143, 0.254741690016133 | SPN-S000000008249 | Biogas
1800000000037 | [5 empty] | data not applicable | LDV Harburnhead Ltd | Harburnhead Windfarm | Harburnhead Windfarm | data not available | West Calder | West Lothian | EH55 8RS | Scotland | 304070 | 658330 | Livingston East | data not applicable | data not available | 33 | SP Distribution Ltd | Wind | Onshore wind turbines | No | 0 | 0 | 51.7 | data not applicable | data not applicable | No | 0 | 0 | 0 | data not applicable | data not applicable | No | 0 | 0 | 0 | Yes | Connected | 51.7 | 51.7 | 54.4211 | 0 | 0 | 42706 | data not applicable | data not applicable | data not applicable | data not applicable | data not applicable | data not available | data not available | N | N | data not available | N | data not available | data not available | 44026 | data not available | 401
1800000000046 | [5 empty] | data not applicable | Andershaw Wind Power Ltd | Andershaw Windfarm | Andershaw Wind Farm | Crawfordjohn | Lanark | South Lanarkshire | ML12 6ZS | Scotland | 284709 | 626009 | Linnmill | data not applicable | PONEIL SW. STN (33kV) | 33 | SP Distribution Ltd | Wind | Onshore wind turbines | No | 0 | 0 | 36 | data not applicable | data not applicable | No | 0 | 0 | 0 | data not applicable | data not applicable | No | 0 | 0 | 0 | No | Connected | 36 | 36 | 37.8947 | 0 | 0 | 42979 | data not applicable | data not applicable | data not applicable | data not applicable | data not applicable | data not available | data not available | N | N | data not available | N | data not available | data not available | 45020 | data not available | 74
1800000000046 | [5 empty] | data not applicable | Andershaw Wind Power Ltd | Andershaw Windfarm | Andershaw Wind Farm | Crawfordjohn | Lanark | South Lanarkshire | ML12 6ZS | Scotland | 284709 | 626009 | Redshaw | data not applicable | data not available | 33 | SP Distribution Ltd | Wind | Onshore wind turbines | No | 0 | 0 | 36 | data not applicable | data not applicable | No | 0 | 0 | 0 | data not applicable | data not applicable | No | 0 | 0 | 0 | No | Accepted to Connect | data not applicable | data not applicable | data not applicable | data not applicable | data not applicable | 42979 | 36 | 36 | 37.8947 | 0 | 0 | data not available | data not available | N | N | data not available | Y | data not available | data not available | 45625 | data not available | 35
1800000000055 | [5 empty] | data not applicable | Falck Renewables Wind Ltd | Auchrobert Windfarm | Auchroberts Wind Farm | data not available | Lanark | South Lanarkshire | ML9 3LG | Scotland | 274935 | 638632 | Linnmill | data not applicable | data not available | 33 | SP Distribution Ltd | Wind | Onshore wind turbines | No | 0 | 0 | 36 | data not applicable | data not applicable | No | 0 | 0 | 0 | data not applicable | data not applicable | No | 0 | 0 | 0 | No | Connected | 36 | 36 | 37.8947 | 0 | 0 | 43009 | data not applicable | data not applicable | data not applicable | data not applicable | data not applicable | data not available | data not available | N | N | data not available | N | data not available | data not available | 45020 | data not available | 97
1800000000064 | [5 empty] | data not available | Res Ltd | Broxburn Energy Storage | 2 Illieston Castle Steading | data not available | Broxburn | West Lothian | EH52 5PD | Scotland | 309138 | 670510 | Broxburn | data not applicable | Broxburn | 33 | SP Distribution Ltd | Stored Energy | Storage - Electrochemical (Batteries) | No | data not available | data not available | 27.5 | data not applicable | data not applicable | No | 0 | 0 | 0 | data not applicable | data not applicable | No | 0 | 0 | 0 | Yes | Connected | 27.5 | 20 | 21.0526 | 20 | 21.0526 | 43167 | data not applicable | data not applicable | data not applicable | data not applicable | data not applicable | data not available | data not available | N | N | data not available | N | 201436 | data not available | 44088 | data not available | 152
1800000000091 | [5 empty] | data not applicable | INFINIS | Dalswinton Windfarm | Dalswinton Wind Farm | data not available | Dumfries | Dumfries and Galloway | DG2 0XY | Scotland | 295000 | 589000 | Dumfries | data not applicable | data not available | 33 | SP Distribution Ltd | Wind | Onshore wind turbines | No | 0 | 0 | 30 | data not applicable | data not applicable | No | 0 | 0 | 0 | data not applicable | data not applicable | No | 0 | 0 | 0 | No | Connected | 30 | 30 | 31.5789 | 0 | 0 | 39522 | data not applicable | data not applicable | data not applicable | data not applicable | data not applicable | data not available | data not available | N | N | data not available | N | data not available | data not available | 44026 | data not available | 244
1800000000107 | [5 empty] | data not applicable | Infinis | Minsca Windfarm | Minsca Wind Farm | data not available | Lockerbie | Dumfries and Galloway | DG11 2QE | Scotland | 313821 | 581690 | Chapelcross | data not applicable | data not available | 33 | SP Distribution Ltd | Wind | Onshore wind turbines | No | 0 | 0 | 36.8 | data not applicable | data not applicable | No | 0 | 0 | 0 | data not applicable | data not applicable | No | 0 | 0 | 0 | Yes | Connected | 36.8 | 36.8 | 38.7368 | 0 | 0 | 39508 | data not applicable | data not applicable | data not applicable | data not applicable | data not applicable | data not available | data not available | N | N | data not available | N | data not available | data not available | 44026 | data not available | 556
1800000000116 | [5 empty] | data not applicable | Wind Prospect Operations Ltd. | Airies Windfarm | Airies Windfarm | data not available | Newton Stewart | Dumfries and Galloway | DG8 0PE | Scotland | 229266 | 548481 | Newton Stewart | data not applicable | data not available | 33 | SP Distribution Ltd | Wind | Onshore wind turbines | No | 0 | 0 | 36.7 | data not applicable | data not applicable | No | 0 | 0 | 0 | data not applicable | data not applicable | No | 0 | 0 | 0 | Yes | Connected | 36.7 | 36.7 | 38.6316 | 0 | 0 | 42809 | data not applicable | data not applicable | data not applicable | data not applicable | data not applicable | 43992 | data not available | Y | N | data not available | N | 615371069 | data not available | 44026 | data not available | 63
1800000000125 | [5 empty] | data not applicable | Scottishpower Renewables. | Harehill Extn Windfarm | Harehill Windfarm | data not available | Cumnock | East Ayrshire | KA18 4NP | Scotland | 265320 | 609703 | Coylton | data not applicable | NEW CUMNOCK (33kV) | 33 | SP Distribution Ltd | Wind | Onshore wind turbines | No | 0 | 0 | 29.75 | data not applicable | data not applicable | No | 0 | 0 | 0 | data not applicable | data not applicable | No | 0 | 0 | 0 | No | Connected | 29.75 | 29.75 | 31.3158 | 0 | 0 | 42634 | data not applicable | data not applicable | data not applicable | data not applicable | data not applicable | data not available | data not available | Y | N | data not available | N | data not available | data not available | 44026 | data not available | 403
1800000000143 | [5 empty] | data not available | Island Green Power | Little Raith Battery Storage | LITTLE RAITH WIND FARM | data not available | LOCHGELLY | Fife | KY5 0AX | Scotland | 321026 | 691553 | Glenniston | data not applicable | data not available | 33 | SP Distribution Ltd | Stored Energy | Storage - Electrochemical (Batteries) | No | data not available | data not available | 56 | data not applicable | data not applicable | No | 0 | 0 | 0 | data not applicable | data not applicable | No | 0 | 0 | 0 | Yes | Connected | 56 | 50 | 52.6316 | 50 | 52.6316 | data not available | data not applicable | data not applicable | data not applicable | data not applicable | data not applicable | data not available | data not available | N | N | data not available | N | 617375823 | data not available | 45240 | data not available | 503
Data not available | [5 empty] | Data not available | Kent Renewable Energy Partnership Ltd | ALKANE SITE | RAMSGATE ROAD |  | SANDWICH | KENT | CT13 9ND | England | 633425 | 159472 | Sellindge SGT2 & 3 & Richborough SGT | Richborough Grid 33kV |  | 33 | South Eastern Power Networks (SPN) | Biomass | Steam turbine (thermal power plant) |  |  |  | 6.2 | [12 empty] | No | Connected | 6.2 | 6.2 | 6.526 |  |  | 2018-04-30 | [7 empty] | No | No |  |  |  |  | 2024-07-12 | -0.19108 | 51.3564 | 51.3563746662529, -0.191080622819975 | SPN-S000000008442 | Fossil fuel
data not available | [5 empty] | data not applicable | Kerry Group | Kerry Ingredients | Glenochil Yeast Factory | data not available | Menstrie | Clackmanshire | FK11 7ES | Scotland | 285787 | 696483 | Devonside | data not applicable | MENSTRIE (11kV) | 11 | SP Distribution Ltd | Other | Steam-gas turbine (CCGT) | Yes | 0 | 0 | 1.2 | data not applicable | data not applicable | No | 0 | 0 | 0 | data not applicable | data not applicable | No | 0 | 0 | 0 | No | Connected | 1.2 | 1.2 | 1.2632 | 0 | 0 | data not available | data not applicable | data not applicable | data not applicable | data not applicable | data not applicable | data not available | data not available | N | N | data not available | N | 244463 | data not available | 44088 | data not available | 455
data not available | [5 empty] | data not available | Kier Workplace Services | Paddington Place | Paddington Park House | Paddington Village | Liverpool | Merseyside | L7 3RG | England | 336278 | 390219 | LISTER DRIVE | LISTER DV B GT3 / SPARLING ST GT1 / WAVERTREE GT2 | PADDINGTON PLACE T1 / PADDINGTON PLACE T2 | 33 | SP Manweb plc | Fossil - Gas | Steam-gas turbine (CCGT) | Yes | 0 | 0 | 1.2 | data not applicable | data not applicable | No | 0 | 0 | 0 | data not applicable | data not applicable | No | 0 | 0 | 0 | data not available | Connected | 1.2 | 1.2 | 1.2632 | data not applicable | data not applicable | 43101 | data not applicable | data not applicable | data not applicable | data not applicable | data not applicable | data not available | data not applicable | N | N | data not available | N | data not available | data not available | 45625 | data not available | 615
1800053646181 | [5 empty] | data not applicable | Polwhat Rig Windfarm Limited (C/O National Wind Power Limited) | Polwhat Rig Windfarm | Import Site | Gallow Rig Wind Farm | Nr Carsphairn | Dumfries and Galloway | DG7 3T | Scotland | 259175 | 589756 | Coylton | data not applicable | NEW CUMNOCK (33kV) | 33 | SP Distribution Ltd | Wind | Onshore wind turbines | No | 0 | 0 | 11 | data not applicable | data not applicable | No | 0 | 0 | 0 | data not applicable | data not applicable | No | 0 | 0 | 0 | No | Connected | 11 | 11 | 11.5789 | 0 | 0 | 35300 | data not applicable | data not applicable | data not applicable | data not applicable | data not applicable | data not available | data not available | N | N | data not available | N | data not available | data not available | 44057 | data not available | 636
1800053646206 | [5 empty] | data not applicable | Natural Power | Gallow Rig Windfarm | Gallow Site 2 | Gallow Rig Wind Farm | Nr Carsphairn | Dumfries and Galloway | DG7 3T | Scotland | 259175 | 589756 | Coylton | data not applicable | NEW CUMNOCK (33kV) | 33 | SP Distribution Ltd | Wind | Onshore wind turbines | No | 0 | 0 | 11 | data not applicable | data not applicable | No | 0 | 0 | 0 | data not applicable | data not applicable | No | 0 | 0 | 0 | No | Connected | 11 | 11 | 11.5789 | 0 | 0 | 41936 | data not applicable | data not applicable | data not applicable | data not applicable | data not applicable | data not available | data not available | N | N | data not available | N | data not available | data not available | 44026 | data not available | 347
1800053646224 | [5 empty] | data not applicable | Drax Group PLC | Bonnington Power Station | Bonnington Hydroelectric Power Station | data not available | Lanark | South Lanarkshire | ML11 9TB | Scotland | 288397 | 641673 | Linnmill | data not applicable | CORRA LINN (11kV) | 11 | SP Distribution Ltd | Water | Hydro - Run of river | No | 0 | 0 | 11 | data not applicable | data not applicable | No | 0 | 0 | 0 | data not applicable | data not applicable | No | 0 | 0 | 0 | No | Connected | 11 | 11 | 11.5789 | 0 | 0 | 36526 | data not applicable | data not applicable | data not applicable | data not applicable | data not applicable | data not available | data not available | N | N | data not available | N | data not available | data not available | 44088 | data not available | 131
1800053646242 | [5 empty] | data not applicable | Drax Group PLC | Stonebyres Power Station | Lanark Road | Stonebyres | Lanark | South Lanarkshire | ML11 9JT | Scotland | 285020 | 644169 | Linnmill | data not applicable | CORRA LINN (11kV) | 11 | SP Distribution Ltd | Water | Hydro - Run of river | No | 0 | 0 | 6 | data not applicable | data not applicable | No | 0 | 0 | 0 | data not applicable | data not applicable | No | 0 | 0 | 0 | No | Connected | 6 | 6 | 6.3158 | 0 | 0 | 36526 | data not applicable | data not applicable | data not applicable | data not applicable | data not applicable | data not available | data not available | N | N | data not available | N | data not available | data not available | 44088 | data not available | 727
1800053646260 | [5 empty] | data not applicable | ScottishPower Renewables | Hagshaw Hill Windfarm | Hagshaw Wind Farm | Douglas West | Lanark | South Lanarkshire | ML11 0RR | Scotland | 282132 | 631007 | Linnmil | data not applicable | DOUGLAS WEST (33kV) | 33 | SP Distribution Ltd | Wind | Onshore wind turbines | No | 0 | 0 | 15.6 | data not applicable | data not applicable | No | 0 | 0 | 0 | data not applicable | data not applicable | No | 0 | 0 | 0 | No | Accepted to Connect | data not applicable | data not applicable | data not applicable | data not applicable | data not applicable | 36526 | 15.6 | 15.6 | 16.4211 | 0 | 0 | data not available | data not available | N | N | data not available | Y | data not available | data not available | 45625 | data not available | 38
1800053646303 | [5 empty] | data not applicable | Bryan J Rendall (Electrical) Ltd | Myreshill | Myers Burn | data not available | Eaglesham | East Renfrewshire | G76 0PW | Scotland | 256821 | 646184 | Giffnock | data not applicable | CASTLE (11kV) | 11 | SP Distribution Ltd | Wind | Onshore wind turbines | No | 0 | 0 | 1.8 | data not applicable | data not applicable | No | 0 | 0 | 0 | data not applicable | data not applicable | No | 0 | 0 | 0 | Yes | Connected | 1.8 | 1.8 | 1.8947 | 0 | 0 | 37921 | data not applicable | data not applicable | data not applicable | data not applicable | data not applicable | data not available | data not available | N | N | data not available | N | data not available | data not available | 44057 | data not available | 579
2000000000000 | [5 empty] | 2000000000000 | KILN FIELDS RENEWABLE ENERGY LIMITED | DATA NOT AVAILABLE | KILN FIELDS | READING ROAD | HOOK | HAMPSHIRE | RG27 0LE | ENGLAND | 472535 | 160348 | DATA NOT AVAILABLE | DATA NOT AVAILABLE | DATA NOT AVAILABLE | DATA NOT AVAILABLE | SOUTHERN ELECTRIC POWER DISTRIBUTION PLC | OTHER | OTHER | NO | DATA NOT AVAILABLE | DATA NOT AVAILABLE | 15 | DATA NOT AVAILABLE | DATA NOT AVAILABLE | DATA NOT AVAILABLE | DATA NOT AVAILABLE | DATA NOT AVAILABLE | DATA NOT AVAILABLE | DATA NOT AVAILABLE | DATA NOT AVAILABLE | DATA NOT AVAILABLE | DATA NOT AVAILABLE | DATA NOT AVAILABLE | DATA NOT AVAILABLE | DATA NOT AVAILABLE | CONNECTED | 15 | 14.25 | 15 | DATA NOT AVAILABLE | DATA NOT AVAILABLE | DATA NOT AVAILABLE | DATA NOT AVAILABLE | DATA NOT AVAILABLE | DATA NOT AVAILABLE | DATA NOT AVAILABLE | DATA NOT AVAILABLE | DATA NOT AVAILABLE | DATA NOT AVAILABLE | N | DATA NOT AVAILABLE | DATA NOT AVAILABLE | DATA NOT AVAILABLE | DATA NOT AVAILABLE | DATA NOT AVAILABLE | 45454
1170000818367 | [5 empty] | 1170000818358 | Kiln power limited | Lime kilns generation connection point b | Export 2, Board B, Hinckley Power A Unit 8 | Lime Kilns Business Park | Hinckley | Leicestershire | LE10 3EQ | United Kingdom | 441340 | 292550 | Coventry 132Kv S Stn | Hinckley 132Kv S Stn | Hinckley 11Kv S Stn | 11 | National Grid Electricity Distribution (East Midlands) Plc | Fossil - Gas | Engine (combustion / reciprocating) | No | data not available | data not available | 11.36 | data not applicable | data not applicable | data not applicable | data not available | data not available | data not applicable | data not applicable | data not applicable | data not applicable | data not available | data not available | data not applicable | data not available | Connected | 11.36 | 8 | 8.421 | 0.0475 | 0.05 | 43171 | data not applicable | data not applicable | data not applicable | data not applicable | data not applicable | data not applicable | data not applicable | data not available | data not available | data not available | data not available | data not available | data not available | 45750
1800053647246 | [5 empty] | data not applicable | ScottishPower Renewables | Dunlaw Windfarm | Dun Law Windfarm | data not available | Lauder | Scottish Borders | TD2 6PN | Scotland | 347069 | 657344 | Galashiels | data not applicable | data not available | 33 | SP Distribution Ltd | Wind | Onshore wind turbines | No | 0 | 0 | 17.2 | data not applicable | data not applicable | No | 0 | 0 | 0 | data not applicable | data not applicable | No | 0 | 0 | 0 | No | Connected | 17.2 | 17.2 | 18.1053 | 0 | 0 | 36658 | data not applicable | data not applicable | data not applicable | data not applicable | data not applicable | data not available | data not available | N | N | data not available | N | data not available | data not available | 44026 | data not available | 281
1800053647399 | [5 empty] | data not applicable | ScottishPower Renewables | Harehill Windfarm | Harehill Windfarm | data not available | New Cumnock | East Ayrshire | KA18 4NW | Scotland | 265320 | 609703 | Coylton | data not applicable | NEW CUMNOCK (33kV) | 33 | SP Distribution Ltd | Wind | Onshore wind turbines | No | 0 | 0 | 15 | data not applicable | data not applicable | No | 0 | 0 | 0 | data not applicable | data not applicable | No | 0 | 0 | 0 | No | Connected | 15 | 15 | 15.7895 | 0 | 0 | 36831 | data not applicable | data not applicable | data not applicable | data not applicable | data not applicable | data not available | data not available | N | N | data not available | N | data not available | data not available | 44026 | data not available | 404
1800053647413 | [5 empty] | data not applicable | Drax Generation Enterprises Limited | Carsfad | Carsfad Power Station | St Johns Town of Dalry | Castle Douglas | Dumfries and Galloway | DG7 3ST | Scotland | 260374 | 586749 | Carsfad | data not applicable | Carsfad Hydro | 11 | SP Distribution Ltd | Water | Hydro - Run of river | No | 0 | 0 | 12 | data not applicable | data not applicable | No | 0 | 0 | 0 | data not applicable | data not applicable | No | 0 | 0 | 0 | Yes | Connected | 12 | 12 | 12.6316 | 0 | 0 | 42461 | data not applicable | data not applicable | data not applicable | data not applicable | data not applicable | data not available | data not available | N | N | data not available | N | 233798 | data not available | 44088 | data not available | 193
1800053647496 | [5 empty] | data not applicable | Natural Power | Drumjohn | Drumjohn Power Station | Drumjohn | Castle Douglas | Dumfries and Galloway | DG7 3TJ | Scotland | 252197 | 597353 | Kendoon | data not applicable | data not available | 11 | SP Distribution Ltd | Water | Hydro - Run of river | No | 0 | 0 | 2.2 | data not applicable | data not applicable | No | 0 | 0 | 0 | data not applicable | data not applicable | No | 0 | 0 | 0 | Yes | Connected | 2.2 | 2.2 | 2.3158 | 0 | 0 | data not available | data not applicable | data not applicable | data not applicable | data not applicable | data not applicable | data not available | data not available | N | N | data not available | N | data not available | data not available | 44088 | data not available | 273
1800053647520 | [5 empty] | data not applicable | Drax Generation Enterprises Limited | Earlston Hydro | Earlstoun Power Station | 1936 A762 | Castle Douglas | Dumfries and Galloway | DG7 3SR | Scotland | 261410 | 582077 | Earlstoun | data not applicable | TSEAST T1 EARLSTOUN | 11 | SP Distribution Ltd | Water | Hydro - Run of river | No | 0 | 0 | 13 | data not applicable | data not applicable | No | 0 | 0 | 0 | data not applicable | data not applicable | No | 0 | 0 | 0 | Yes | Connected | 13 | 13 | 13.6842 | 0 | 0 | 42461 | data not applicable | data not applicable | data not applicable | data not applicable | data not applicable | data not available | data not available | N | N | data not available | N | data not available | data not available | 44088 | data not available | 302
1800053647566 | [5 empty] | data not applicable | Drax Generation Enterprises Limited | Kendoon | Kendoon Power Station | data not available | Castle Douglas | Dumfries and Galloway | DG7 3UB | Scotland | 260591 | 587599 | Kendoon | data not applicable | kendoon | 11 | SP Distribution Ltd | Water | Hydro - Run of river | No | 0 | 0 | 23 | data not applicable | data not applicable | No | 0 | 0 | 0 | data not applicable | data not applicable | No | 0 | 0 | 0 | Yes | Connected | 23 | 23 | 24.2105 | 0 | 0 | 42461 | data not applicable | data not applicable | data not applicable | data not applicable | data not applicable | data not available | data not available | N | N | data not available | N | 183630 | data not available | 44088 | data not available | 452
1170000818376 | [5 empty] | 1170000818349 | Kiln power limited | Lime kilns generation connection point a | 1, Board A, Hinckley Power A Unit 8 | Lime Kilns Business Park | Hinckley | Leicestershire | LE10 3EQ | United Kingdom | 441340 | 292550 | Coventry 132Kv S Stn | Hinckley 132Kv S Stn | Hinckley 11Kv S Stn | 11 | National Grid Electricity Distribution (East Midlands) Plc | Fossil - Gas | Engine (combustion / reciprocating) | No | data not available | data not available | 11.36 | data not applicable | data not applicable | data not applicable | data not available | data not available | data not applicable | data not applicable | data not applicable | data not applicable | data not available | data not available | data not applicable | data not available | Connected | 11.36 | 8 | 8.421 | 0.3325 | 0.35 | 43171 | data not applicable | data not applicable | data not applicable | data not applicable | data not applicable | data not applicable | data not applicable | data not available | data not available | data not available | data not available | data not available | data not available | 45750
1200060711243 | [6 empty] | Kings College Hospital | Kings College Hospital | DENMARK HILL |  | Brixton | LONDON | SE5 9RS | England | 532582 | 175995 | New Cross 66kV | Chadwick Road 33kV | Bengeworth Rd 11kV | 11 | London Power Networks (LPN) | Fossil - Gas | Engine (combustion / reciprocating) |  |  |  | 4.2 | [12 empty] | No | Connected | 4.2 | 4.2 | 5.25 |  |  | 2009-12-12 | [13 empty] | 2020-11-13 | 0.12247 | 51.5312 | 51.5312499657747, 0.122469033797919 | LPN-S000000000617 | Fossil fuel
Data not available | [6 empty] | Kingsgate House | Kingsgate House | 70 VICTORIA STREET |  | Westminster | LONDON | SW1E 6SH | England | 529323 | 179231 | Wimbledon Grid South 3/4 | - | Victoria St 11kV | 11 | London Power Networks (LPN) | Fossil - Oil | Engine (combustion / reciprocating) |  |  |  | 2.92 | [12 empty] | No | Connected | 2.92 | 2.92 | 3.65 |  |  | 2016-06-04 | [13 empty] | 2021-12-14 | -0.089656 | 51.518 | 51.5179904783423, -0.0896561538595144 | LPN-S000000000408 | Fossil fuel
1640000683162 | [5 empty] | 1640000683153 | KINGSMOOR POWER LIMITED | SALFORD ROAD | DUCHESS AVENUE |  | CARLISLE | CUMBRIA | CA6 4SJ | ENGLAND | 338523 | 559919 | HARKER ENWL SGTS 1 2 3A 4 / HUTTON GSP GROUP | CARLISLE NORTH | CARLISLE NORTH | 11 | ELECTRICITY NORTH WEST LIMITED | FOSSIL - GAS | ENGINE (COMBUSTION / RECIPROCATING) | YES | 0 | 0 | 7.5 |  |  |  | 0 | 0 | 0 |  |  |  | 0 | 0 | 0 | NO | CONNECTED | 7.5 | 7.1963 | 7.575 | 0.2375 | 0.25 | 2017-12-01 |  |  |  | 0 | 0 |  |  | NO | YES |  |  |  |  | 2021-12-06 | 54.93014654835286, -2.9609012005488884
1800053647830 | [5 empty] | data not applicable | Fred Olsen Ltd | Invento A/S | Forest Estate | data not available | Dalry | Dumfries and Galloway | DG7 3XS | Scotland | 256798 | 586002 | Earlstoun | data not applicable | data not available | 11 | SP Distribution Ltd | Water | Hydro - Run of river | No | 0 | 0 | 1.2 | data not applicable | data not applicable | No | 0 | 0 | 0 | data not applicable | data not applicable | No | 0 | 0 | 0 | Yes | Connected | 1.2 | 1.2 | 1.2632 | 0 | 0 | data not available | data not applicable | data not applicable | data not applicable | data not applicable | data not applicable | data not available | data not available | N | N | data not available | N | data not available | data not available | 44088 | data not available | 441
1900070699871 | [5 empty] | Data not available | KINGSTON HOSPITAL NHS TRUST | KINGSTON HOSPITAL | GALSWORTH ROAD |  | KINGSTON | SURREY | KT2 7QB | England | 519542 | 169820 | Chessington | Kingston Grid 33kV | Kingston 11kV | 11 | South Eastern Power Networks (SPN) | Fossil - Oil | Engine (combustion / reciprocating) |  |  |  | 1 | [12 empty] | No | Connected | 1 | 1 | 1.053 |  |  | 2007-11-18 | [13 empty] | 2021-07-14 | -0.33371 | 50.8232 | 50.8232421506456, -0.333710798112303 | SPN-S000000008354 | Fossil fuel
1800053648036 | [5 empty] | data not applicable | RWE Renewables UK Ltd. | Bowbeat Windfarm (Emly Bank) | Bowbeat (Emlybank) | Bowbeat Windfarm | Gorebridge | Midlothian | EH23 4TE | Scotland | 329600 | 647500 | Kaimes | data not applicable | data not available | 33 | SP Distribution Ltd | Wind | Onshore wind turbines | No | 0 | 0 | 15 | data not applicable | data not applicable | No | 0 | 0 | 0 | data not applicable | data not applicable | No | 0 | 0 | 0 | Yes | Connected | 15 | 15 | 15.7895 | 0 | 0 | 41730 | data not applicable | data not applicable | data not applicable | data not applicable | data not applicable | data not available | data not available | N | N | data not available | N | data not available | data not available | 44026 | data not available | 134
1800053648054 | [5 empty] | data not applicable | RWE Renewables UK Ltd. | Bowbeat Windfarm (Roughsidehill) | Bowbeat (Roughsidehill) | FMC TECHNOLOGIES | Gorebridge | Midlothian | EH23 4TE | Scotland | 327658 | 652577 | Kaimes | data not applicable | data not available | 33 | SP Distribution Ltd | Wind | Onshore wind turbines | No | 0 | 0 | 15 | data not applicable | data not applicable | No | 0 | 0 | 0 | data not applicable | data not applicable | No | 0 | 0 | 0 | Yes | Connected | 15 | 15 | 15.7895 | 0 | 0 | 41730 | data not applicable | data not applicable | data not applicable | data not applicable | data not applicable | data not available | data not available | N | N | data not available | N | data not available | data not available | 44026 | data not available | 135
Data not available | [5 empty] | Data not available | Kiwi Power Ltd | ROYAL MARSDEN HOSPITAL | DOWNS ROAD |  | SUTTON | SURREY | SM2 5BT | England | 526052 | 163475 | Beddington SGT | Sutton Grid 33kV | Nork 11kV | 11 | South Eastern Power Networks (SPN) | Fossil - Oil | Engine (combustion / reciprocating) |  |  |  | 1.8 | [12 empty] | No | Connected | 1.8 | 1.8 | 1.895 |  |  | 2019-04-06 | [13 empty] | 2024-07-12 | 0.7567 | 51.4133 | 51.413313010797, 0.756703598834015 |  | Storage
1050000617248 | [6 empty] | KiWi Power Ltd | BEDFORD HOSPITAL | KEMPSTON ROAD |  | Bedford | Beds | MK42 9DJ | England | 504711 | 248940 | Sundon | Austin Canons Grid 33kV | Prebend St Primary 11kV | 11 | Eastern Power Networks (EPN) | Fossil - Oil | Engine (combustion / reciprocating) |  |  |  | 1.6 | [12 empty] | No | Connected | 1.6 | 1.6 | 1.684 | 1.9 | 2 | 2017-01-01 | [13 empty] | 2021-12-14 | 0.34512 | 52.2516 | 52.2515833590104, 0.345117240078098 | EPN-S0000000D4033 | Solar PV
1800053653728 | [5 empty] | data not applicable | Drax Generation Enterprises Limited | Glenlee | Glenlee Power Station | data not available | Castle Douglas | Dumfries and Galloway | DG7 3SF | Scotland | 260662 | 580306 | Glenlee | data not applicable | Glenlee | 11 | SP Distribution Ltd | Water | Hydro - Run of river | No | 0 | 0 | 23 | data not applicable | data not applicable | No | 0 | 0 | 0 | data not applicable | data not applicable | No | 0 | 0 | 0 | Yes | Connected | 23 | 23 | 24.2105 | 0 | 0 | 42461 | data not applicable | data not applicable | data not applicable | data not applicable | data not applicable | data not available | data not available | N | N | data not available | N | 616997064 | data not available | 44088 | data not available | 363
1800053653852 | [5 empty] | data not applicable | No Info. | Crystal Rig Windfarm | Crystal Rig Windfarm | By Scottishpower 132/33Kv Substation | Dunbar | East Lothian | EH42 1RG | Scotland | 365058 | 677042 | Dunbar | data not applicable | data not available | 33 | SP Distribution Ltd | Wind | Onshore wind turbines | No | 0 | 0 | 62.5 | data not applicable | data not applicable | No | 0 | 0 | 0 | data not applicable | data not applicable | No | 0 | 0 | 0 | Yes | Connected | 62.5 | 62.5 | 65.7895 | 0 | 0 | 38443 | data not applicable | data not applicable | data not applicable | data not applicable | data not applicable | data not available | data not available | N | N | data not available | N | data not available | data not available | 44026 | data not available | 235
2394000117626 | [5 empty] | Data Not Available | Knostrop STW | Knostrop STW | Kelda Water Services | Knowsthorpe Lane | Leeds | West Yorkshire | LS9 0PJ | England | 432354 | 431702 | Skelton Grange | Leeds East | Knostrop | 11 | Northern Powergrid (Yorkshire) plc | Fossil - Gas | Steam turbine (thermal power plant) | Yes | Data Not Applicable | Data Not Applicable | 1.664 | Data Not Available | Data Not Available | Data Not Available | Data Not Available | Data Not Available | Data Not Available | Data Not Available | Data Not Available | Data Not Available | Data Not Available | Data Not Available | Data Not Available | No | Connected | 1.664 | 5 | 5.263 | Data Not Available | Data Not Available | Data Not Available | Data Not Applicable | Data Not Applicable | 1.752 | Data Not Applicable | Data Not Applicable | 2016-02-24 00:00:00 | Data Not Available | Data Not Available | Data Not Available | Data Not Available | Data Not Available | Data Not Available | Data Not Available | 2017-03-08 | 53.780647407960366, -1.5104899822737554 | 2016-02-24 |  | Leeds
Data Not Available | [5 empty] | Data Not Available | KP CHP | KP CHP | KP Snacks Teesside | Macklin Avenue | Billingham | County Durham | TS23 4DU | England | 447485 | 524087 | Norton | North Tees | North Tees T1 T2 | 11 | Northern Powergrid (Northeast) plc | Fossil - Gas | Steam turbine (thermal power plant) | Yes | Data Not Applicable | Data Not Applicable | 1.56 | Data Not Available | Data Not Available | Data Not Available | Data Not Available | Data Not Available | Data Not Available | Data Not Available | Data Not Available | Data Not Available | Data Not Available | Data Not Available | Data Not Available | No | Connected | 1.56 | 0 | 0 | Data Not Available | Data Not Available | 2022-11-10 00:00:00 | Data Not Applicable | Data Not Applicable | 1.642 | Data Not Applicable | Data Not Applicable | 2021-06-04 00:00:00 | Data Not Available | Data Not Available | Data Not Available | Data Not Available | Data Not Available | Data Not Available | Data Not Available | 2021-07-09 | 54.60972111064087, -1.266331747603977 | 2021-06-04 | 2022-11-10 | Stockton-on-Tees
1800053883993 | [5 empty] | data not applicable | SSE | Artfield Fell Windfarm | Artfield Fell Windfarm | data not available | Newton Stewart | Dumfries and Galloway | DG8 0PD | Scotland | 222500 | 567500 | Glenluce | data not applicable | data not available | 33 | SP Distribution Ltd | Wind | Onshore wind turbines | No | 0 | 0 | 19.5 | data not applicable | data not applicable | No | 0 | 0 | 0 | data not applicable | data not applicable | No | 0 | 0 | 0 | Yes | Connected | 28.6 | 28.6 | 30.1053 | 0 | 0 | 38526 | data not applicable | data not applicable | data not applicable | data not applicable | data not applicable | data not available | data not available | N | N | data not available | N | data not available | data not available | 44026 | data not available | 88
data not available | [5 empty] | data not available | Kronospan Limited | Kronospan | Kronospan Limited | Maesgyyn Farm | Chirk | Dee Valley and Mid Wales | LL14 5NT | Wales | 328405 | 338253 | LEGACY | LEGACY LOCAL GT2 / NEWTOWN GT2 / OSWESTRY GT5 / OSWESTRY GT8 / WELSHPOOL GT1 / WHITCHURCH GT1 | data not available | 33 | SP Manweb plc | Fossil - Gas | Steam-gas turbine (CCGT) | Yes | 0 | 0 | 17 | Fossil - Gas | Steam-gas turbine (CCGT) | Yes | 0 | 0 | 30.4 | data not applicable | data not applicable | No | 0 | 0 | 0 | data not available | Connected | 47.4 | 47.4 | 49.8947 | data not applicable | data not applicable | data not available | data not applicable | data not applicable | data not applicable | data not applicable | data not applicable | data not available | data not applicable | N | N | data not available | N | data not available | data not available | 44088 | data not available | 467
1800053950958 | [5 empty] | data not applicable | Scottishpower Renewables. | Wetherhill Windfarm | Wether Hill Windfarm | Thornhill Road | Dumfries | Dumfries and Galloway | DG7 3UG | Scotland | 270000 | 594000 | Dumfries | data not applicable | PENPONT (33kV) | 33 | SP Distribution Ltd | Wind | Onshore wind turbines | No | 0 | 0 | 18.2 | data not applicable | data not applicable | No | 0 | 0 | 0 | data not applicable | data not applicable | No | 0 | 0 | 0 | No | Connected | 18.2 | 18.2 | 19.1579 | 0 | 0 | 39203 | data not applicable | data not applicable | data not applicable | data not applicable | data not applicable | data not available | data not available | N | N | data not available | N | data not available | data not available | 44026 | data not available | 804
1800054152991 | [5 empty] | data not applicable | Wind Prospect / Community Windpower | Wardlaw Wood Windfarm | Wardlaw Wood Windfarm | Millour Hill | DALRY | North Ayrshire | KA24 5HR | Scotland | 224900 | 651200 | Saltcoats | data not applicable | KILBIRNIE (33kV) | 33 | SP Distribution Ltd | Wind | Onshore wind turbines | No | 0 | 0 | 18 | data not applicable | data not applicable | No | 0 | 0 | 0 | data not applicable | data not applicable | No | 0 | 0 | 0 | No | Connected | 18 | 18 | 18.9474 | 0 | 0 | 38833 | data not applicable | data not applicable | data not applicable | data not applicable | data not applicable | data not available | data not available | N | N | data not available | N | data not available | data not available | 44088 | data not available | 778
1800054198374 | [5 empty] | data not applicable | Natural Power | Earlsburn Windfarm | Earlsburn Wind Farm | C10 From C55 Whins Of Milton To B818 | Stirling | Stirlingshire | FK7 9QX | Scotland | 269744 | 688259 | Bonnybridge | data not applicable | Bonnybridge GSP | 33 | SP Distribution Ltd | Wind | Onshore wind turbines | No | 0 | 0 | 37.5 | data not applicable | data not applicable | No | 0 | 0 | 0 | data not applicable | data not applicable | No | 0 | 0 | 0 | Yes | Connected | 37.5 | 35 | 36.8421 | 0 | 0 | 39023 | data not applicable | data not applicable | data not applicable | data not applicable | data not applicable | data not available | data not available | N | N | data not available | N | data not available | data not available | 44088 | data not available | 300
1800054244598 | [5 empty] | data not applicable | Res | Blackhill Windfarm | Blackhill Windfarm | Stobswood | Duns | Scottish Borders | TD11 3NT | Scotland | 373000 | 656300 | Eccles | data not applicable | DUNS (33kV) | 33 | SP Distribution Ltd | Wind | Onshore wind turbines | No | 0 | 0 | 28.6 | data not applicable | data not applicable | No | 0 | 0 | 0 | data not applicable | data not applicable | No | 0 | 0 | 0 | Yes | Connected | 28.6 | 28.6 | 30.1053 | 0 | 0 | 39062 | data not applicable | data not applicable | data not applicable | data not applicable | data not applicable | data not available | data not available | N | N | data not available | N | 142540 | data not available | 44026 | data not available | 126
2000000000000 | [5 empty] | 2000000000000 | KS SPV 5 LIMITED | DURRANTS FARM PV | DURRANTS FARM PV | COLEMANS LANE | NEWPORT | ISLE OF WIGHT | PO30 4LX | ENGLAND | 445475 | 90167 | FAWLEY GSP | COWES & WOOTTON COMMON | DURRANTS FARM PV GEN | 33 | SOUTHERN ELECTRIC POWER DISTRIBUTION PLC | HYDRO (TO BE CONFIRMED) | HYDRO POWER SYSTEM | NO | DATA NOT AVAILABLE | DATA NOT AVAILABLE | 4.75 | DATA NOT AVAILABLE | DATA NOT AVAILABLE | DATA NOT AVAILABLE | DATA NOT AVAILABLE | DATA NOT AVAILABLE | DATA NOT AVAILABLE | DATA NOT AVAILABLE | DATA NOT AVAILABLE | DATA NOT AVAILABLE | DATA NOT AVAILABLE | DATA NOT AVAILABLE | DATA NOT AVAILABLE | NO | CONNECTED | 4.75 | 4.75 | 5 | DATA NOT AVAILABLE | DATA NOT AVAILABLE | DATA NOT AVAILABLE | DATA NOT AVAILABLE | DATA NOT AVAILABLE | DATA NOT AVAILABLE | DATA NOT AVAILABLE | DATA NOT AVAILABLE | DATA NOT AVAILABLE | DATA NOT AVAILABLE | N | DATA NOT AVAILABLE | DATA NOT AVAILABLE | DATA NOT AVAILABLE | DATA NOT AVAILABLE | DATA NOT AVAILABLE | 44034
1700000000000 | [5 empty] | 1700000000000 | LAIRIG A MHUIC LLP | DATA NOT AVAILABLE | INNERWICK HYDRO GEN STATION | DATA NOT AVAILABLE | PERTH | PERTHSHIRE AND KINROSS | PH15 2PP | SCOTLAND | 258171 | 747124 | KILLIN | DATA NOT APPLICABLE | KILLIN GRID | 33 | SCOTTISH HYDRO ELECTRIC POWER DISTRIBUTION PLC | HYDRO (TO BE CONFIRMED) | HYDRO POWER SYSTEM | NO | DATA NOT AVAILABLE | DATA NOT AVAILABLE | 1.14 | DATA NOT AVAILABLE | DATA NOT AVAILABLE | DATA NOT AVAILABLE | DATA NOT AVAILABLE | DATA NOT AVAILABLE | DATA NOT AVAILABLE | DATA NOT AVAILABLE | DATA NOT AVAILABLE | DATA NOT AVAILABLE | DATA NOT AVAILABLE | DATA NOT AVAILABLE | DATA NOT AVAILABLE | NO | CONNECTED | 1.14 | 1.14 | 1.2 | DATA NOT AVAILABLE | DATA NOT AVAILABLE | DATA NOT AVAILABLE | DATA NOT AVAILABLE | DATA NOT AVAILABLE | DATA NOT AVAILABLE | DATA NOT AVAILABLE | DATA NOT AVAILABLE | DATA NOT AVAILABLE | DATA NOT AVAILABLE | N | DATA NOT AVAILABLE | DATA NOT AVAILABLE | DATA NOT AVAILABLE | DATA NOT AVAILABLE | DATA NOT AVAILABLE | 44105
2000000000000 | [5 empty] | 2000000000000 | LAKE FARM PHASE 2 | LAKE PV FARM | LAKE PV FARM AEE RENEWABLES | SUTTON LANE | CHIPPENHAM | WILTSHIRE | SN15 4SQ | ENGLAND | 393573 | 177950 | MELKSHAM GSP | CHIPPENHAM | LAKE FARM PV GEN | 33 | SOUTHERN ELECTRIC POWER DISTRIBUTION PLC | BIOMASS | DATA NOT AVAILABLE | NO | DATA NOT AVAILABLE | DATA NOT AVAILABLE | 4.275 | DATA NOT AVAILABLE | DATA NOT AVAILABLE | DATA NOT AVAILABLE | DATA NOT AVAILABLE | DATA NOT AVAILABLE | DATA NOT AVAILABLE | DATA NOT AVAILABLE | DATA NOT AVAILABLE | DATA NOT AVAILABLE | DATA NOT AVAILABLE | DATA NOT AVAILABLE | DATA NOT AVAILABLE | NO | CONNECTED | 4.275 | 4.275 | 4.5 | DATA NOT AVAILABLE | DATA NOT AVAILABLE | DATA NOT AVAILABLE | DATA NOT AVAILABLE | DATA NOT AVAILABLE | DATA NOT AVAILABLE | DATA NOT AVAILABLE | DATA NOT AVAILABLE | DATA NOT AVAILABLE | DATA NOT AVAILABLE | N | DATA NOT AVAILABLE | DATA NOT AVAILABLE | DATA NOT AVAILABLE | DATA NOT AVAILABLE | DATA NOT AVAILABLE | 44034
2394000139179 | [5 empty] | Data Not Available | Land at Pontefract Road | Land at Pontefract Road | Mayflower House | 14 Pontefract Road | Leeds | West Yorkshire | LS10 1TB | England | 433402 | 429988 | Skelton Grange | Stourton 132/11kV | Stourton 132/11kV Direct | 11 | Northern Powergrid (Yorkshire) plc | Fossil - Gas | Engine (combustion / reciprocating) | No | Data Not Applicable | Data Not Applicable | 7 | Data Not Available | Data Not Available | Data Not Available | Data Not Available | Data Not Available | Data Not Available | Data Not Available | Data Not Available | Data Not Available | Data Not Available | Data Not Available | Data Not Available | No | Connected | 7 | 7 | 7.368 | Data Not Available | Data Not Available | 2019-06-30 00:00:00 | Data Not Applicable | Data Not Applicable | 7.368 | Data Not Applicable | Data Not Applicable | 2016-10-20 00:00:00 | Data Not Available | Data Not Available | Data Not Available | Data Not Available | Data Not Available | Data Not Available | Data Not Available | 2017-03-08 | 53.76517664421591, -1.494771573674145 | 2016-10-20 | 2019-06-30 | Leeds
1800060510722 | [5 empty] | data not applicable | Land Energy | Land Energy | 19 Grangestone Industrial Estate | Ladywell Avenue | Girvan | South Ayrshire | KA26 9PF | Scotland | 219870 | 600173 | Maybole | data not applicable | GIRVAN (11kV) | 11 | SP Distribution Ltd | Biomass | Other | No | data not available | data not available | 2.6 | data not applicable | data not applicable | No | 0 | 0 | 0 | data not applicable | data not applicable | No | 0 | 0 | 0 | No | Connected | 2.6 | 2.6 | 2.7368 | 0 | 0 | 41032 | data not applicable | data not applicable | data not applicable | data not applicable | data not applicable | data not available | data not available | N | N | data not available | N | data not available | data not available | 44088 | data not available | 473
2394000140810 | [5 empty] | Data Not Available | Land off Union Street, Rotherham | Land off Union Street, Rotherham | Site 1 | Union Street | Rotherham | South Yorkshire | S61 1AA | England | 441687 | 392851 | West Melton / Thorpe Marsh | Park Street | Park Street Direct | 11 | Northern Powergrid (Yorkshire) plc | Fossil - Gas | Engine (combustion / reciprocating) | No | Data Not Applicable | Data Not Applicable | 8 | Data Not Available | Data Not Available | Data Not Available | Data Not Available | Data Not Available | Data Not Available | Data Not Available | Data Not Available | Data Not Available | Data Not Available | Data Not Available | Data Not Available | No | Connected | 8 | 8 | 8.421 | Data Not Available | Data Not Available | 2017-11-29 00:00:00 | Data Not Applicable | Data Not Applicable | 8.421 | Data Not Applicable | Data Not Applicable | 2017-06-01 00:00:00 | Data Not Available | Data Not Available | Data Not Available | Data Not Available | Data Not Available | Data Not Available | Data Not Available | 2018-05-15 | 53.430804576045894, -1.3740471836796535 | 2017-06-01 | 2017-11-29 | Rotherham
1800054640924 | [5 empty] | data not applicable | Becon Project Management | Craig Windfarm | Craig Wind Farm Ltd | Watchhall Road | Craig | Dumfries and Galloway | DG13 0NZ | Scotland | 331995 | 586055 | Chapelcross | data not applicable | LANGHOLM (11kV) | 11 | SP Distribution Ltd | Wind | Onshore wind turbines | No | 0 | 0 | 8 | data not applicable | data not applicable | No | 0 | 0 | 0 | data not applicable | data not applicable | No | 0 | 0 | 0 | Yes | Connected | 8 | 8 | 8.4211 | 0 | 0 | 39356 | data not applicable | data not applicable | data not applicable | data not applicable | data not applicable | 45281 | data not available | N | N | data not available | N | 619076886 | data not available | 44026 | data not available | 227
1800054738276 | [5 empty] | data not applicable | Becon Project Management | Greendykeside Windfarm | Greendykeside Windfarm | Loanhead Road | Airdrie | North Lanarkshire | ML6 7TX | Scotland | 281134 | 670403 | Cumbernauld | data not applicable | data not available | 33 | SP Distribution Ltd | Wind | Onshore wind turbines | No | 0 | 0 | 4 | data not applicable | data not applicable | No | 0 | 0 | 0 | data not applicable | data not applicable | No | 0 | 0 | 0 | No | Connected | 4 | 4 | 4.2105 | 0 | 0 | 39083 | data not applicable | data not applicable | data not applicable | data not applicable | data not applicable | data not available | data not available | N | N | data not available | N | data not available | data not available | 44026 | data not available | 378
1800054865141 | [5 empty] | data not applicable | Scottishpower Renewables. | Greenknowes Windfarm | Greenknowes Windfarm Substation | Near Glendevon Castle | PERTH & KINROSS | Clackmanshire | FK14 7JY | Scotland | 297021 | 707553 | Devonside | data not applicable | data not available | 33 | SP Distribution Ltd | Wind | Onshore wind turbines | No | 0 | 0 | 27 | data not applicable | data not applicable | No | 0 | 0 | 0 | data not applicable | data not applicable | No | 0 | 0 | 0 | No | Connected | 27 | 27 | 28.4211 | 0 | 0 | 40443 | data not applicable | data not applicable | data not applicable | data not applicable | data not applicable | data not available | data not available | N | N | data not available | N | 204392 | data not available | 44057 | data not available | 387
1800054992977 | [5 empty] | data not applicable | CRE Energy | Hagshaw Hill Extn Windfarm | Hagshaw Hill Windfarm | Douglas West | Lanark | South Lanarkshire | ML11 0RR | Scotland | 282132 | 631007 | Linnmill | data not applicable | data not available | 33 | SP Distribution Ltd | Wind | Onshore wind turbines | No | 0 | 0 | 26 | data not applicable | data not applicable | No | 0 | 0 | 0 | data not applicable | data not applicable | No | 0 | 0 | 0 | No | Connected | 26 | 26 | 27.3684 | 0 | 0 | 39692 | data not applicable | data not applicable | data not applicable | data not applicable | data not applicable | data not available | data not available | N | N | data not available | N | data not available | data not available | 44026 | data not available | 397
1800060038656 | [5 empty] | data not applicable | SSE (Airtricity) | Carcant Windfarm | Carcant Windfarm | Off B7007 | Near Middleton | Midlothian | EH38 | Scotland | 336250 | 652850 | Portobello | data not applicable | LADY VICTORIA (11kV) | 11 | SP Distribution Ltd | Wind | Onshore wind turbines | No | 0 | 0 | 6 | data not applicable | data not applicable | No | 0 | 0 | 0 | data not applicable | data not applicable | No | 0 | 0 | 0 | Yes | Connected | 6 | 6 | 6.3158 | 0 | 0 | 40303 | data not applicable | data not applicable | data not applicable | data not applicable | data not applicable | data not available | data not available | N | N | data not available | N | data not available | data not available | 44088 | data not available | 185
1800060159208 | [5 empty] | data not applicable | Community Wind Power | Aikengall Windfarm | Aikengall Community Windfarm | Innerwick | Dunbar | East Lothian | EH42 1SG | Scotland | 369468 | 669455 | Dunbar | data not applicable | INNERWICK SW STN (33kV) | 33 | SP Distribution Ltd | Wind | Onshore wind turbines | No | 0 | 0 | 48 | data not applicable | data not applicable | No | 0 | 0 | 0 | data not applicable | data not applicable | No | 0 | 0 | 0 | No | Connected | 48 | 48 | 50.5263 | 0 | 0 | 39791 | data not applicable | data not applicable | data not applicable | data not applicable | data not applicable | data not available | data not available | N | N | data not available | Y | 89642 | data not available | 44026 | data not available | 60
2394000114661 | [5 empty] | Data Not Available | Landfill at South Kirkby Colliery | Landfill at South Kirkby Colliery | Hemsworth Road | South Kirkby | Pontefract | West Yorkshire | WF9 3LP | England | 444580 | 410964 | Ferrybridge A | Ferrybridge A | South Kirkby | 11 | Northern Powergrid (Yorkshire) plc | Biomass | Steam turbine (thermal power plant) | No | Data Not Applicable | Data Not Applicable | 2.4 | Data Not Available | Data Not Available | Data Not Available | Data Not Available | Data Not Available | Data Not Available | Data Not Available | Data Not Available | Data Not Available | Data Not Available | Data Not Available | Data Not Available | No | Connected | 2.4 | 2.4 | 2.526 | Data Not Available | Data Not Available | 2016-09-15 00:00:00 | Data Not Applicable | Data Not Applicable | 2.526 | Data Not Applicable | Data Not Applicable | Data Not Available | Data Not Available | Data Not Available | Data Not Available | Data Not Available | Data Not Available | Data Not Available | Data Not Available | 2017-03-08 | 53.59336408036792, -1.3279388735880422 |  | 2016-09-15 | Wakefield
1800060207447 | [5 empty] | data not applicable | Wind Energy (North Rhins) | North Rhins Windfarm | North Rhins Windfarm | Enoch Farm | Portpatrick | Dumfries and Galloway | DG9 8JG | Scotland | 201980 | 557960 | Glenluce | data not applicable | LOCHANS SW STN (33kV) | 33 | SP Distribution Ltd | Wind | Onshore wind turbines | No | 0 | 0 | 22 | data not applicable | data not applicable | No | 0 | 0 | 0 | data not applicable | data not applicable | No | 0 | 0 | 0 | No | Connected | 22 | 22 | 23.1579 | 0 | 0 | 40198 | data not applicable | data not applicable | data not applicable | data not applicable | data not applicable | data not available | data not available | N | N | data not available | N | data not available | data not available | 44026 | data not available | 606
1800060212590 | [5 empty] | data not applicable | Becon Project Management | Lochhead Windfarm | Lochhead Farm | Carlisle Road | Larkhall | South Lanarkshire | ML9 3PP | Scotland | 275500 | 646500 | Wishaw | data not applicable | LARKHALL (11kV) | 11 | SP Distribution Ltd | Wind | Onshore wind turbines | No | 0 | 0 | 6 | data not applicable | data not applicable | No | 0 | 0 | 0 | data not applicable | data not applicable | No | 0 | 0 | 0 | Yes | Connected | 6 | 6 | 6.3158 | 0 | 0 | 39083 | data not applicable | data not applicable | data not applicable | data not applicable | data not applicable | data not available | data not available | N | N | data not available | N | data not available | data not available | 44088 | data not available | 519
1800060241313 | [5 empty] | data not applicable | Your Energy | Pate's Hill Windfarm | Pates Hill Windfarm | Pates Hill | West Calder | West Lothian | EH55 8LG | Scotland | 299130 | 659300 | Livingston East | data not applicable | PATES HILL (33kV) | 33 | SP Distribution Ltd | Wind | Onshore wind turbines | No | 0 | 0 | 14 | data not applicable | data not applicable | No | 0 | 0 | 0 | data not applicable | data not applicable | No | 0 | 0 | 0 | No | Connected | 14 | 14 | 14.7368 | 0 | 0 | 40198 | data not applicable | data not applicable | data not applicable | data not applicable | data not applicable | data not available | data not available | N | N | data not available | N | data not available | data not available | 44057 | data not available | 620
1800060251881 | [5 empty] | data not applicable | Edf | Longpark Windfarm | Longpark Windfarm | Switchgear House | Galashiels | Scottish Borders | TD1 2QA | Scotland | 348050 | 642050 | Galashiels | data not applicable | data not available | 33 | SP Distribution Ltd | Wind | Onshore wind turbines | No | 0 | 0 | 38 | data not applicable | data not applicable | No | 0 | 0 | 0 | data not applicable | data not applicable | No | 0 | 0 | 0 | No | Connected | 38 | 38 | 40 | 0 | 0 | 39996 | data not applicable | data not applicable | data not applicable | data not applicable | data not applicable | data not available | data not available | N | N | data not available | N | data not available | data not available | 44026 | data not available | 522
1800060289510 | [5 empty] | data not applicable | ENGIE Wind Services Ltd | Craigengelt Windfarm | Craigengelt Wind Farm | C10 From C55 Whins Of Milton To B818 | Stirling | Stirlingshire | FK7 9QX | Scotland | 272451 | 686495 | Stirling | data not applicable | Stirling GSP | 33 | SP Distribution Ltd | Wind | Onshore wind turbines | No | 0 | 0 | 20 | data not applicable | data not applicable | No | 0 | 0 | 0 | data not applicable | data not applicable | No | 0 | 0 | 0 | Yes | Connected | 20 | 20 | 21.0526 | 0 | 0 | 40182 | data not applicable | data not applicable | data not applicable | data not applicable | data not applicable | data not available | data not available | N | N | data not available | N | data not available | data not available | 44088 | data not available | 229
1640000480140 | [5 empty] | 1640000480122 | LANSDALE NURSERIES LIMITED | LANDSDALE NURSERIES | JACKSMERE LANE | JACKSMERE LANE | ORMSKIRK | LANCASHIRE | L40 9RT | ENGLAND | 337249 | 413438 | WASHWAY FARM GSP / KIRKBY GSP GROUP | SKELMERSDALE | SCARISBRICK | 11 | ELECTRICITY NORTH WEST LIMITED | FOSSIL - GAS | ENGINE (COMBUSTION / RECIPROCATING) | NO | 0 | 0 | 6 |  |  |  | 0 | 0 | 0 |  |  |  | 0 | 0 | 0 | NO | CONNECTED | 6 | 1.9 | 2 | 0.551 | 0.58 | 2015-02-01 |  |  |  | 0 | 0 |  |  | NO | YES |  |  |  |  | 2021-12-06 | 53.61371441236915, -2.9500050377728395
DATA NOT AVAILABLE | [5 empty] | 1600000135923 | LANXESS SOLUTIONS UK LTD | GREAT LAKES CHEMICAL CORPORATION | TENAX ROAD | TRAFFORD PARK | MANCHESTER | GREATER MANCHESTER | M17 1WT | ENGLAND | 378622 | 396963 | CARRINGTON ENWL SGTS 1B 2B 4 7 | BARTON | LYONS RD | 6.6 | ELECTRICITY NORTH WEST LIMITED | FOSSIL - GAS | ENGINE (COMBUSTION / RECIPROCATING) | YES | 0 | 0 | 1.25 |  |  |  | 0 | 0 | 0 |  |  |  | 0 | 0 | 0 | NO | CONNECTED | 1.25 | 0 | 0 | 2.185 | 2.3 | 1996-09-30 |  |  |  | 0 | 0 |  |  | NO | NO |  |  |  |  | 2021-12-06 | 53.468965273936924, -2.3235088909789408
1800060328044 | [5 empty] | data not applicable | Natural Power | Muirhall Windfarm | Muirhall Farm | data not available | Lanark | South Lanarkshire | ML11 8LL | Scotland | 300605 | 653760 | Livingston East | data not applicable | PATES HILL (33kV) | 33 | SP Distribution Ltd | Wind | Onshore wind turbines | No | 0 | 0 | 12 | data not applicable | data not applicable | No | 0 | 0 | 0 | data not applicable | data not applicable | No | 0 | 0 | 0 | Yes | Connected | 12 | 12 | 12.6316 | 0 | 0 | 40521 | data not applicable | data not applicable | data not applicable | data not applicable | data not applicable | data not available | data not available | N | N | data not available | N | data not available | data not available | 44026 | data not available | 574
2100041327907 | [5 empty] | 2100041327891 | Larigan power limited | Pontyclun larigan power | Unit B1-B3 | Coedcae Lane Industrial Estate, Coedcae Lane | Pontyclun | Mid Glamorgan | CF72 9HG | United Kingdom | 302952 | 182310 | Upper Boat | Pontyclun Primary | Pontyclun 132/11Kv | 11 | National Grid Electricity Distribution (South Wales) Plc | Fossil - Gas | Engine (combustion / reciprocating) | No | data not available | data not available | 22.72 | data not applicable | data not applicable | data not applicable | data not available | data not available | data not applicable | data not applicable | data not applicable | data not applicable | data not available | data not available | data not applicable | data not available | Connected | 22.72 | 15.998 | 16.84 | 0.285 | 0.3 | 42517 | data not applicable | data not applicable | data not applicable | data not applicable | data not applicable | data not applicable | data not applicable | data not available | data not available | data not available | data not available | data not available | data not available | 45750
2100041328733 | [5 empty] | 2100041328715 | Larigan power limited | Pontyclun larigan power | Unit B1-B3 | Coedcae Lane Industrial Estate, Coedcae Lane | Pontyclun | Mid Glamorgan | CF72 9HG | United Kingdom | 302952 | 182310 | Upper Boat | Pontyclun Primary | Pontyclun 132/11Kv | 11 | National Grid Electricity Distribution (South Wales) Plc | Fossil - Gas | Engine (combustion / reciprocating) | No | data not available | data not available | 22.72 | data not applicable | data not applicable | data not applicable | data not available | data not available | data not applicable | data not applicable | data not applicable | data not applicable | data not available | data not available | data not applicable | data not available | Connected | 22.72 | 15.998 | 16.84 | 0.57 | 0.6 | 42517 | data not applicable | data not applicable | data not applicable | data not applicable | data not applicable | data not applicable | data not applicable | data not available | data not available | data not available | data not available | data not available | data not available | 45750
1800060371607 | [5 empty] | data not applicable | FMC Technology | FMC Tech Wind Turbine | Embedded Generation | Fmc Technologies | Dunfermline | Fife | KY11 8UD | Scotland | 310010 | 685787 | Inverkeithing | data not applicable | PITREAVIE (11kV) | 11 | SP Distribution Ltd | Wind | Onshore wind turbines | No | 0 | 0 | 1.6 | data not applicable | data not applicable | No | 0 | 0 | 0 | data not applicable | data not applicable | No | 0 | 0 | 0 | Yes | Connected | 1.6 | 1.6 | 1.6842 | 0 | 0 | 40884 | data not applicable | data not applicable | data not applicable | data not applicable | data not applicable | data not available | data not available | N | N | data not available | N | data not available | data not available | 44088 | data not available | 320
1800060372122 | [5 empty] | data not applicable | Edf | Burnfoot Windfarm | Rhodders Farm | Stroud Road | Alva | Clackmanshire | FK12 5JY | Scotland | 290135 | 703250 | Devonside | data not applicable | RHODDERS "A" (33kV) | 33 | SP Distribution Ltd | Wind | Onshore wind turbines | No | 0 | 0 | 29.5 | data not applicable | data not applicable | No | 0 | 0 | 0 | data not applicable | data not applicable | No | 0 | 0 | 0 | No | Connected | 29.5 | 29.5 | 31.0526 | 0 | 0 | 39605 | data not applicable | data not applicable | data not applicable | data not applicable | data not applicable | data not available | data not available | N | N | data not available | N | data not available | data not available | 44088 | data not available | 165
1014571868965 | [6 empty] | LASER | CRANFIELD UNIVERSITY |  |  | Sundon | Beds | MK43 0AL | England | 520730 | 271030 | Sundon | Westoning Grid 33kV | Brogborough Primary 11kV | 11 | Eastern Power Networks (EPN) | Fossil - Gas | Gas turbine (OCGT) |  |  |  | 1.75 | [12 empty] | No | Connected | 1.75 | 1.75 | 1.842 |  |  | 2011-01-11 | [13 empty] | 2021-01-15 | -0.27 | 52.0043 | 52.0043255386722, -0.269999613959649 | EPN-S0000000H8106 | Biogas
1470000883208 | [5 empty] | 1470000883192 | Lavant power ltd | Hinksford farm | Hinksford Farm | Hinksford Lane | Kingswinford | West Midlands | DY6 0BH | United Kingdom | 386779 | 290059 | Penn 132Kv S Stn | Hinksford 132Kv S Stn | Hinksford 132/33/11Kv | 33 | National Grid Electricity Distribution (West Midlands) Plc | Fossil - Gas | Gas turbine (OCGT) | No | data not available | data not available | 20 | data not applicable | data not applicable | data not applicable | data not available | data not available | data not applicable | data not applicable | data not applicable | data not applicable | data not available | data not available | data not applicable | data not available | Connected | 20 | 19 | 20 | 0.095 | 0.1 | 43353 | data not applicable | data not applicable | data not applicable | data not applicable | data not applicable | data not applicable | data not applicable | data not available | data not available | data not available | data not available | data not available | data not available | 45750
1800060441399 | [5 empty] | data not applicable | Infinis Wind Holdings Ltd | Glenkerie Windfarm | Glenkerie/Middle Hill Wind Farm | Broughton | Tweedsmuir | South Lanarkshire | ML12 6QN | Scotland | 308993 | 628713 | Linnmill | data not applicable | data not available | 33 | SP Distribution Ltd | Wind | Onshore wind turbines | No | 0 | 0 | 22 | data not applicable | data not applicable | No | 0 | 0 | 0 | data not applicable | data not applicable | No | 0 | 0 | 0 | No | Connected | 22 | 18.4 | 19.3684 | 0 | 0 | 40878 | data not applicable | data not applicable | data not applicable | data not applicable | data not applicable | data not available | data not available | N | N | data not available | N | data not available | data not available | 44026 | data not available | 362
1800060445659 | [5 empty] | data not applicable | Greencoat | Drone Hill Windfarm | Natural Power | Drone Hill Windfarm | Eyemouth | Scottish Borders | TD14 5TX | Scotland | 384400 | 668020 | Berwick | data not applicable | data not available | 33 | SP Distribution Ltd | Wind | Onshore wind turbines | No | 0 | 0 | 28.6 | data not applicable | data not applicable | No | 0 | 0 | 0 | data not applicable | data not applicable | No | 0 | 0 | 0 | Yes | Connected | 28.6 | 29.4 | 30.9474 | 0 | 0 | 40954 | data not applicable | data not applicable | data not applicable | data not applicable | data not applicable | data not available | data not available | N | N | data not available | N | data not available | data not available | 44026 | data not available | 268
1800060450490 | [5 empty] | data not applicable | Community Wind Power (Cwl) | Millour Hill Windfarm | Millour Hill Windfarm | Millour Hill | DALRY | North Ayrshire | KA24 5HR | Scotland | 225843 | 652080 | Saltcoats | data not applicable | data not available | 33 | SP Distribution Ltd | Wind | Onshore wind turbines | No | 0 | 0 | 24 | data not applicable | data not applicable | No | 0 | 0 | 0 | data not applicable | data not applicable | No | 0 | 0 | 0 | Yes | Connected | 24 | 24 | 25.2632 | 0 | 0 | 41054 | data not applicable | data not applicable | data not applicable | data not applicable | data not applicable | data not available | data not available | N | N | data not available | N | data not available | data not available | 44088 | data not available | 552
1800060450515 | [5 empty] | data not applicable | Ge | Little Raith Windfarm | Little Raith Windfarm | The Windfarm Switchgear House | Cardenden Lochgelly | Fife | KY5 0AX | Scotland | 322245 | 692552 | Glenniston | data not applicable | data not available | 33 | SP Distribution Ltd | Wind | Onshore wind turbines | No | 0 | 0 | 27 | data not applicable | data not applicable | No | 0 | 0 | 0 | data not applicable | data not applicable | No | 0 | 0 | 0 | Yes | Connected | 27 | 27 | 28.4211 | 0 | 0 | 41159 | data not applicable | data not applicable | data not applicable | data not applicable | data not applicable | data not available | data not available | N | N | data not available | N | data not available | data not available | 44026 | data not available | 504
1800060450533 | [5 empty] | data not applicable | Renewable Energy Systems Limited | Kelburn “A” Windfarm | KELBURN WINDFARM A | East Of Kepperburn Farm Road | FAIRLIE | North Ayrshire | KA29 0BQ | Scotland | 224000 | 655000 | Saltcoats | data not applicable | FAIRLIE A (33kV) | 33 | SP Distribution Ltd | Wind | Onshore wind turbines | No | 0 | 0 | 14 | data not applicable | data not applicable | No | 0 | 0 | 0 | data not applicable | data not applicable | No | 0 | 0 | 0 | No | Connected | 14 | 14 | 14.7368 | 0 | 0 | 40986 | data not applicable | data not applicable | data not applicable | data not applicable | data not applicable | data not available | data not available | N | N | data not available | N | data not available | data not available | 44088 | data not available | 448
1800060450551 | [5 empty] | data not applicable | Renewable Energy Systems Limited | Kelburn “B” Windfarm | KELBURN WINDFARM B | East Of Kepperburn Farm Road | FAIRLIE | North Ayrshire | KA29 0BQ | Scotland | 221328 | 655686 | Saltcoats | data not applicable | FAIRLIE B (33kV) | 33 | SP Distribution Ltd | Wind | Onshore wind turbines | No | 0 | 0 | 14 | data not applicable | data not applicable | No | 0 | 0 | 0 | data not applicable | data not applicable | No | 0 | 0 | 0 | Yes | Connected | 14 | 14 | 14.7368 | 0 | 0 | 40990 | data not applicable | data not applicable | data not applicable | data not applicable | data not applicable | data not available | data not available | N | N | data not available | N | data not available | data not available | 44088 | data not available | 449
1700000000000 | [5 empty] | 1700000000000 | LEACANN ELECTRIC COMPANY LIMITED | DATA NOT AVAILABLE | LOCH LEACANN HYDRO | DATA NOT AVAILABLE | LOCHGILPHEAD | ARGYLL | DATA NOT AVAILABLE | SCOTLAND | DATA NOT AVAILABLE | DATA NOT AVAILABLE | PORT ANN | DATA NOT APPLICABLE | PORT ANN GRID | 33 | SCOTTISH HYDRO ELECTRIC POWER DISTRIBUTION PLC | HYDRO (TO BE CONFIRMED) | HYDRO POWER SYSTEM | NO | DATA NOT AVAILABLE | DATA NOT AVAILABLE | 1.1 | DATA NOT AVAILABLE | DATA NOT AVAILABLE | DATA NOT AVAILABLE | DATA NOT AVAILABLE | DATA NOT AVAILABLE | DATA NOT AVAILABLE | DATA NOT AVAILABLE | DATA NOT AVAILABLE | DATA NOT AVAILABLE | DATA NOT AVAILABLE | DATA NOT AVAILABLE | DATA NOT AVAILABLE | NO | CONNECTED | 1.1 | 1.1 | 1.158 | 0.024 | 0.025 | 42580 | DATA NOT AVAILABLE | DATA NOT AVAILABLE | DATA NOT AVAILABLE | DATA NOT AVAILABLE | DATA NOT AVAILABLE | DATA NOT AVAILABLE | DATA NOT AVAILABLE | N | DATA NOT AVAILABLE | DATA NOT AVAILABLE | DATA NOT AVAILABLE | DATA NOT AVAILABLE | DATA NOT AVAILABLE | 44084
2394000090053 | [5 empty] | Data Not Available | Leeds Mail Centre | Leeds Mail Centre | Leeds Mail Centre | Leodis Way | Leeds | West Yorkshire | LS10 1AZ | England | 433339 | 429988 | Skelton Grange | Low Road | Stourton 33/11kV | 11 | Northern Powergrid (Yorkshire) plc | Fossil - Gas | Steam turbine (thermal power plant) | Yes | Data Not Applicable | Data Not Applicable | 1.6 | Data Not Available | Data Not Available | Data Not Available | Data Not Available | Data Not Available | Data Not Available | Data Not Available | Data Not Available | Data Not Available | Data Not Available | Data Not Available | Data Not Available | No | Connected | 1.6 | 0 | 0 | Data Not Available | Data Not Available | 2011-11-18 00:00:00 | Data Not Applicable | Data Not Applicable | 1.684 | Data Not Applicable | Data Not Applicable | Data Not Available | Data Not Available | Data Not Available | Data Not Available | Data Not Available | Data Not Available | Data Not Available | Data Not Available | 2017-03-08 | 53.76518066567507, -1.4957272427402963 |  | 2011-11-18 | Leeds
2394000133840 | [5 empty] | 2394000133831 | Leeds Uni/Hospital Generating Station Complex | Leeds Uni/Hospital Generating Station Complex | Leeds Generating Station Complex | Clerendon Way | Leeds | West Yorkshire | LS2 9DA | England | 427158 | 434571 | Kirkstall B | Kirkstall C 2/5 | University Clarendon Way | 33 | Northern Powergrid (Yorkshire) plc | Fossil - Gas | Steam turbine (thermal power plant) | Yes | Data Not Applicable | Data Not Applicable | 15 | Data Not Available | Data Not Available | Data Not Available | Data Not Available | Data Not Available | Data Not Available | Data Not Available | Data Not Available | Data Not Available | Data Not Available | Data Not Available | Data Not Available | No | Connected | 15 | 15 | 15.789 | Data Not Available | Data Not Available | 2017-08-10 00:00:00 | Data Not Applicable | Data Not Applicable | 15.789 | Data Not Applicable | Data Not Applicable | Data Not Available | Data Not Available | Data Not Available | Data Not Available | Data Not Available | Data Not Available | Data Not Available | Data Not Available | 2017-03-08 | 53.806729000381, -1.5890880259619995 |  | 2017-08-10 | Leeds
1800060532503 | [5 empty] | data not applicable | Westfield Wf Ltd | Westfield Wind Farm | West Field Wind Farm | Epr Scotland Ltd | Westfield | Fife | KY5 0HQ | Scotland | 319640 | 695487 | Westfield | data not applicable | data not available | 33 | SP Distribution Ltd | Wind | Onshore wind turbines | No | 0 | 0 | 10 | data not applicable | data not applicable | No | 0 | 0 | 0 | data not applicable | data not applicable | No | 0 | 0 | 0 | Yes | Connected | 10 | 12.5 | 13.1579 | 0 | 0 | 41331 | data not applicable | data not applicable | data not applicable | data not applicable | data not applicable | data not available | data not available | N | N | data not available | N | data not available | data not available | 44057 | data not available | 799
1800060532656 | [5 empty] | data not applicable | ScottishPower Renewables | Middleton Farm Windfarm | Middleton Wind Farm | Near Bannerbank Farm | Newton Mearns | East Renfrewshire | G77 6QA | Scotland | 248885 | 653537 | Crookston | data not applicable | AURS ROAD (33kV) | 33 | SP Distribution Ltd | Wind | Onshore wind turbines | No | 0 | 0 | 12 | data not applicable | data not applicable | No | 0 | 0 | 0 | data not applicable | data not applicable | No | 0 | 0 | 0 | Yes | Connected | 12 | 12 | 12.6316 | 0 | 0 | 41291 | data not applicable | data not applicable | data not applicable | data not applicable | data not applicable | data not available | data not available | N | N | data not available | N | data not available | data not available | 44088 | data not available | 546
1800060532674 | [5 empty] | data not applicable | Renewable Energy Systems Limited | Neilston Community Windfarm | Neilston Community Wind Farm | Near Commore Farm | Neilston | East Renfrewshire | G78 3DA | Scotland | 245313 | 654054 | Crookston | data not applicable | AURS ROAD (33kV) | 33 | SP Distribution Ltd | Wind | Onshore wind turbines | No | 0 | 0 | 10 | data not applicable | data not applicable | No | 0 | 0 | 0 | data not applicable | data not applicable | No | 0 | 0 | 0 | Yes | Connected | 10 | 10 | 10.5263 | 0 | 0 | 41609 | data not applicable | data not applicable | data not applicable | data not applicable | data not applicable | data not available | data not available | N | N | data not available | N | data not available | data not available | 44088 | data not available | 590
1800060532692 | [5 empty] | data not applicable | Edf | Barmoor Windfarm | Barmoor Wind Farm | Near Barmoor Ridge | BerwickuponTweed | Northumberland | TD15 2QD | Scotland | 397779 | 639249 | Berwick | data not applicable | HORNCLIFFE (33kV) | 33 | SP Distribution Ltd | Wind | Onshore wind turbines | No | 0 | 0 | 12 | data not applicable | data not applicable | No | 0 | 0 | 0 | data not applicable | data not applicable | No | 0 | 0 | 0 | Yes | Connected | 12 | 15 | 15.7895 | 0 | 0 | 41810 | data not applicable | data not applicable | data not applicable | data not applicable | data not applicable | data not available | data not available | N | N | data not available | N | 108774 | data not available | 44057 | data not available | 116
1800060532717 | [5 empty] | data not applicable | Engie Wind Services Ltd | Barlockhart Moor Windfarm | Barlockhart Moor Wind Farm | OF THE A747 | Glenluce | Dumfries and Galloway | DG8 0JQ | Scotland | 221183 | 555886 | Glenluce | data not applicable | data not available | 33 | SP Distribution Ltd | Wind | Onshore wind turbines | No | 0 | 0 | 10 | data not applicable | data not applicable | No | 0 | 0 | 0 | data not applicable | data not applicable | No | 0 | 0 | 0 | No | Connected | 10 | 10 | 10.5263 | 0 | 0 | 41513 | data not applicable | data not applicable | data not applicable | data not applicable | data not applicable | data not available | data not available | N | N | data not available | N | data not available | data not available | 44026 | data not available | 114
1800060532735 | [5 empty] | data not applicable | ENGIE Wind Services Ltd | Blantyre Muir Windfarm | Blantyre Muir Wind Farm | Newhousemill Road | Hamilton | South Lanarkshire | ML3 8RJ | Scotland | 268888 | 651781 | Strathaven | data not applicable | data not available | 33 | SP Distribution Ltd | Wind | Onshore wind turbines | No | 0 | 0 | 12.3 | data not applicable | data not applicable | No | 0 | 0 | 0 | data not applicable | data not applicable | No | 0 | 0 | 0 | Yes | Connected | 12.3 | 12.3 | 12.9474 | 0 | 0 | 41675 | data not applicable | data not applicable | data not applicable | data not applicable | data not applicable | data not available | data not available | N | N | data not available | N | data not available | data not available | 44026 | data not available | 129
data not available | [5 empty] | data not available | Leep Utilities | Liverpool Int Bus Park | Liverpool International Business Park | data not available | Speke | Merseyside | L24 8RN | England | 340789 | 383399 | LISTER DRIVE | GARSTON GT2 / SPEKE GT3 / WAVERTREE GT1A | Liverpool International Business Park | 33 | SP Manweb plc | Fossil - Gas | Steam-gas turbine (CCGT) | No | 0 | 0 | 13.5 | data not applicable | data not applicable | No | 0 | 0 | 0 | data not applicable | data not applicable | No | 0 | 0 | 0 | data not available | Connected | 13.5 | 7.5 | 7.8947 | 16 | 16.8421 | 39448 | data not applicable | data not applicable | data not applicable | data not applicable | data not applicable | data not available | data not applicable | N | N | data not available | N | data not available | data not available | 45625 | data not available | 506
1800060539971 | [5 empty] | data not applicable | Becon Project Management | Bankend Rig Windfarm | Bankend Rig Windfarm | Waterhead Peelhill And Linbank Highway | Strathaven | South Lanarkshire | ML10 6RQ | Scotland | 265553 | 633692 | Kilmarnock South | data not applicable | data not available | 33 | SP Distribution Ltd | Wind | Onshore wind turbines | No | 0 | 0 | 14.3 | data not applicable | data not applicable | No | 0 | 0 | 0 | data not applicable | data not applicable | No | 0 | 0 | 0 | Yes | Connected | 14.3 | 14.3 | 15.0526 | 0 | 0 | 41426 | data not applicable | data not applicable | data not applicable | data not applicable | data not applicable | data not available | data not available | N | N | data not available | N | data not available | data not available | 44026 | data not available | 109
1800060552643 | [5 empty] | data not applicable | John Prentice | Brockholes Farm Wind Cluster | Brockholes Farm House | Grantshouse | Duns | Scottish Borders | TD11 3RL | Scotland | 381804 | 663220 | Berwick | data not applicable | AYTON (11kV) | 11 | SP Distribution Ltd | Wind | Onshore wind turbines | No | 0 | 0 | 2.4 | data not applicable | data not applicable | No | 0 | 0 | 0 | data not applicable | data not applicable | No | 0 | 0 | 0 | Yes | Connected | 2.4 | 2.4 | 2.5263 | 0 | 0 | 41229 | data not applicable | data not applicable | data not applicable | data not applicable | data not applicable | data not available | data not available | N | N | data not available | N | data not available | data not available | 44057 | data not available | 146
1800060566993 | [5 empty] | data not applicable | Statkraft | Nutberry Wind Farm | Nutberry Windfarm | Hagshaw Hill Windfarm | Lanark | South Lanarkshire | ML11 0RR | Scotland | 279021 | 635662 | Linnmill | data not applicable | data not available | 33 | SP Distribution Ltd | Wind | Onshore wind turbines | No | 0 | 0 | 15 | data not applicable | data not applicable | No | 0 | 0 | 0 | data not applicable | data not applicable | No | 0 | 0 | 0 | No | Connected | 15 | 15 | 15.7895 | 0 | 0 | 41518 | data not applicable | data not applicable | data not applicable | data not applicable | data not applicable | data not available | data not available | N | N | data not available | N | data not available | data not available | 44026 | data not available | 607
1800060566993 | [5 empty] | data not applicable | Statkraft | Nutberry Wind Farm | Nutberry Windfarm | Hagshaw Hill Windfarm | Lanark | South Lanarkshire | ML11 0RR | Scotland | 279021 | 635662 | Redshaw | data not applicable | data not available | 33 | SP Distribution Ltd | Wind | Onshore wind turbines | No | 0 | 0 | 15 | data not applicable | data not applicable | No | 0 | 0 | 0 | data not applicable | data not applicable | No | 0 | 0 | 0 | No | Accepted to Connect | data not applicable | data not applicable | data not applicable | data not applicable | data not applicable | 41518 | 15 | 15 | 15.7895 | 0 | 0 | data not available | data not available | N | N | data not available | N | data not available | data not available | 45625 | data not available | 41
1800060575029 | [5 empty] | data not applicable | Branna Industrial & Technical Services Ltd | Rosti Wind Turbine (Strutherhill) | Baird Avenue | data not available | Larkhall | South Lanarkshire | ML9 2PJ | Scotland | 276956 | 649658 | Wishaw | data not applicable | LARKHALL (11kV) | 11 | SP Distribution Ltd | Wind | Onshore wind turbines | No | 0 | 0 | 2.3 | data not applicable | data not applicable | No | 0 | 0 | 0 | data not applicable | data not applicable | No | 0 | 0 | 0 | Yes | Connected | 2.3 | 2.3 | 2.4211 | 0 | 0 | 41323 | data not applicable | data not applicable | data not applicable | data not applicable | data not applicable | data not available | data not available | N | N | data not available | N | data not available | data not available | 44026 | data not available | 673
1800060586926 | [5 empty] | data not applicable | Sse | Cathkin Brae Wind Turbine | Cathkin Brae Park | Off Carmunnock Road | East Kilbride | South Lanarkshire | G73 4SE | Scotland | 261220 | 658203 | Giffnock | data not applicable | CASTLEMILK (11kV) | 11 | SP Distribution Ltd | Wind | Onshore wind turbines | No | 0 | 0 | 2.6 | data not applicable | data not applicable | No | 0 | 0 | 0 | data not applicable | data not applicable | No | 0 | 0 | 0 | Yes | Connected | 2.6 | 2.6 | 2.7368 | 0 | 0 | 41353 | data not applicable | data not applicable | data not applicable | data not applicable | data not applicable | data not available | data not available | N | N | data not available | N | data not available | data not available | 44026 | data not available | 197
1800060613552 | [5 empty] | data not applicable | Samsung Heavy Industries UK | Fife Energy Park Wind Turbine Test Facility | Fife Renewables Innovation Centre | Ajax Way | Methil | Fife | KY8 3RS | Scotland | 337916 | 699918 | Leven | data not applicable | METHILHILL (11kV) | 11 | SP Distribution Ltd | Wind | Onshore wind turbines | No | 0 | 0 | 7 | data not applicable | data not applicable | No | 0 | 0 | 0 | data not applicable | data not applicable | No | 0 | 0 | 0 | Yes | Connected | 7 | 7 | 7.3684 | 0 | 0 | 41920 | data not applicable | data not applicable | data not applicable | data not applicable | data not applicable | data not available | data not available | N | N | data not available | N | data not available | data not available | 44088 | data not available | 329
1800060614741 | [5 empty] | data not applicable | Wood Group | Torrance Farm Windfarm | Torrance Farm | Blairmuckhill Road | Harthill | North Lanarkshire | EH48 3AW | Scotland | 290877 | 666279 | Bathgate | data not applicable | ARMADALE (11kV) | 11 | SP Distribution Ltd | Wind | Onshore wind turbines | No | 0 | 0 | 9 | data not applicable | data not applicable | No | 0 | 0 | 0 | data not applicable | data not applicable | No | 0 | 0 | 0 | Yes | Connected | 9 | 9 | 9.4737 | 0 | 0 | 41520 | data not applicable | data not applicable | data not applicable | data not applicable | data not applicable | data not available | data not available | N | N | data not available | N | 75125 | data not available | 44088 | data not available | 756
1170001061655 | [5 empty] | 1170001061646 | Leicester district energy company ltd | University of leicester intake substation | University Of Leicester Export | University Road | Leicester | data not available | LE1 7RH | United Kingdom | 459429 | 303282 | Enderby 132Kv S Stn | Leicester East 33Kv S Stn | Highfields 33 11Kv S Stn | 11 | National Grid Electricity Distribution (East Midlands) Plc | Fossil - Gas | Engine (combustion / reciprocating) | Yes | data not available | data not available | 3.2 | data not applicable | data not applicable | data not applicable | data not available | data not available | data not applicable | data not applicable | data not applicable | data not applicable | data not available | data not available | data not applicable | data not available | Connected | 3.2 | 3.8 | 4 | 4.275 | 4.5 | 41244 | data not applicable | data not applicable | data not applicable | data not applicable | data not applicable | data not applicable | data not applicable | data not available | data not available | data not available | data not available | data not available | data not available | 45750
1800060642711 | [5 empty] | data not applicable | Community Windpower Ltd (Cwl) | Calder Water Windfarm | Calder Water Community Wind Farm | C138 Hairshaw Highway | Strathaven | South Lanarkshire | ML10 6QW | Scotland | 260869 | 640428 | East Kilbride South | data not applicable | data not available | 33 | SP Distribution Ltd | Wind | Onshore wind turbines | No | 0 | 0 | 39 | data not applicable | data not applicable | No | 0 | 0 | 0 | data not applicable | data not applicable | No | 0 | 0 | 0 | No | Connected | 39 | 39 | 41.0526 | 0 | 0 | 41529 | data not applicable | data not applicable | data not applicable | data not applicable | data not applicable | data not available | data not available | N | N | data not available | N | data not available | data not available | 44026 | data not available | 175
1800060642776 | [5 empty] | data not applicable | Natural Power | West Browncastle Windfarm | West Browncastle Wind Farm | C138 Hairshaw Highway | Strathaven | South Lanarkshire | ML10 6QW | Scotland | 261117 | 642821 | East Kilbride South | data not applicable | data not available | 33 | SP Distribution Ltd | Wind | Onshore wind turbines | No | 0 | 0 | 29.9 | data not applicable | data not applicable | No | 0 | 0 | 0 | data not applicable | data not applicable | No | 0 | 0 | 0 | No | Connected | 29.9 | 29.9 | 31.4737 | 0 | 0 | 41647 | data not applicable | data not applicable | data not applicable | data not applicable | data not applicable | data not available | data not available | N | N | data not available | N | data not available | data not available | 44026 | data not available | 792
1200062073850 | [6 empty] | Level 3 Communications | Level 3 Communications | 6 BRAHAM STREET |  | ALGATE | LONDON | E1 8EE | England | 533844 | 181205 | New Cross 132kV to Wimbledon 1 and 2 132kV | - | Osborn St B 11kV | 11 | London Power Networks (LPN) | Fossil - Oil | Engine (combustion / reciprocating) |  |  |  | 3.2 | [12 empty] | No | Connected | 3.2 | 3.2 | 4 |  |  | 2017-06-25 | [13 empty] | 2021-12-14 | 0.070668 | 51.5396 | 51.539576914999, 0.0706675097890208 | LPN-S000000000606 | Fossil fuel
1800060652463 | [5 empty] | data not applicable | John Laing Environmental Assets Group/ Reg Power Management | Carsecreugh Windfarm | Carscreugh Renewable Energy Park | Carscreugh Fell | Glenluce | Dumfries and Galloway | DG8 0PA | Scotland | 225000 | 555000 | Glenluce | data not applicable | data not available | 33 | SP Distribution Ltd | Wind | Onshore wind turbines | No | 0 | 0 | 15.3 | data not applicable | data not applicable | No | 0 | 0 | 0 | data not applicable | data not applicable | No | 0 | 0 | 0 | No | Connected | 15.3 | 15.3 | 16.1053 | 0 | 0 | 41654 | data not applicable | data not applicable | data not applicable | data not applicable | data not applicable | data not available | data not available | N | N | data not available | N | data not available | data not available | 44026 | data not available | 192
1800060673231 | [5 empty] | data not applicable | Res | Earlseat Windfarm | Carbon Free Earlseat Ltd | Standing Stane Road | Kirkcaldy | Fife | KY1 4TH | Scotland | 332961 | 698416 | Redhouse | data not applicable | EARLSEAT SWS (33kV) | 33 | SP Distribution Ltd | Wind | Onshore wind turbines | No | 0 | 0 | 16 | data not applicable | data not applicable | No | 0 | 0 | 0 | data not applicable | data not applicable | No | 0 | 0 | 0 | Yes | Connected | 16 | 16 | 16.8421 | 0 | 0 | 41810 | data not applicable | data not applicable | data not applicable | data not applicable | data not applicable | data not available | data not available | N | N | data not available | N | data not available | data not available | 44088 | data not available | 301
1800060674262 | [5 empty] | data not applicable | Natural Power | Muirhall Windfarm Extn | Muirhall Wf Extension Ltd | data not available | Lanark | South Lanarkshire | ML11 8LL | Scotland | 299342 | 652838 | Livingston East | data not applicable | PATES HILL (33kV) | 33 | SP Distribution Ltd | Wind | Onshore wind turbines | No | 0 | 0 | 6.4 | data not applicable | data not applicable | No | 0 | 0 | 0 | data not applicable | data not applicable | No | 0 | 0 | 0 | Yes | Connected | 6.4 | 6.4 | 6.7368 | 0 | 0 | 41744 | data not applicable | data not applicable | data not applicable | data not applicable | data not applicable | data not available | data not available | N | N | data not available | N | data not available | data not available | 44026 | data not available | 575
1800060683709 | [5 empty] | data not applicable | NTR Green Energy Holdings Limited | Ardoch & Over Enoch Windfarm | Ardoch And Over Enoch Windfarm | Over Enoch | Eaglesham | East Renfrewshire | G76 0PN | Scotland | 258534 | 649697 | East Kilbride South | data not applicable | data not available | 33 | SP Distribution Ltd | Wind | Onshore wind turbines | No | 0 | 0 | 11.5 | data not applicable | data not applicable | No | 0 | 0 | 0 | data not applicable | data not applicable | No | 0 | 0 | 0 | No | Connected | 11.5 | 11.5 | 12.1053 | 0 | 0 | 41913 | data not applicable | data not applicable | data not applicable | data not applicable | data not applicable | data not available | data not available | N | N | data not available | N | data not available | data not available | 44088 | data not available | 82
1800060683763 | [5 empty] | data not applicable | Scottishpower Renewables. | Ewe Hill Windfarm | Ewe Hill Windfarm | Off B7068 Tundergarth | Lockerbie | Dumfries and Galloway | DG11 3HH | Scotland | 315000 | 580000 | Chapelcross | data not applicable | MIDDLEBIE (33kV) | 33 | SP Distribution Ltd | Wind | Onshore wind turbines | No | 0 | 0 | 12 | data not applicable | data not applicable | No | 0 | 0 | 0 | data not applicable | data not applicable | No | 0 | 0 | 0 | Yes | Connected | 12 | 12 | 12.6316 | 0 | 0 | 42520 | data not applicable | data not applicable | data not applicable | data not applicable | data not applicable | 42541 | data not available | N | N | data not available | N | 213705 | data not available | 44026 | data not available | 317
1800060697232 | [5 empty] | data not applicable | Greencoat Uk Wind | Langhope Rig Windfarm | Near Heaphill | Stirches Road | Hawick | Scottish Borders | TD9 7NE | Scotland | 340680 | 620050 | Hawick | data not applicable | data not available | 33 | SP Distribution Ltd | Wind | Onshore wind turbines | No | 0 | 0 | 16.2 | data not applicable | data not applicable | No | 0 | 0 | 0 | data not applicable | data not applicable | No | 0 | 0 | 0 | Yes | Connected | 16.2 | 16.2 | 17.0526 | 0 | 0 | 42089 | data not applicable | data not applicable | data not applicable | data not applicable | data not applicable | data not available | data not available | N | N | data not available | N | data not available | data not available | 44026 | data not available | 478
1800060709029 | [5 empty] | data not applicable | Wood Group | Torrance Farm Windfarm Extension | Torrance Extension | OFF B718 | HARTHILL | North Lanarkshire | ML7 5SP | Scotland | 290829 | 666259 | Bathgate | data not applicable | ARMADALE (11kV) | 11 | SP Distribution Ltd | Wind | Onshore wind turbines | No | 0 | 0 | 5.7 | data not applicable | data not applicable | No | 0 | 0 | 0 | data not applicable | data not applicable | No | 0 | 0 | 0 | No | Connected | 5.7 | 6 | 6.3158 | 0 | 0 | 42051 | data not applicable | data not applicable | data not applicable | data not applicable | data not applicable | data not available | data not available | N | N | data not available | N | 93473 | data not available | 44088 | data not available | 757
1800060709047 | [5 empty] | data not applicable | Power System Uk | Tod Hill Farm Windfarm | Todd Hill Wind Farm | Stirling Road | Falkirk | Falkirk | FK5 4SQ | Scotland | 283633 | 683094 | Bonnybridge | data not applicable | data not available | 33 | SP Distribution Ltd | Wind | Onshore wind turbines | No | 0 | 0 | 11.4 | data not applicable | data not applicable | No | 0 | 0 | 0 | data not applicable | data not applicable | No | 0 | 0 | 0 | Yes | Connected | 11.4 | 12 | 12.6316 | 0 | 0 | 41774 | data not applicable | data not applicable | data not applicable | data not applicable | data not applicable | data not available | data not available | N | N | data not available | N | 42678 | data not available | 44057 | data not available | 751
1800060725712 | [5 empty] | data not applicable | Energised Environments Limited | Woodlands Farm Windfarm | Woodlands Farm | New Trows, Lesmahagow | Lanark | South Lanarkshire | ML11 0HQ | Scotland | 279167 | 639245 | Redshaw | data not applicable | LESMAHAGOW (11kV) | 11 | SP Distribution Ltd | Wind | Onshore wind turbines | No | 0 | 0 | 1.4 | data not applicable | data not applicable | No | 0 | 0 | 0 | data not applicable | data not applicable | No | 0 | 0 | 0 | No | Accepted to Connect | data not applicable | data not applicable | data not applicable | data not applicable | data not applicable | 42856 | 1.4 | 1.4 | 1.4737 | 0 | 0 | data not available | data not available | N | N | data not available | Y | data not available | data not available | 45625 | data not available | 42
1800060725712 | [5 empty] | data not applicable | Energised Environments Limited | Woodlands Farm Windfarm | Woodlands Farm | New Trows, Lesmahagow | Lanark | South Lanarkshire | ML11 0HQ | Scotland | 279167 | 639245 | Linnmill | data not applicable | LESMAHAGOW (11kV) | 11 | SP Distribution Ltd | Wind | Onshore wind turbines | No | 0 | 0 | 1.4 | data not applicable | data not applicable | No | 0 | 0 | 0 | data not applicable | data not applicable | No | 0 | 0 | 0 | No | Connected | 1.4 | 1.4 | 1.4737 | 0 | 0 | 42856 | data not applicable | data not applicable | data not applicable | data not applicable | data not applicable | data not available | data not available | N | N | data not available | N | data not available | data not available | 44026 | data not available | 816
1800060728839 | [5 empty] | data not applicable | Locogen Energy Services Limited | Damhead Farm Wind Turbine | Damhead Farm | Bowhouse Road | Airdrie | North Lanarkshire | ML6 8PW | Scotland | 279061 | 663992 | Newarthill | data not applicable | TOWERS ROAD (11kV) | 11 | SP Distribution Ltd | Wind | Onshore wind turbines | No | 0 | 0 | 2 | data not applicable | data not applicable | No | 0 | 0 | 0 | data not applicable | data not applicable | No | 0 | 0 | 0 | No | Connected | 2 | 2 | 2.1053 | 0 | 0 | 42027 | data not applicable | data not applicable | data not applicable | data not applicable | data not applicable | data not available | data not available | N | N | data not available | N | data not available | data not available | 44088 | data not available | 245
1800060728866 | [5 empty] | data not applicable | Energy Renewables LLP | Cowdenhead Windfarm | Standhill Farm | data not available | Bathgate | West Lothian | EH48 3AD | Scotland | 291855 | 667885 | Bathgate | data not applicable | ARMADALE (11kV) | 11 | SP Distribution Ltd | Wind | Onshore wind turbines | No | 0 | 0 | 1.35 | data not applicable | data not applicable | No | 0 | 0 | 0 | data not applicable | data not applicable | No | 0 | 0 | 0 | Yes | Connected | 1.35 | 1.42 | 1.4947 | 0 | 0 | 42356 | data not applicable | data not applicable | data not applicable | data not applicable | data not applicable | data not available | data not available | N | N | data not available | N | 79896 | data not available | 44088 | data not available | 221
1800060731229 | [5 empty] | data not applicable | Genesis Energy | Priestside Farm Wind Turbine | Preistside | Auchentiber Road | Kilmacolm | Inverclyde | PA13 4SP | Scotland | 232615 | 672121 | Devol Moor | data not applicable | PORT GLASGOW (11kV) | 11 | SP Distribution Ltd | Wind | Onshore wind turbines | No | 0 | 0 | 1.8 | data not applicable | data not applicable | No | 0 | 0 | 0 | data not applicable | data not applicable | No | 0 | 0 | 0 | Yes | Connected | 1.8 | 1.8 | 1.8947 | 0 | 0 | 42257 | data not applicable | data not applicable | data not applicable | data not applicable | data not applicable | data not available | data not available | N | N | data not available | N | data not available | data not available | 44026 | data not available | 642
1800060732348 | [5 empty] | data not applicable | Sedgwick Trading Ltd | Ferneylea Farm Windfarm | Ferneylea Farm Wind Generation | Hoprigsheils Farm | Cockburnspath | Scottish Borders | TD13 5YN | Scotland | 373982 | 669162 | Dunbar | data not applicable | TORNESS (11kV) | 11 | SP Distribution Ltd | Wind | Onshore wind turbines | No | 0 | 0 | 1.6 | data not applicable | data not applicable | No | 0 | 0 | 0 | data not applicable | data not applicable | No | 0 | 0 | 0 | No | Connected | 1.6 | 1.6 | 1.6842 | 0 | 0 | 41990 | data not applicable | data not applicable | data not applicable | data not applicable | data not applicable | data not available | data not available | N | N | data not available | N | data not available | data not available | 44088 | data not available | 324
1800060740250 | [5 empty] | data not applicable | Wind Direct | Goathill Quarry Wind Turbine | Goathill Quarry | Easter Buchlyvie | Cowdenbeath | Fife | KY4 8ES | Scotland | 317941 | 688959 | Westfield | data not applicable | COWDENBEATH (11kV) | 11 | SP Distribution Ltd | Wind | Onshore wind turbines | No | 0 | 0 | 1.5 | data not applicable | data not applicable | No | 0 | 0 | 0 | data not applicable | data not applicable | No | 0 | 0 | 0 | Yes | Connected | 1.5 | 1.5 | 1.5789 | 0 | 0 | 42354 | data not applicable | data not applicable | data not applicable | data not applicable | data not applicable | data not available | data not available | N | N | data not available | N | data not available | data not available | 44146 | data not available | 368
1800060740297 | [5 empty] | data not applicable | Reg Power Management | Dungavel Windfarm | Dungavel Hill Wind Farm | Muirkirk Road | Strathaven | South Lanarkshire | ML10 6RF | Scotland | 267954 | 636995 | East Kilbride South | data not applicable | data not available | 33 | SP Distribution Ltd | Wind | Onshore wind turbines | No | 0 | 0 | 29.9 | data not applicable | data not applicable | No | 0 | 0 | 0 | data not applicable | data not applicable | No | 0 | 0 | 0 | No | Connected | 29.9 | 29.9 | 31.4737 | 0 | 0 | 42241 | data not applicable | data not applicable | data not applicable | data not applicable | data not applicable | data not available | data not available | N | N | data not available | N | data not available | data not available | 44026 | data not available | 278
1800060743961 | [5 empty] | data not applicable | Locogen Energy Services Limited | Draffan Marshill Windfarm | Draffan Marshill Wind Turbine | Marshill Farm | Lesmahagow | South Lanarkshire | ML11 9PW | Scotland | 279384 | 645337 | Wishaw | data not applicable | LARKHALL (11kV) | 11 | SP Distribution Ltd | Wind | Onshore wind turbines | No | 0 | 0 | 1.5 | data not applicable | data not applicable | No | 0 | 0 | 0 | data not applicable | data not applicable | No | 0 | 0 | 0 | Yes | Connected | 2.5 | 2.5 | 2.6316 | 0 | 0 | 42225 | data not applicable | data not applicable | data not applicable | data not applicable | data not applicable | data not available | data not available | N | N | data not available | N | 156856 | data not available | 44026 | data not available | 266
data not available | [5 empty] | data not available | Lever Brothers | Lever Sunlight | Port Sunlight | Wirral | Wirral | Wirral | CH62 4UE | England | 334475 | 384055 | BIRKENHEAD | BROMBOROUGH GT3 / ROCK FERRY GT2 | LEVER SUNLIGHT | 33 | SP Manweb plc | Fossil - Gas | Steam-gas turbine (CCGT) | Yes | 0 | 0 | 4 | data not applicable | data not applicable | No | 0 | 0 | 0 | data not applicable | data not applicable | No | 0 | 0 | 0 | data not available | Connected | 4 | 4 | 4.2105 | data not applicable | data not applicable | data not available | data not applicable | data not applicable | data not applicable | data not applicable | data not applicable | data not available | data not applicable | N | N | data not available | N | data not available | data not available | 44088 | data not available | 496
1800060758026 | [5 empty] | data not applicable | Plascow wind development Ltd | Plascow Windfarm | Plascow Wind Farm | Plascow | Near Dalbeattie | Dumfries and Galloway | DG5 | Scotland | 287380 | 563820 | Tongland | data not applicable | DALBEATTIE (11kV) | 11 | SP Distribution Ltd | Wind | Onshore wind turbines | No | 0 | 0 | 2.4 | data not applicable | data not applicable | No | 0 | 0 | 0 | data not applicable | data not applicable | No | 0 | 0 | 0 | Yes | Connected | 2.4 | 2.4 | 2.5263 | 0 | 0 | 42200 | data not applicable | data not applicable | data not applicable | data not applicable | data not applicable | data not available | data not available | N | N | data not available | N | data not available | data not available | 44146 | data not available | 634
1800060769747 | [5 empty] | data not applicable | Wind Prospect Developments/ Edf | Burnhead Windfarm | Burnhead Moss Wind Farm | data not available | Falkirk | Falkirk | FK1 2JW | Scotland | 289620 | 670271 | Bathgate | data not applicable | Bathgate | 33 | SP Distribution Ltd | Wind | Onshore wind turbines | No | 0 | 0 | 26 | data not applicable | data not applicable | No | 0 | 0 | 0 | data not applicable | data not applicable | No | 0 | 0 | 0 | Yes | Connected | 26 | 26 | 27.3684 | 0 | 0 | 42429 | data not applicable | data not applicable | data not applicable | data not applicable | data not applicable | data not available | data not available | N | N | data not available | N | 67877 | data not available | 44088 | data not available | 166
1800060775990 | [5 empty] | data not applicable | Edf | Rhodders Windfarm | Rhodders Wind Farm | Stude Street | Alloa | Clackmanshire | FK12 5JZ | Scotland | 289525 | 702720 | Devonside | data not applicable | RHODDERS "B" (33kV) | 33 | SP Distribution Ltd | Wind | Onshore wind turbines | No | 0 | 0 | 12.3 | data not applicable | data not applicable | No | 0 | 0 | 0 | data not applicable | data not applicable | No | 0 | 0 | 0 | No | Connected | 12.3 | 12.3 | 12.9474 | 0 | 0 | 42331 | data not applicable | data not applicable | data not applicable | data not applicable | data not applicable | data not available | data not available | N | N | data not available | N | 119356 | data not available | 44026 | data not available | 659
1170001123708 | [5 empty] | 1170001152434 | Lhoist uk ltd | Beswicks no 1 (lime stone quarries) | Lhoist Uk Limited | Hindlow | Buxton | Derbyshire | SK17 0EL | United Kingdom | 408711 | 369050 | data not available | Buxton 132Kv S Stn | Hindlow 33 11Kv S Stn | 11 | National Grid Electricity Distribution (East Midlands) Plc | Fossil - Gas | Engine (combustion / reciprocating) | Yes | data not available | data not available | 1 | data not applicable | data not applicable | data not applicable | data not available | data not available | data not applicable | data not applicable | data not applicable | data not applicable | data not available | data not available | data not applicable | data not available | Connected | 1 | 0.95 | 1 | 3.04 | 3.2 | 43586 | data not applicable | data not applicable | data not applicable | data not applicable | data not applicable | data not applicable | data not applicable | data not available | data not available | data not available | data not available | data not available | data not available | 45750
1800060792861 | [5 empty] | data not applicable | Sunnyside Wind Farm | Sunnyside Wind | Sunnyside Farm | data not available | Sanquhar | Dumfries and Galloway | DG4 6JP | Scotland | 276817 | 612247 | Coylton | data not applicable | FAULDHEAD (11kV) | 11 | SP Distribution Ltd | Wind | Onshore wind turbines | No | 0 | 0 | 0.5 | data not applicable | data not applicable | No | 0 | 0 | 0 | data not applicable | data not applicable | No | 0 | 0 | 0 | No | Connected | 1 | 1 | 1.0526 | 0 | 0 | 42323 | data not applicable | data not applicable | data not applicable | data not applicable | data not applicable | data not available | data not available | N | N | data not available | N | data not available | data not available | 44026 | data not available | 738
1800060801319 | [5 empty] | data not applicable | Lightsource Renewable Energy | Middle Balbeggie Solar Park | Mid Balbeggie Solar Park | Hurlburn Road | Thornton | Fife | KY1 3MW | Scotland | 328855 | 695619 | Redhouse | data not applicable | REDHOUSE (11kV) | 11 | SP Distribution Ltd | Solar | Photovoltaic | No | 0 | 0 | 3.8 | data not applicable | data not applicable | No | 0 | 0 | 0 | data not applicable | data not applicable | No | 0 | 0 | 0 | Yes | Connected | 3.8 | 3.8 | 4 | 0 | 0 | 42762 | data not applicable | data not applicable | data not applicable | data not applicable | data not applicable | data not available | data not available | N | N | data not available | N | data not available | data not available | 44057 | data not available | 542
1800060804142 | [5 empty] | data not applicable | Airvolution | Mossmorran Windfarm | Mossmorran Windfarm | Mossmorran | Cowdenbeath | Fife | KY4 8EP | Scotland | 318109 | 689419 | Westfield | data not applicable | COWDENBEATH (11kV) | 11 | SP Distribution Ltd | Wind | Onshore wind turbines | No | 0 | 0 | 4.6 | data not applicable | data not applicable | No | 0 | 0 | 0 | data not applicable | data not applicable | No | 0 | 0 | 0 | Yes | Connected | 4.6 | 4.6 | 4.8421 | 0 | 0 | 42377 | data not applicable | data not applicable | data not applicable | data not applicable | data not applicable | data not available | data not available | N | N | data not available | N | data not available | data not available | 44088 | data not available | 567
1800060809034 | [5 empty] | data not applicable | Muirhall Energy | Muirhall South Windfarm | Muiirhall South Windfarm | data not available | Stellashaw Moss | South Lanarkshire | ML11 8LL | Scotland | 299342 | 652838 | Livingston East | data not applicable | PATES HILL (33kV) | 33 | SP Distribution Ltd | Wind | Onshore wind turbines | No | 0 | 0 | 8.25 | data not applicable | data not applicable | No | 0 | 0 | 0 | data not applicable | data not applicable | No | 0 | 0 | 0 | No | Connected | 8.25 | 8.25 | 8.6842 | 0 | 0 | 42446 | data not applicable | data not applicable | data not applicable | data not applicable | data not applicable | data not available | data not available | N | N | data not available | N | data not available | data not available | 44057 | data not available | 573
1800060819282 | [5 empty] | data not applicable | Res | Penmanshiel Windfarm | Penmanshiel Windfarm | Harelawside | Granthouse | Scottish Borders | TD11 3RP | Scotland | 380633 | 667355 | Berwick | data not applicable | data not available | 33 | SP Distribution Ltd | Wind | Onshore wind turbines | No | 0 | 0 | 28.7 | data not applicable | data not applicable | No | 0 | 0 | 0 | data not applicable | data not applicable | No | 0 | 0 | 0 | No | Connected | 28.7 | 28.7 | 30.2105 | 0 | 0 | 42491 | data not applicable | data not applicable | data not applicable | data not applicable | data not applicable | data not available | data not available | N | N | data not available | Y | data not available | data not available | 44057 | data not available | 625
1800060829528 | [5 empty] | data not applicable | Bluefield Services Ltd | Wormit PV Park | Wormit Pv Park | Kilmany Road | Wormit NewportOnTay | Dumfries and Galloway | DG6 8RE | Scotland | 340703 | 725248 | Cupar | data not applicable | FORGAN (11kV) | 11 | SP Distribution Ltd | Solar | Photovoltaic | No | 0 | 0 | 4 | data not applicable | data not applicable | No | 0 | 0 | 0 | data not applicable | data not applicable | No | 0 | 0 | 0 | Yes | Connected | 4 | 4 | 4.2105 | 0 | 0 | 42504 | data not applicable | data not applicable | data not applicable | data not applicable | data not applicable | data not available | data not available | N | N | data not available | N | data not available | data not available | 45749 | data not available | 828
1800060830969 | [5 empty] | data not applicable | Next Energy Capital | Balhearty PV Solar Park | Balhearty Pv Farm | Coalsnaughton | Clackmannan | Clackmanshire | FK13 6NA | Scotland | 293723 | 695800 | Devonside | data not applicable | DOLLAR (11kV) | 11 | SP Distribution Ltd | Solar | Photovoltaic | No | 0 | 0 | 4.99 | data not applicable | data not applicable | No | 0 | 0 | 0 | data not applicable | data not applicable | No | 0 | 0 | 0 | No | Connected | 4.99 | 4.99 | 5.2526 | 0 | 0 | 42459 | data not applicable | data not applicable | data not applicable | data not applicable | data not applicable | data not available | data not available | N | N | data not available | N | data not available | data not available | 44088 | data not available | 106
1800060841906 | [5 empty] | data not applicable | No Info. | Woodbank Farm | Woodbank Farm Wind Turbine | Windygates | Leven | Fife | KY8 5RU | Scotland | 333912 | 698835 | Leven | data not applicable | LEVEN (11kV) | 11 | SP Distribution Ltd | Wind | Onshore wind turbines | No | 0 | 0 | 1.5 | data not applicable | data not applicable | No | 0 | 0 | 0 | data not applicable | data not applicable | No | 0 | 0 | 0 | Yes | Connected | 1.5 | 1.5 | 1.5789 | 0 | 0 | 42635 | data not applicable | data not applicable | data not applicable | data not applicable | data not applicable | data not available | data not available | N | N | data not available | N | 176850 | data not available | 44088 | data not available | 814
1800060845821 | [5 empty] | data not applicable | Edf | Pearie Law Windfarm | Pearie Law Wind Farm | Harburn | West Calder | West Lothian | EH55 8LF | Scotland | 302205 | 659690 | Livingston East | data not applicable | data not available | 33 | SP Distribution Ltd | Wind | Onshore wind turbines | No | 0 | 0 | 19.2 | data not applicable | data not applicable | No | 0 | 0 | 0 | data not applicable | data not applicable | No | 0 | 0 | 0 | No | Connected | 19.2 | 19.2 | 20.2105 | 0 | 0 | 42675 | data not applicable | data not applicable | data not applicable | data not applicable | data not applicable | data not available | data not available | N | N | data not available | N | 132884 | data not available | 44026 | data not available | 622
1800060850690 | [5 empty] | 1800060850681 | Stakis Hydro LLP | Halkshill Hydro | Greeto Hydro Power Station | Halkshill | Largs | North Ayrshire | KA30 9EF | Scotland | 221185 | 659312 | Saltcoats | data not applicable | LARGS (11kV) | 11 | SP Distribution Ltd | Water | Hydro - Run of river | No | data not available | data not available | 1.1 | data not applicable | data not applicable | No | 0 | 0 | 0 | data not applicable | data not applicable | No | 0 | 0 | 0 | No | Connected | 1.1 | 1.1 | 1.1579 | 0 | 0 | 42789 | data not applicable | data not applicable | data not applicable | data not applicable | data not applicable | data not available | data not available | N | N | data not available | N | 122314 | data not available | 44088 | data not available | 399
1800060852049 | [5 empty] | data not applicable | Mes | Gevens Windfarm | Clentrie Farm | data not available | Auchertool | Fife | KY2 5XG | Scotland | 259342 | 665564 | Glenniston | data not applicable | Gleniston | 33 | SP Distribution Ltd | Wind | Onshore wind turbines | No | 0 | 0 | 6.9 | data not applicable | data not applicable | No | 0 | 0 | 0 | data not applicable | data not applicable | No | 0 | 0 | 0 | Yes | Connected | 6.9 | 6.9 | 7.2632 | 0 | 0 | 42683 | data not applicable | data not applicable | data not applicable | data not applicable | data not applicable | data not available | data not available | N | N | data not available | N | 88446 | data not available | 44088 | data not available | 352
1800060853317 | [5 empty] | data not applicable | Enercon | Ladehead Wind Cluster | Ladehead Farm | Kelburn Country Park Access Road | Lesmahagow | South Lanarkshire | ML11 0HZ | Scotland | 279142 | 641223 | Wishaw | data not applicable | STONEHOUSE (11kV) | 11 | SP Distribution Ltd | Wind | Onshore wind turbines | No | 0 | 0 | 1.5 | data not applicable | data not applicable | No | 0 | 0 | 0 | data not applicable | data not applicable | No | 0 | 0 | 0 | Yes | Connected | 1.5 | 2 | 2.1053 | 0 | 0 | 42614 | data not applicable | data not applicable | data not applicable | data not applicable | data not applicable | data not available | data not available | N | N | data not available | N | data not available | data not available | 44088 | data not available | 468
1800060857570 | [5 empty] | data not applicable | Mitchell Farming Partnerships (3R Energy) | Hazelside Windfarm | Hazelside Farm Generation | Hazelside Farm | Lanark | South Lanarkshire | ML11 0SD | Scotland | 281251 | 630930 | Redshaw | data not applicable | DOUGLAS WEST (11kV) | 11 | SP Distribution Ltd | Wind | Onshore wind turbines | No | 0 | 0 | 1.6 | data not applicable | data not applicable | No | 0 | 0 | 0 | data not applicable | data not applicable | No | 0 | 0 | 0 | No | Accepted to Connect | data not applicable | data not applicable | data not applicable | data not applicable | data not applicable | 42614 | 1.6 | 1.6 | 1.6842 | 0 | 0 | data not available | data not available | N | N | data not available | Y | data not available | data not available | 45625 | data not available | 39
1800060857570 | [5 empty] | data not applicable | Mitchell Farming Partnerships (3R Energy) | Hazelside Windfarm | Hazelside Farm Generation | Hazelside Farm | Lanark | South Lanarkshire | ML11 0SD | Scotland | 281251 | 630930 | Linnmill | data not applicable | DOUGLAS WEST (11kV) | 11 | SP Distribution Ltd | Wind | Onshore wind turbines | No | 0 | 0 | 1.6 | data not applicable | data not applicable | No | 0 | 0 | 0 | data not applicable | data not applicable | No | 0 | 0 | 0 | No | Accepted to Connect | data not applicable | data not applicable | data not applicable | data not applicable | data not applicable | data not applicable | 1.6 | 1.6 | 1.6842 | 0 | 0 | data not available | data not available | N | N | data not available | Y | data not available | data not available | 44088 | data not available | 411
1800060863732 | [5 empty] | data not applicable | REG Power Management | Tormywheel Windfarm | Tormywheel Wind Farm | On The A706 | Lanark | South Lanarkshire | ML11 8FE | Scotland | 295642 | 658389 | Bathgate | data not applicable | POLKEMMET (33kV) | 33 | SP Distribution Ltd | Wind | Onshore wind turbines | No | 0 | 0 | 30.75 | data not applicable | data not applicable | No | 0 | 0 | 0 | data not applicable | data not applicable | No | 0 | 0 | 0 | Yes | Connected | 30.75 | 37.45 | 39.4211 | 0 | 0 | 42633 | data not applicable | data not applicable | data not applicable | data not applicable | data not applicable | data not available | data not available | N | N | data not available | N | 195928 | data not available | 44057 | data not available | 755
1800060864328 | [5 empty] | data not applicable | Medium Scale Wind No. 2 Ltd | Southrigg Wind Turbine | Southrigg Farm | Blairmuckhill Road | Harthill | North Lanarkshire | EH48 3AW | Scotland | 291916 | 665579 | Bathgate | data not applicable | ARMADALE (11kV) | 11 | SP Distribution Ltd | Wind | Onshore wind turbines | No | 0 | 0 | 1.5 | data not applicable | data not applicable | No | 0 | 0 | 0 | data not applicable | data not applicable | No | 0 | 0 | 0 | Yes | Connected | 1.5 | 1.5 | 1.5789 | 0 | 0 | 42635 | data not applicable | data not applicable | data not applicable | data not applicable | data not applicable | data not available | data not available | N | N | data not available | N | 135909 | data not available | 44088 | data not available | 715
1800060864346 | [5 empty] | data not applicable | Medium Scale Wind No. 2 Ltd | Gibsley Farm Wind Turbine | Gibsley Farm Wind Turbine | Gibsley Farm | Dunfermline | Fife | KY12 9UF | Scotland | 298802 | 692487 | Devonside | data not applicable | GARTARRY (11kV) | 11 | SP Distribution Ltd | Wind | Onshore wind turbines | No | 0 | 0 | 1.5 | data not applicable | data not applicable | No | 0 | 0 | 0 | data not applicable | data not applicable | No | 0 | 0 | 0 | No | Connected | 1.5 | 1.5 | 1.5789 | 0 | 0 | 42633 | data not applicable | data not applicable | data not applicable | data not applicable | data not applicable | data not available | data not available | N | N | data not available | N | data not available | data not available | 44088 | data not available | 353
1800060864364 | [5 empty] | data not applicable | Becon Project Management | Craig II Windfarm | 2 Kemrabank | Westkirk | Langholm | Dumfries and Galloway | DG13 ONZ | Scotland | 202000 | 557000 | Chapelcross | data not applicable | LANGHOLM (11kV) | 11 | SP Distribution Ltd | Wind | Onshore wind turbines | No | 0 | 0 | 4.7 | data not applicable | data not applicable | No | 0 | 0 | 0 | data not applicable | data not applicable | No | 0 | 0 | 0 | Yes | Connected | 4.7 | 4.7 | 4.9474 | 0 | 0 | 42735 | data not applicable | data not applicable | data not applicable | data not applicable | data not applicable | data not available | data not available | Y | N | data not available | N | data not available | data not available | 44026 | data not available | 225
1800060869594 | [5 empty] | data not applicable | Capital Dynamics | Middle Balbeggie Windfarm | Middle Balbeggie Farm | Hurlburn Road | Thornton | Fife | KY1 3NS | Scotland | 327760 | 696279 | Redhouse | data not applicable | REDHOUSE (11kV) | 11 | SP Distribution Ltd | Wind | Onshore wind turbines | No | 0 | 0 | 6.4 | data not applicable | data not applicable | No | 0 | 0 | 0 | data not applicable | data not applicable | No | 0 | 0 | 0 | Yes | Connected | 6.4 | 6.4 | 6.7368 | 0 | 0 | 42668 | data not applicable | data not applicable | data not applicable | data not applicable | data not applicable | data not available | data not available | N | N | data not available | N | data not available | data not available | 44088 | data not available | 543
1800060872764 | [5 empty] | data not applicable | Natural Power | Quixwood Windfarm | Quixwood Moor Ltd Quixwood Moor Wind Farm | C108 C106 At Moorhouse To A6112 In Grant | Grantshouse | Scottish Borders | TD11 3RY | Scotland | 377637 | 663468 | Berwick | data not applicable | data not available | 33 | SP Distribution Ltd | Wind | Onshore wind turbines | No | 0 | 0 | 26.65 | data not applicable | data not applicable | No | 0 | 0 | 0 | data not applicable | data not applicable | No | 0 | 0 | 0 | No | Connected | 26.65 | 24 | 25.2632 | 0 | 0 | 42740 | data not applicable | data not applicable | data not applicable | data not applicable | data not applicable | data not available | data not available | N | N | data not available | Y | data not available | data not available | 44026 | data not available | 651
1800060872782 | [5 empty] | data not applicable | Urban Wind | Shepards House (Moor House) | Land North West Of Shepherds House | Moorhouse | Coldingham | Scottish Borders | TD14 5TX | Scotland | 383847 | 668815 | Berwick | data not applicable | EYEMOUTH (11kV) | 11 | SP Distribution Ltd | Wind | Onshore wind turbines | No | 0 | 0 | 1.4 | data not applicable | data not applicable | No | 0 | 0 | 0 | data not applicable | data not applicable | No | 0 | 0 | 0 | Yes | Connected | 1.4 | 1.4 | 1.4737 | 0 | 0 | 42614 | data not applicable | data not applicable | data not applicable | data not applicable | data not applicable | data not available | data not available | N | N | data not available | Y | 56833 | data not available | 44026 | data not available | 698
1800060877293 | [5 empty] | data not applicable | Wood Group | Hoprigshiels Windfarm | Hoprigsheils Windfarm | Hoprigsheils Farm | Cockburnspath | Scottish Borders | TD13 5YN | Scotland | 375631 | 669803 | Dunbar | data not applicable | INNERWICK SW STN (33kV) | 33 | SP Distribution Ltd | Wind | Onshore wind turbines | No | 0 | 0 | 7.5 | data not applicable | data not applicable | No | 0 | 0 | 0 | data not applicable | data not applicable | No | 0 | 0 | 0 | No | Connected | 7.5 | 7.5 | 7.8947 | 0 | 0 | 42802 | data not applicable | data not applicable | data not applicable | data not applicable | data not applicable | data not available | data not available | N | N | data not available | N | data not available | data not available | 44026 | data not available | 427
data not available | [5 empty] | data not available | Lidl Runcorn | Lidl Runcorn | Lidl. Blackheath Lane Runcorn Wa7 1Se | Lidl. Blackheath Lane Runcorn Wa7 1Se | Runcorn | Wirral | WA7 1SE | England | 356514 | 384262 | FROD / INCE (FROD) | DUTTON GT2 / MOORE GT1 / PERCIVAL LA GT1 | DARESBURY NPL T1 / DARESBURY PK T1 | 33 | SP Manweb plc | Fossil - Oil | Engine (combustion / reciprocating) | No | 0 | 0 | 1 | data not applicable | data not applicable | No | 0 | 0 | 0 | data not applicable | data not applicable | No | 0 | 0 | 0 | data not available | Connected | 1 | 1 | 1.0526 | data not applicable | data not applicable | data not available | data not applicable | data not applicable | data not applicable | data not applicable | data not applicable | data not available | data not applicable | N | N | data not available | N | data not available | data not available | 44088 | data not available | 498
2300000233912 | [5 empty] | 2300000996990 | Lindsey Oil Refinery | Lindsey Oil Refinery | Eastfield Road | North Killingholme | Immingham | Lincolnshire | DN40 3LW | England | 515192 | 417417 | Grimsby West | Immingham | Lindsey Oil Refinery 1A_1B | 33 | Northern Powergrid (Yorkshire) plc | Fossil - Gas | Steam turbine (thermal power plant) | Yes | Data Not Applicable | Data Not Applicable | 39 | Data Not Available | Data Not Available | Data Not Available | Data Not Available | Data Not Available | Data Not Available | Data Not Available | Data Not Available | Data Not Available | Data Not Available | Data Not Available | Data Not Available | No | Connected | 39 | 31.5 | 33.158 | Data Not Available | Data Not Available | 2001-11-15 00:00:00 | Data Not Applicable | Data Not Applicable | 41.053 | Data Not Applicable | Data Not Applicable | Data Not Available | Data Not Available | Data Not Available | Data Not Available | Data Not Available | Data Not Available | Data Not Available | Data Not Available | 2017-03-08 | 53.64059649716798, -0.2590930224131242 |  | 2001-11-15 | North Lincolnshire
1800060891785 | [5 empty] | data not applicable | Airvolution Energy | Kinegar Quarry | Kinegar Wind Farm | The Neuk | Cockburnspath | Scottish Borders | TD13 5YH | Scotland | 377377 | 671362 | Dunbar | data not applicable | TORNESS (11kV) | 11 | SP Distribution Ltd | Wind | Onshore wind turbines | No | 0 | 0 | 5 | data not applicable | data not applicable | No | 0 | 0 | 0 | data not applicable | data not applicable | No | 0 | 0 | 0 | No | Connected | 5 | 5 | 5.2632 | 0 | 0 | 42810 | data not applicable | data not applicable | data not applicable | data not applicable | data not applicable | 43896 | data not available | N | N | data not available | N | 614983811 | data not available | 44026 | data not available | 460
1800060893505 | [5 empty] | data not applicable | 33KV Limited | West Strathore Solar Park | West Strathore Farm | data not available | THORNTON | Fife | KY1 4DG | Scotland | 328619 | 697504 | Redhouse | data not applicable | REDHOUSE (11kV) | 11 | SP Distribution Ltd | Solar | Photovoltaic | No | 0 | 0 | 4.5 | data not applicable | data not applicable | No | 0 | 0 | 0 | data not applicable | data not applicable | No | 0 | 0 | 0 | Yes | Connected | 4.5 | 4.5 | 4.7368 | 0 | 0 | 42583 | data not applicable | data not applicable | data not applicable | data not applicable | data not applicable | data not available | data not available | N | N | data not available | N | data not available | data not available | 44088 | data not available | 795
1800060893728 | [5 empty] | data not applicable | Quintas Energy UK | Lochcraigs Solar Park | Lochcraig Farm | Lochcraig Farm | Stevenston | North Ayrshire | KA20 4LB | Scotland | 227855 | 643749 | Saltcoats | data not applicable | BYREHILL (11kV) | 11 | SP Distribution Ltd | Solar | Photovoltaic | No | 0 | 0 | 4.75 | data not applicable | data not applicable | No | 0 | 0 | 0 | data not applicable | data not applicable | No | 0 | 0 | 0 | Yes | Connected | 4.75 | 4.75 | 5 | 0 | 0 | 42825 | data not applicable | data not applicable | data not applicable | data not applicable | data not applicable | data not available | data not available | N | N | data not available | N | data not available | data not available | 44026 | data not available | 515
2200042400873 | [5 empty] | 2200042400864 | Liverton 2014 limited | Exmouth liverton farm salterton road | Liverton Farm | Salterton Road | Exmouth | Devon | EX8 5BW | United Kingdom | 303489 | 82581 | Exeter Main Sgp | Exmouth Bsp | Liverton Farm 33Kv Solar Park | 33 | National Grid Electricity Distribution (South West) Plc | Fossil - Gas | Engine (combustion / reciprocating) | No | data not available | data not available | 6 | Solar | Photovoltaic | No | data not available | data not available | 3.91 | data not applicable | data not applicable | data not applicable | data not available | data not available | data not applicable | data not available | Connected | 9.91 | 6.0002 | 6.316 | 0.0684 | 0.072 | 45672 | data not applicable | data not applicable | data not applicable | data not applicable | data not applicable | data not applicable | data not applicable | data not available | data not available | data not available | data not available | data not available | data not available | 45750
1800060904929 | [5 empty] | data not applicable | Cleanearth Energy Ltd | Craigannet Wind Turbine | Easter Craigannet | Bridge Telford | Denny | Falkirk | FK6 5JL | Scotland | 271266 | 685535 | Bonnybridge | data not applicable | Bonnybridge GSP | 33 | SP Distribution Ltd | Wind | Onshore wind turbines | No | 0 | 0 | 1.5 | data not applicable | data not applicable | No | 0 | 0 | 0 | data not applicable | data not applicable | No | 0 | 0 | 0 | Yes | Connected | 1.5 | 1.5 | 1.5789 | 0 | 0 | 42824 | data not applicable | data not applicable | data not applicable | data not applicable | data not applicable | 42725 | data not available | N | N | data not available | Y | 225840 | data not available | 44088 | data not available | 228
data not available | [5 empty] | data not available | Llay STOR | Miners Rd (llay STOR) | Land Off Miners Road Ll12 0Pj | Land Off Miners Road Ll12 0Pj | Wrexham | Dee Valley and Mid Wales | LL12 0PJ | Wales | 332516 | 356403 | LEGACY | BRYMBO GT1 / LEGACY LOCAL GT1 / MARCHWIEL GT1 / MARCHWIEL GT2 / WREXHAM GT1 | data not available | 33 | SP Manweb plc | Fossil - Oil | Engine (combustion / reciprocating) | No | 0 | 0 | 23.2 | data not applicable | data not applicable | No | 0 | 0 | 0 | data not applicable | data not applicable | No | 0 | 0 | 0 | data not available | Connected | 23.2 | 23.2 | 24.4211 | data not applicable | data not applicable | data not available | data not applicable | data not applicable | data not applicable | data not applicable | data not applicable | data not available | data not applicable | N | N | data not available | N | data not available | data not available | 44026 | data not available | 553
1800060917500 | [5 empty] | data not applicable | Green Power | Drumduff Windfarm | Drumduff Windfarm (Near Heights Road) | Heights Road | Blackridge | West Lothian | EH48 3SW | Scotland | 289500 | 669500 | Bathgate | data not applicable | MUCKRAW (11kV) | 11 | SP Distribution Ltd | Wind | Onshore wind turbines | No | 0 | 0 | 8.55 | data not applicable | data not applicable | No | 0 | 0 | 0 | data not applicable | data not applicable | No | 0 | 0 | 0 | Yes | Connected | 8.55 | 6 | 6.3158 | 0 | 0 | 42911 | data not applicable | data not applicable | data not applicable | data not applicable | data not applicable | data not available | data not available | N | N | data not available | N | 163813 | data not available | 44088 | data not available | 270
2200031825740 | [5 empty] | 2200030348684, 2200032122579 | Lloyds bank plc | Bristol canons house canons way (lloyds tsb) | Canons House | Canons Way, City Centre | Bristol | data not available | BS1 5LL | United Kingdom | 358342 | 172352 | Iron Acton Sgp | Lockleaze Bsp 132Kv | Clifton | 11 | National Grid Electricity Distribution (South West) Plc | Fossil - Oil | Engine (combustion / reciprocating) | No | data not available | data not available | 3.4 | data not applicable | data not applicable | data not applicable | data not available | data not available | data not applicable | data not applicable | data not applicable | data not applicable | data not available | data not available | data not applicable | data not available | Connected | 3.4 | 3.8 | 4 | 3.42 | 3.6 | 37530 | data not applicable | data not applicable | data not applicable | data not applicable | data not applicable | data not applicable | data not applicable | data not available | data not available | data not available | data not available | data not available | data not available | 45750
1030078216564 | [6 empty] | Local Generation Ltd | Fenmarc | Wisbech Road |  | March | Cambs | PE15 0BA | England | 539785 | 298722 | Walpole | March Grid 33kV | March Primary 11kV | 11 | Eastern Power Networks (EPN) | Biofuel - Biogas from anaerobic digestion (excluding landfill & sewage) | Engine (combustion / reciprocating) |  |  |  | 2.5 | [12 empty] | No | Connected | 2.5 | 2.5 | 2.632 |  |  | 2011-11-08 | [13 empty] | 2024-01-15 | 1.3576 | 52.7687 | 52.7687246019047, 1.35758273009995 | EPN-S0000000H5059 | Biogas
2000000000000 | [5 empty] | 2000000000000 | LODDON POWER LTD | BASINGSTOKE POWER STOR | UNIT A | BASINGSTOKE POWER STORAGE | BASINGSTOKE | HAMPSHIRE | RG24 8FL | ENGLAND | 465387 | 153634 | BRAMLEY (BASI) | BASINGSTOKE | STROUDLEY ROAD GEN | 33 | SOUTHERN ELECTRIC POWER DISTRIBUTION PLC | FOSSIL - GAS | DATA NOT AVAILABLE | NO | DATA NOT AVAILABLE | DATA NOT AVAILABLE | 16 | DATA NOT AVAILABLE | DATA NOT AVAILABLE | DATA NOT AVAILABLE | DATA NOT AVAILABLE | DATA NOT AVAILABLE | DATA NOT AVAILABLE | DATA NOT AVAILABLE | DATA NOT AVAILABLE | DATA NOT AVAILABLE | DATA NOT AVAILABLE | DATA NOT AVAILABLE | DATA NOT AVAILABLE | NO | CONNECTED | 16 | 16 | 16.842 | DATA NOT AVAILABLE | DATA NOT AVAILABLE | 43024 | DATA NOT AVAILABLE | DATA NOT AVAILABLE | DATA NOT AVAILABLE | DATA NOT AVAILABLE | DATA NOT AVAILABLE | DATA NOT AVAILABLE | DATA NOT AVAILABLE | N | DATA NOT AVAILABLE | DATA NOT AVAILABLE | DATA NOT AVAILABLE | DATA NOT AVAILABLE | DATA NOT AVAILABLE | 44034
1200010260136 | [6 empty] | London Borough of Southwark | Coniston House {Boiler Room) | Wyndham Housing Estate | WYNDHAM ROAD | Camberwell | LONDON | SE5 0UF | England | 532205 | 177251 | New Cross 66kV | Chadwick Road 33kV | Bengeworth Rd 11kV | 0 | London Power Networks (LPN) | Fossil - Gas | Steam-gas turbine (CCGT) |  |  |  | 1 | [12 empty] | No | Connected | 1 | 1 | 1.128 |  |  | 2005-01-01 | [13 empty] | 2020-11-13 | -0.020656 | 51.5463 | 51.5462881769901, -0.0206558344543625 |  | Storage
1800061032850 | [5 empty] | data not applicable | The Renewables Infrastructure Group (Trig) | Solwaybank Windfarm | 7.5Km Nw Of Langholm | Westerkirk | Langholm | Dumfries and Galloway | DG13 0A | Scotland | 329413 | 578978 | Chapelcross | data not applicable | data not available | 33 | SP Distribution Ltd | Wind | Onshore wind turbines | No | 0 | 0 | 30 | data not applicable | data not applicable | No | 0 | 0 | 0 | data not applicable | data not applicable | No | 0 | 0 | 0 | Yes | Connected | 30 | 29.9 | 31.4737 | 0 | 0 | data not available | data not applicable | data not applicable | data not applicable | data not applicable | data not applicable | data not available | data not available | N | N | data not available | N | 115213 | data not available | 44026 | data not available | 709
1200050805718 | [6 empty] | London Electricity Services | Barkantine CHP | BARKANTINE ESTATE | TILLER ROAD | Isle of Dogs | LONDON | E14 8PX | England | 537226 | 179313 | West Ham 132kV | - | West Ferry Circus 11kV | 11 | London Power Networks (LPN) | Fossil - Gas | Engine (combustion / reciprocating) |  |  |  | 1.345 | [12 empty] | No | Connected | 1.345 | 1.345 | 1.681 |  |  | 2001-09-01 | [13 empty] | 2020-11-13 | -0.10002 | 51.5176 | 51.5175743432496, -0.100022450691564 | LPN-S000000000415 | Fossil fuel
1460001391113 | [5 empty] | 1460001391122 | Longma clean energy ltd | Thorn business park | Unit 5B | Thorn Business Park, Rotherwas | Hereford | data not available | HR2 6JT | United Kingdom | 352477 | 238364 | Bishops Wood 132Kv S Stn | Hereford 66Kv S Stn | Hereford South 66 11Kv S Stn | 0.4 | National Grid Electricity Distribution (West Midlands) Plc | Biomass | Steam turbine (thermal power plant) | No | data not available | data not available | 4.2 | data not applicable | data not applicable | data not applicable | data not available | data not available | data not applicable | data not applicable | data not applicable | data not applicable | data not available | data not available | data not applicable | data not available | Connected | 4.2 | 3.99 | 4.2 | 0.0475 | 0.05 | 39010 | data not applicable | data not applicable | data not applicable | data not applicable | data not applicable | data not applicable | data not applicable | data not available | data not available | data not available | data not available | data not available | data not available | 45750
1800061120345 | [5 empty] | data not applicable | Wind Prospect Developments | Burnfoot East Windfarm | Burnfoot East Windfarm | data not available | Tillicoultry | Clackmanshire | FK13 6NA | Scotland | 290930 | 703230 | Devonside | data not applicable | RHODDERS "B" (33kV) | 33 | SP Distribution Ltd | Wind | Onshore wind turbines | No | 0 | 0 | 10.8 | data not applicable | data not applicable | No | 0 | 0 | 0 | data not applicable | data not applicable | No | 0 | 0 | 0 | No | Connected | 10.8 | 10.8 | 11.3684 | 0 | 0 | data not available | data not applicable | data not applicable | data not applicable | data not applicable | data not applicable | data not available | data not available | N | N | data not available | N | 255258 | data not available | 44088 | data not available | 164
1800061148484 | [5 empty] | data not available | Grid Reserve | Byers Brae Battery Storage | Ralston Cottage | data not available | Byers Brae | West Lothian | EH48 1JY | Scotland | 300726 | 669312 | Drumcross | data not applicable | data not available | 33 | SP Distribution Ltd | Stored Energy | Storage - Electrochemical (Batteries) | No | data not available | data not available | 29.9 | data not applicable | data not applicable | No | 0 | 0 | 0 | data not applicable | data not applicable | No | 0 | 0 | 0 | Yes | Connected | 29.9 | 29.9 | 31.4737 | 29.9 | 31.4737 | data not available | data not applicable | data not applicable | data not applicable | data not applicable | data not applicable | data not available | data not available | N | N | data not available | N | 254281 | data not available | 44883 | data not available | 169
1100770715898 | [5 empty] | data not applicable | Loughborough university | Loughborough university | Loughborough University | data not available | Loughborough | Leicestershire | LE11 3TU | United Kingdom | 452088 | 318863 | Ratcliffe On Soar 132Kv S Stn | Loughborough 132Kv S Stn (M32) | Loughborough 11Kv S Stn | 0.4 | National Grid Electricity Distribution (East Midlands) Plc | data not available | data not available | No | data not available | data not available | 1.03 | Biofuel - Landfill gas | Engine (combustion / reciprocating) | No | data not available | data not available | 1.03 | Solar | Photovoltaic | No | data not available | data not available | 0.126 | data not available | Connected | 2.186 | data not available | data not available | data not available | data not available | 43549 | data not applicable | data not applicable | data not applicable | data not applicable | data not applicable | data not applicable | data not applicable | data not available | data not available | data not available | data not available | data not available | data not available | 45750
1050001620720 | [6 empty] | Low Carbon Alliance | MOLLISON AVENUE ENFIELD |  |  | ENFIELD | MIDDLESEX | EN3 7NJ | England | 536371 | 197458 | Brimsdown (EPN) | Brimsdown North Grid 33kV |  | 33 | Eastern Power Networks (EPN) | Fossil - Gas | Gas turbine (OCGT) |  |  |  | 20 | [12 empty] | No | Connected | 20 | 20 | 21.053 | 0.2 | 0.211 | 2018-11-13 | [13 empty] | 2020-11-13 | 0.65645 | 51.9417 | 51.9416543321236, 0.656446095288411 | EPN-S0000000H3019 | Biogas
Data not available | [6 empty] | Low Carbon Farming | WEST OF A134 BURY ROAD |  |  | BURY ST. EDMUNDS | SUFFOLK | IP31 1HT | England | 585257 | 269473 | Bramford | Thetford Grid 33kV |  | 33 | Eastern Power Networks (EPN) | Fossil - Gas | Engine (combustion / reciprocating) | Yes |  |  | 2.4 | [12 empty] | Yes | Connected | 2.4 | 2.4 | 2.526 | 8.9 | 9.368 | 2021-10-19 | [13 empty] | 2022-06-16 | 1.5188 | 52.356 | 52.3559588729583, 1.51883403379419 | EPN-S0000000H5032 | Fossil fuel
Data not available | [6 empty] | Low Carbon Farming 5 Limited | CROWN POINT ESTATE | KIRBY ROAD |  | Norwich | Norfolk | NR14 8RS | England | 626219 | 306111 | Norwich Main | Trowse Grid 33kV |  | 33 | Eastern Power Networks (EPN) | Fossil - Gas | Engine (combustion / reciprocating) |  |  |  | 6 | [12 empty] | Yes | Connected | 6 | 6 | 6.316 | 13.36 | 14.063 | 2021-10-06 | [13 empty] | 2022-06-16 | 0.02811 | 51.7523 | 51.752310297605, 0.0281097870550334 |  | Fossil fuel
1800061228642 | [5 empty] | data not applicable | Energyfarm UK Longhill Burn LLP | Longhill Burn Windfarm | Addiewell | data not available | West Lothian | Central & Fife | EH55 8HN | Scotland | 297711 | 659609 | Livingston East | data not applicable | data not available | 33 | SP Distribution Ltd | Wind | Onshore wind turbines | No | 0 | 0 | 50 | data not applicable | data not applicable | No | 0 | 0 | 0 | data not applicable | data not applicable | No | 0 | 0 | 0 | No | Connected | 50 | 50 | 52.6316 | 0 | 0 | 44918 | data not applicable | data not applicable | data not applicable | data not applicable | data not applicable | 44377 | data not available | N | N | data not available | Y | 616198350 | data not available | 45566 | data not available | 521
1800061230855 | [5 empty] | 1800061230846 | GlaxoSmithKline | GSK | Shewalton Road | data not available | Irvine | North Ayrshire | KA11 5AP | Scotland | 234450 | 636751 | Kilwinning | data not applicable | data not available | 33 | SP Distribution Ltd | Wind | Onshore wind turbines | No | 0 | 0 | 8 | Solar | Photovoltaic | No | 0 | 0 | 17.775 | data not applicable | data not applicable | No | 0 | 0 | 0 | Yes | Connected | 35.685 | 23.7 | 24.9474 | 20.4 | 21.4737 | 45231 | data not applicable | data not applicable | data not applicable | data not applicable | data not applicable | 43914 | data not available | N | N | data not available | Y | 614743002 | data not available | 45532 | data not available | 344
1800061236643 | [5 empty] | data not applicable | Forsa (2020 Renewables/Velocita) | Sorbie Windfarm | Sorbie Farm | data not available | Ardrossan | North Ayrshire | KA22 7NP | Scotland | 224637 | 644638 | Saltcoats | data not applicable | data not available | 33 | SP Distribution Ltd | Wind | Onshore wind turbines | No | 0 | 0 | 12 | data not applicable | data not applicable | No | 0 | 0 | 0 | data not applicable | data not applicable | No | 0 | 0 | 0 | Yes | Connected | 12 | 12.6 | 13.2632 | 0 | 0 | data not available | data not applicable | data not applicable | data not applicable | data not applicable | data not applicable | 43950 | data not available | N | N | data not available | N | 614526363 | data not available | 45470 | data not available | 710
1800061277037 | [5 empty] | data not applicable | Community Windpower | Sneddon Law Windfarm | Sneddon Law Off Hemphill Road | data not available | Moscow | East Ayrshire | KA4 8PP | Scotland | 249387 | 641441 | Kilmarnock Town | data not applicable | data not available | 33 | SP Distribution Ltd | Wind | Onshore wind turbines | No | 0 | 0 | 30 | data not applicable | data not applicable | No | 0 | 0 | 0 | data not applicable | data not applicable | No | 0 | 0 | 0 | Yes | Connected | 30 | 30 | 31.5789 | 0 | 0 | 44986 | data not applicable | data not applicable | data not applicable | data not applicable | data not applicable | data not available | data not available | N | N | data not available | N | 179416 | data not available | 44026 | data not available | 707
1800061281734 | [5 empty] | data not available | data not available | Camilla Energy Park Battery Storage | Camilla Farm | Auchtertool | Kirkcaldy | Fife | KY2 5XW | Scotland | 320876 | 692568 | Glenniston | data not applicable | data not available | 33 | SP Distribution Ltd | Stored Energy | Storage - Electrochemical (Batteries) | No | data not available | data not available | 50 | data not applicable | data not applicable | No | 0 | 0 | 0 | data not applicable | data not applicable | No | 0 | 0 | 0 | No | Connected | 50 | 49.95 | 52.5789 | 49.95 | 52.5789 | 45281 | data not applicable | data not applicable | data not applicable | data not applicable | data not applicable | 42745 | data not available | N | N | data not available | N | 217898 | data not available | 44965 | data not available | 180
2394000109226 | [5 empty] | Data Not Available | Lower Brighouse WTW | Lower Brighouse WTW | Lower Brighouse WTW | Cooper Bridge Road | Mirfield | West Yorkshire | WF14 0BS | England | 417906 | 420845 | Elland | Thornhill 132kV | Mirfield | 11 | Northern Powergrid (Yorkshire) plc | Fossil - Gas | Steam turbine (thermal power plant) | Yes | Data Not Applicable | Data Not Applicable | 1.5 | Data Not Available | Data Not Available | Data Not Available | Data Not Available | Data Not Available | Data Not Available | Data Not Available | Data Not Available | Data Not Available | Data Not Available | Data Not Available | Data Not Available | No | Connected | 1.5 | 1.5 | 1.579 | Data Not Available | Data Not Available | 2014-08-20 00:00:00 | Data Not Applicable | Data Not Applicable | 1.579 | Data Not Applicable | Data Not Applicable | Data Not Available | Data Not Available | Data Not Available | Data Not Available | Data Not Available | Data Not Available | Data Not Available | Data Not Available | 2017-03-08 | 53.68375931853539, -1.7303674267875315 |  | 2014-08-20 | Calderdale
1800061308216 | [5 empty] | data not applicable | Edf Energy Renewables (Formerly Partnerships For Renewables/Fauldhouse Wind Farm Llp) | West Benhar Wind Farm | West Benhar Wind Farm (North Of Rimmon Cottage) | Benhar Road | Shotts | North Lanarkshire | ML7 5TF | Scotland | 289560 | 661750 | Drumcross | data not applicable | data not available | 33 | SP Distribution Ltd | Wind | Onshore wind turbines | No | 0 | 0 | 28.8 | data not applicable | data not applicable | No | 0 | 0 | 0 | data not applicable | data not applicable | No | 0 | 0 | 0 | Yes | Connected | 28.8 | 28.8 | 30.3158 | 0 | 0 | 45274 | data not applicable | data not applicable | data not applicable | data not applicable | data not applicable | 43252 | data not available | N | N | data not available | N | 612834891 | data not available | 45330 | data not available | 791
1460002026765 | [5 empty] | 1460002026756 | Lower reule bioenergy ltd | Lower reule farm | Lower Reule Bioenergy Limited Brookfield Farm And Plant | Gnosall | Stafford | data not available | ST20 0BG | United Kingdom | 384433 | 319636 | Cellarhead 132Kv | Meaford C 132Kv S Stn | Gnosall 33 11Kv S Stn | 0.4 | National Grid Electricity Distribution (West Midlands) Plc | data not available | data not available | No | data not available | data not available | 0.8 | data not applicable | data not applicable | data not applicable | data not available | data not available | data not applicable | data not applicable | data not applicable | data not applicable | data not available | data not available | data not applicable | data not available | Connected | 0.8 | 1.33 | 1.4 | 0.095 | 0.1 | 40590 | data not applicable | data not applicable | data not applicable | data not applicable | data not applicable | data not applicable | data not applicable | data not available | data not available | data not available | data not available | data not available | data not available | 45750
1470000350159 | [5 empty] | 1470000350140 | Ludlow bioenergy ltd | Land off park lane woofferton | Land Adjacent Wofferton Sawmills | Wofferton | Wofferton | data not available | SY8 4AW | United Kingdom | 351462 | 268713 | Bishops Wood 132Kv S Stn | Hereford 66Kv S Stn | Woofferton 66 11Kv S Stn | 11 | National Grid Electricity Distribution (West Midlands) Plc | Biomass | Steam turbine (thermal power plant) | No | data not available | data not available | 1 | data not applicable | data not applicable | data not applicable | data not available | data not available | data not applicable | data not applicable | data not applicable | data not applicable | data not available | data not available | data not applicable | data not available | Connected | 1 | 0.95 | 1 | 0.19 | 0.2 | 41954 | data not applicable | data not applicable | data not applicable | data not applicable | data not applicable | data not applicable | data not applicable | data not available | data not available | data not available | data not available | data not available | data not available | 45750
1800061525561 | [5 empty] | data not applicable | Clean Earth Energy Ltd | Rigmuir Farm | Land at Rigmuir Farm | East Kilbride | East Kilbride | South Lanarkshire | G75 0QJ | Scotland | 267047 | 652510 | East Kilbride South | data not applicable | Jackton | 33 | SP Distribution Ltd | Wind | Onshore wind turbines | No | 0 | 0 | 11.4 | data not applicable | data not applicable | No | 0 | 0 | 0 | data not applicable | data not applicable | No | 0 | 0 | 0 | No | Connected | 11.4 | 11.4 | 12 | 0 | 0 | data not available | data not applicable | data not applicable | data not applicable | data not applicable | data not applicable | 44151 | data not available | N | N | data not available | Y | 614980905 | data not available | 44900 | data not available | 663
1891000007022 | [5 empty] | data not applicable | Drax Generation Enterprises Limited | Tongland | Tongland Power Station | data not available | Kirkcudbright | Dumfries and Galloway | DG6 4LZ | Scotland | 269469 | 553575 | Tongland | data not applicable | data not available | 11 | SP Distribution Ltd | Water | Hydro - Run of river | No | 0 | 0 | 33 | data not applicable | data not applicable | No | 0 | 0 | 0 | data not applicable | data not applicable | No | 0 | 0 | 0 | Yes | Connected | 33 | 33 | 34.7368 | 0 | 0 | 42461 | data not applicable | data not applicable | data not applicable | data not applicable | data not applicable | data not available | data not available | N | N | data not available | N | 612745368 | data not available | 44088 | data not available | 753
DATA NOT AVAILABLE | [5 empty] | 1600000048917 | LYNDSEY MOORE | BOLTON ROAD | PELHAM HOUSE, PELHAM DRIVE | CALDERBRIDGE | SEASCALE | CUMBRIA | CA20 1DB | ENGLAND | 303780 | 505753 | HARKER ENWL SGTS 1 2 3A 4 / HUTTON GSP GROUP | - | - | 132 | ELECTRICITY NORTH WEST LIMITED | FOSSIL - GAS | ENGINE (COMBUSTION / RECIPROCATING) | YES | 0 | 0 | 179 |  |  |  | 0 | 0 | 0 |  |  |  | 0 | 0 | 0 | NO | CONNECTED | 179 | 0 | 0 | 0.095 | 0.1 | 1995-03-01 |  |  |  | 0 | 0 |  |  | NO | NO |  |  |  |  | 2021-12-06 | 54.438047764162306, -3.48503362621325
1579999999927 | [5 empty] | Data Not Available | Lynemouth Power Station | Lynemouth Power Station | Lynemouth Power Station | Lynemouth | Ashington | Northumberland | NE63 9NW | England | 430428 | 590178 | Blyth 132kV | Lynemouth Power | Lynemouth Power Direct | 132 | Northern Powergrid (Northeast) plc | Biomass | Steam turbine (thermal power plant) | No | Data Not Applicable | Data Not Applicable | 399 | Data Not Available | Data Not Available | Data Not Available | Data Not Available | Data Not Available | Data Not Available | Data Not Available | Data Not Available | Data Not Available | Data Not Available | Data Not Available | Data Not Available | Yes | Connected | 399 | 380 | 400 | Data Not Available | Data Not Available | 2002-10-01 00:00:00 | Data Not Applicable | Data Not Applicable | 420 | Data Not Applicable | Data Not Applicable | Data Not Available | Data Not Available | Data Not Available | Data Not Available | Data Not Available | Data Not Available | Data Not Available | Data Not Available | 2017-03-08 | 55.20492544806106, -1.5234431600068452 |  | 2002-10-01 | Northumberland
data not available | [5 empty] | data not available | data not available | Aberangell Farm | data not available | data not available | data not available | data not available | data not available | Wales | data not available | data not available | MID WALES | data not available | data not available | 132 | SP Manweb plc | Solar | Photovoltaic | No | 0 | 0 | 16 | Stored Energy | Storage - Electrochemical (Batteries) | No | data not available | data not available | 50 | Wind | Onshore wind turbine | No | 0 | 0 | 84 | data not available | Accepted to Connect | data not applicable | data not applicable | data not applicable | data not applicable | data not applicable | data not applicable | 150 | 100 | 105.2632 | 50 | 52.6316 | 45365 | data not available | N | N | data not available | Y | 618897044 | data not available | 45532 | data not available | 54
data not available | [5 empty] | data not available | data not available | AGS Calderside Farm Solar | data not available | data not available | data not available | data not available | data not available | Scotland | 266564 | 655748 | Westburn Road | data not applicable | data not available | 33 | SP Distribution Ltd | Solar | Photovoltaic | No | 0 | 0 | 66.78 | data not applicable | data not applicable | No | 0 | 0 | 0 | data not applicable | data not applicable | No | 0 | 0 | 0 | No | Accepted to Connect | data not applicable | data not applicable | data not applicable | data not applicable | data not applicable | data not applicable | 66.78 | 63 | 66.3158 | 0 | 0 | 45096 | 46813 | data not available | data not available | data not available | Y | 618140546 | data not available | 45749 | data not available | 830
data not available | [5 empty] | data not available | Advanced Grid Solutions Ltd | AGS Coatbridge BESS | Palacecraig Street | Rosehall Industrial Estate | Coatbridge | North Lanarkshire | ML5 4RY | Scotland | 273345 | 663272 | Coatbridge | data not applicable | data not available | 33 | SP Distribution Ltd | Stored Energy | Storage - Electrochemical (Batteries) | No | data not available | data not available | 60 | data not applicable | data not applicable | No | 0 | 0 | 0 | data not applicable | data not applicable | No | 0 | 0 | 0 | No | Accepted to Connect | data not applicable | data not applicable | data not applicable | data not applicable | data not applicable | data not applicable | 60 | 60 | 63.1579 | 60 | 63.1579 | 45190 | 48395 | N | N | data not available | Y | 618619897 | data not available | 45426 | data not available | 46
1470001861437 | [5 empty] | 1422540000004 | Magna specialist confectioners ltd | Magna house | Special Confectioners Limited, Magna House | Stafford Park 3 | Telford | Shropshire | TF3 3BH | United Kingdom | 371485 | 308900 | Ironbridge 132Kv S Stn | Ketley 132Kv S Stn | Snedshill 33 11Kv S Stn | 11 | National Grid Electricity Distribution (West Midlands) Plc | Fossil - Gas | Engine (combustion / reciprocating) | No | data not available | data not available | 2.132 | data not applicable | data not applicable | data not applicable | data not available | data not available | data not applicable | data not applicable | data not applicable | data not applicable | data not available | data not available | data not applicable | data not available | Connected | 2.132 | 0.19 | 0.2 | 2.66 | 2.8 | 45223 | data not applicable | data not applicable | data not applicable | data not applicable | data not applicable | data not applicable | data not applicable | data not available | data not available | data not available | data not available | data not available | data not available | 45750
1800061175051 | [5 empty] | data not applicable | Malcolm J Hamilton & Sons | Duniface Farm Gas Generation (Leven Gas) | Duniface Farm | data not available | Windygates | Fife | KY8 5RH | Scotland | 335470 | 701230 | Leven | data not applicable | data not available | 33 | SP Distribution Ltd | Fossil - Gas | Gas turbine (OCGT) | No | 0 | 0 | 20.7 | data not applicable | data not applicable | No | 0 | 0 | 0 | data not applicable | data not applicable | No | 0 | 0 | 0 | Yes | Connected | 20.7 | 19.9 | 20.9474 | 0 | 0 | data not available | data not applicable | data not applicable | data not applicable | data not applicable | data not applicable | data not available | data not available | N | N | data not available | N | 256851 | data not available | 44088 | data not available | 280
data not available | [5 empty] | data not available | Aldi | Aldi Neston | Distribution Centre Neston | Distribution Centre Neston | Neston | Wirral | CH64 3TS | England | 329461 | 378875 | BIRKENHEAD | HESWALL GT1 / HOYLAKE GT2 / PRENTON GRID GT3 | GEC MARCONI T1 / MORGAN REFRACTORIES T1 / NESTON MAIN T1 | 11 | SP Manweb plc | Solar | Photovoltaic | No | 0 | 0 | 1 | data not applicable | data not applicable | No | 0 | 0 | 0 | data not applicable | data not applicable | No | 0 | 0 | 0 | data not available | Connected | 1 | 1 | 1.0526 | data not applicable | data not applicable | data not available | data not applicable | data not applicable | data not applicable | data not applicable | data not applicable | data not available | data not applicable | N | N | data not available | N | data not available | data not available | 44088 | data not available | 65
data not available | [5 empty] | data not applicable | O-I Glass Limited | Alloa Glass BESS | Kelliebank House | Glasshouse Loan | Alloa | Central & Fife | FK10 1NT | Scotland | 288108 | 692444 | Devonside | data not applicable | data not available | 33 | SP Distribution Ltd | Stored Energy | Storage - Electrochemical (Batteries) | No | data not available | data not available | 7.9 | data not applicable | data not applicable | No | 0 | 0 | 0 | data not applicable | data not applicable | No | 0 | 0 | 0 | Yes | Accepted to Connect | data not applicable | data not applicable | data not applicable | data not applicable | data not applicable | data not applicable | 7.9 | 0 | 0 | 7.9 | 7.9 | 45224 | 45930 | N | N | data not available | N | 618750055 | data not available | 45566 | data not available | 67
data not available | [5 empty] | data not applicable | data not available | Amazon Dunfermline PV | Amazon Way | data not available | Dunfermline | Central & Fife | KY11 8ST | Scotland | data not available | data not available | Inverkeithing | data not applicable | CALAIS (11kV) | 11 | SP Distribution Ltd | Solar | Photovoltaic | No | 0 | 0 | 1.122 | data not applicable | data not applicable | No | 0 | 0 | 0 | data not applicable | data not applicable | No | 0 | 0 | 0 | Yes | Connected | 1.122 | 0 | 0 | 0 | 0 | data not available | data not applicable | data not applicable | data not applicable | data not applicable | data not applicable | data not available | data not available | N | N | data not available | N | data not available | data not available | 45566 | data not available | 71
data not available | [5 empty] | data not applicable | Ardagh Glass Ltd | Ardagh Glass Solar | Portland Road | Industrial Estate | Irvine | North Ayrshire | KA12 8JE | Scotland | 231302 | 638056 | Kilwinning | data not applicable | IRVINE (11kV) | 11 | SP Distribution Ltd | Solar | Photovoltaic | No | 0 | 0 | 2 | data not applicable | data not applicable | No | 0 | 0 | 0 | data not applicable | data not applicable | No | 0 | 0 | 0 | Yes | Connected | 2 | 2 | 2.1053 | 0 | 0 | data not available | data not applicable | data not applicable | data not applicable | data not applicable | data not applicable | data not available | data not available | N | N | data not available | N | data not available | data not available | 45532 | data not available | 79
data not available | [5 empty] | data not available | Capbal Faune Limited | Ardoch Farm BESS | Ardoch Farm | data not available | Kilwinning | Ayrshire | KA13 7QJ | Scotland | 231200 | 644400 | Kilwinning | data not applicable | data not available | 33 | SP Distribution Ltd | Stored Energy | Storage - Electrochemical (Batteries) | No | data not available | data not available | 30.4 | data not applicable | data not applicable | No | 0 | 0 | 0 | data not applicable | data not applicable | No | 0 | 0 | 0 | No | Accepted to Connect | data not applicable | data not applicable | data not applicable | data not applicable | data not applicable | data not applicable | 30.4 | 27 | 28.4211 | 27 | 28.4211 | 44704 | 46142 | data not available | data not available | data not available | Y | 616852046 | data not available | 45701 | data not available | 83
data not available | [5 empty] | data not available | GPC Battery Limited | Ashton Road | Land at Ashton Road | data not available | Rutherglen | Glasgow City | G73 1UB | Scotland | 261301 | 662280 | Dalmarnock | data not applicable | data not available | 33 | SP Distribution Ltd | Stored Energy | Storage - Electrochemical (Batteries) | No | data not available | data not available | 50 | data not applicable | data not applicable | No | 0 | 0 | 0 | data not applicable | data not applicable | No | 0 | 0 | 0 | No | Accepted to Connect | data not applicable | data not applicable | data not applicable | data not applicable | data not applicable | data not applicable | 50 | 50 | 52.6316 | 50 | 52.6316 | 44961 | 47057 | N | N | data not available | Y | 617874348 | data not available | 45625 | data not available | 89
data not available | [5 empty] | data not available | Balbougie Energy Centre II Ltd | Balbougie Farm | Clockluine Road | Fife | Inverkeithing | Fife | KY11 7HS | Scotland | 314258 | 684199 | Inverkeithing | data not applicable | data not available | 33 | SP Distribution Ltd | Stored Energy | Storage - Electrochemical (Batteries) | No | data not available | data not available | 41.8 | data not applicable | data not applicable | No | 0 | 0 | 0 | data not applicable | data not applicable | No | 0 | 0 | 0 | No | Accepted to Connect | data not applicable | data not applicable | data not applicable | data not applicable | data not applicable | data not applicable | 41.8 | 42 | 44.2105 | 42 | 44.2105 | 44678 | 46112 | N | N | data not available | Y | 616841883 | data not available | 44889 | data not available | 105
data not available | [5 empty] | data not available | GPC Battery Limited | Bankhead Farm BESS | Land at Bankhead Farm | Near A908 Devon Village | Benview | Clackmanshire | FK10 3AS | Scotland | 289574 | 695400 | Devonside | data not applicable | data not available | 33 | SP Distribution Ltd | Stored Energy | Storage - Electrochemical (Batteries) | No | data not available | data not available | 25 | data not applicable | data not applicable | No | 0 | 0 | 0 | data not applicable | data not applicable | No | 0 | 0 | 0 | No | Accepted to Connect | data not applicable | data not applicable | data not applicable | data not applicable | data not applicable | data not applicable | 25 | 25 | 26.3158 | 25 | 26.3158 | 45240 | 47603 | N | N | data not available | Y | 618950158 | data not available | 45625 | data not available | 110
data not available | [5 empty] | data not available | EcoDev Group Ltd | Bankside Industrial Estate | Land behind Hayfield Road | data not available | Falkirk | Stirlingshire | FK2 7XF | Scotland | 289020 | 681419 | Bainsford | data not applicable | data not available | 33 | SP Distribution Ltd | Stored Energy | Storage - Electrochemical (Batteries) | No | data not available | data not available | 50 | data not applicable | data not applicable | No | 0 | 0 | 0 | data not applicable | data not applicable | No | 0 | 0 | 0 | No | Accepted to Connect | data not applicable | data not applicable | data not applicable | data not applicable | data not applicable | data not applicable | 50 | 43 | 45.2632 | 43 | 45.2632 | 44629 | 46172 | N | N | data not available | Y | 616982356 | data not available | 44861 | data not available | 111
data not available | [5 empty] | data not available | data not available | Bear Power, Weighbridge Road, Deeside | data not available | data not available | data not available | Wirral | data not available | England | 331452 | 371711 | CONNAHS QUAY / PENTIR / ST ASAPH (CONQ) | DEESIDE PK GRID GT1 / SIXTH AVE GRID GT1 | OPTICAL FIBRES T1 / SHOTWICK T1 / WALBRO T1 | 33 | SP Manweb plc | Fossil - Gas | Steam-gas turbine (CCGT) | No | 0 | 0 | 5.336 | data not applicable | data not applicable | No | 0 | 0 | 0 | data not applicable | data not applicable | No | 0 | 0 | 0 | data not available | Accepted to Connect | data not applicable | data not applicable | data not applicable | data not applicable | data not applicable | data not applicable | 5.336 | 5.336 | 5.6168 | data not applicable | data not applicable | data not available | data not available | N | N | data not available | Y | data not available | data not available | 45749 | data not available | 856
data not available | [5 empty] | data not available | Bearsden BESS Limited | Bearsden BESS (Cleddans Farm) | Land adj Clydebank & Dist Golf Club | Radnor Park | Glasgow | West Dunbartonshire | G81 5RA | Scotland | 262293 | 666375 | Kilbowie | data not applicable | Kilbowie GSP | 33 | SP Distribution Ltd | Stored Energy | Storage - Electrochemical (Batteries) | No | data not available | data not available | 71.875 | data not applicable | data not applicable | No | 0 | 0 | 0 | data not applicable | data not applicable | No | 0 | 0 | 0 | No | Accepted to Connect | data not applicable | data not applicable | data not applicable | data not applicable | data not applicable | data not applicable | 71.875 | 60 | 63.1579 | 60 | 63.1579 | 44804 | 48060 | N | N | data not available | Y | 617250635 | data not available | 44859 | data not available | 117
data not available | [5 empty] | data not available | Farm Energy Company | Berry BPI | Berry BPI Wind Farm | Lundholm Road | Stevenston | North Ayrshire | KA20 3NQ | Scotland | 224721 | 645343 | Saltcoats | data not applicable | STEVENSTON (11kV) | 11 | SP Distribution Ltd | Wind | Onshore wind turbines | No | 0 | 0 | 12.6 | data not applicable | data not applicable | No | data not available | data not available | 0 | data not applicable | data not applicable | No | 0 | 0 | 0 | No | Accepted to Connect | data not applicable | data not applicable | data not applicable | data not applicable | data not applicable | data not applicable | 12.6 | 10 | 10.5263 | 0 | 0 | 44279 | 46986 | N | N | data not available | Y | 615794945 | data not available | 44890 | data not available | 122
data not available | [5 empty] | data not available | Tyler Hill Renewables Limited | Berwick 40MW Solar Farm and BESS | Duns Road | data not available | Berwick-upon-Tweed | Northumberland | TD15 1UD | England | 398232 | 654225 | Berwick | data not applicable | data not available | 33 | SP Distribution Ltd | Stored Energy | Storage - Electrochemical (Batteries) | No | 0 | 0 | 40 | Solar | Photovoltaic | No | 0 | 0 | 40 | data not applicable | data not applicable | No | 0 | 0 | 0 | No | Accepted to Connect | data not applicable | data not applicable | data not applicable | data not applicable | data not applicable | data not applicable | 80 | 40 | 42.1053 | 40 | 42.1053 | 45180 | 47998 | N | N | data not available | Y | 619359423 | data not available | 45707 | data not available | 123
1023514116707 | [6 empty] | MARCH ENERGY LTD | MARCH LANDFILL SITE |  |  | March | Cambs | PE15 8QN | England | 541030 | 298830 | Walpole | March Grid 33kV | March Primary 11kV | 11 | Eastern Power Networks (EPN) | Biofuel - Landfill gas | Engine (combustion / reciprocating) |  |  |  | 1.006 | [12 empty] | No | Connected | 1.006 | 1.006 | 1.059 |  |  | 2002-02-09 | [13 empty] | 2024-11-14 | -0.054529 | 51.8157 | 51.8157268816732, -0.054528828318992 | EPN-S0000000H7147 | Biogas
data not available | [5 empty] | data not available | data not available | Bluefield Energy (Booths Lane) | data not available | data not available | data not available | Cheshire | data not available | England | 372743 | 363421 | CARRINGTON / FIDDLERS FERRY | ELWORTH GT1 / ELWORTH GT2 / KNUTSFORD GT1 / KNUTSFORD GT2 | data not available | 33 | SP Manweb plc | Stored Energy | Storage - Electrochemical (Batteries) | No | data not available | data not available | 20 | data not applicable | data not applicable | No | 0 | 0 | 0 | data not applicable | data not applicable | No | 0 | 0 | 0 | data not available | Accepted to Connect | data not applicable | data not applicable | data not applicable | data not applicable | data not applicable | data not applicable | 20 | 20 | 21.0526 | 20 | 21.0526 | data not available | data not available | N | N | data not available | Y | data not available | data not available | 45749 | data not available | 858
data not available | [5 empty] | data not available | ADD Renewables No2 Limited | Bootle Data Centre Local | Bootle Data Centre | Bootle Data Centre | Bootle | Merseyside | data not available | England | 335820 | 397685 | KIRKBY | AINTREE GT1 / FORMBY GT2A / LITHERLAND GT1B | ALMONDS TURN T1 / ATLANTIC COMPLEX T1 / GIRO T1 / MIDLAND BANK T1 / NETHERTON T1 | 33 | SP Manweb plc | Stored Energy | Storage - Electrochemical (Batteries) | No | data not available | data not available | 3 | data not applicable | data not applicable | No | 0 | 0 | 0 | data not applicable | data not applicable | No | 0 | 0 | 0 | data not available | Accepted to Connect | data not applicable | data not applicable | data not applicable | data not applicable | data not applicable | data not applicable | 3 | 3 | 3.1579 | 5 | 5.2632 | data not available | data not available | N | N | data not available | Y | data not available | data not available | 45749 | data not available | 861
data not available | [5 empty] | data not available | Bluestone Energy Ltd | Bradley Orchard Farm BESS | Bradley Orchard Farm | Bradley Lane | Frodsham | Wirral | WA6 7ET | England | 353860 | 378845 | MERSEY A | data not available | data not available | 132 | SP Manweb plc | Stored Energy | Storage - Electrochemical (Batteries) | No | data not available | data not available | 98 | data not applicable | data not applicable | No | 0 | 0 | 0 | data not applicable | data not applicable | No | 0 | 0 | 0 | data not available | Accepted to Connect | data not applicable | data not applicable | data not applicable | data not applicable | data not applicable | data not applicable | 98 | 98 | 103.1579 | 98 | 103.1579 | 45308 | 46770 | N | N | data not available | Y | 618925858 | data not available | 45433 | data not available | 137
data not available | [5 empty] | data not available | data not available | Brickfields (Prenton Dell Storage-FWS Melford Drive) | data not available | data not available | data not available | Wirral | data not available | England | 329694 | 384799 | BIRKENHEAD | data not available | data not available | 132 | SP Manweb plc | Stored Energy | Storage - Electrochemical (Batteries) | No | data not available | data not available | 99.9 | data not applicable | data not applicable | No | 0 | 0 | 0 | data not applicable | data not applicable | No | 0 | 0 | 0 | data not available | Accepted to Connect | data not applicable | data not applicable | data not applicable | data not applicable | data not applicable | data not applicable | 99.9 | 99.9 | 105.1579 | 99.9 | 105.1579 | data not available | data not available | N | N | data not available | Y | data not available | data not available | 45749 | data not available | 864
2394000135305 | [5 empty] | Data Not Available | Marden Power Plant | Marden Power Plant | Bessemer Way | Sawcliffe Industrial Estate | Scunthorpe | Lincolnshire | DN15 8XE | England | 489651 | 412583 | Keadby | Scunthorpe North | Marden Power | 33 | Northern Powergrid (Yorkshire) plc | Fossil - Gas | Engine (combustion / reciprocating) | No | Data Not Applicable | Data Not Applicable | 20 | Data Not Available | Data Not Available | Data Not Available | Data Not Available | Data Not Available | Data Not Available | Data Not Available | Data Not Available | Data Not Available | Data Not Available | Data Not Available | Data Not Available | No | Connected | 20 | 20 | 21.053 | Data Not Available | Data Not Available | 2017-10-07 00:00:00 | Data Not Applicable | Data Not Applicable | 21.053 | Data Not Applicable | Data Not Applicable | 2016-06-13 00:00:00 | Data Not Available | Data Not Available | Data Not Available | Data Not Available | Data Not Available | Data Not Available | Data Not Available | 2017-03-08 | 53.60215254861549, -0.6466780245353158 | 2016-06-13 | 2017-10-07 | North Lincolnshire
data not available | [5 empty] | data not available | RWE Ltd | Bridgewater Paper 2 | Bridgewater Paper | North Road | Ellesmere Port | Wirral | CH65 1AF | England | 339131 | 378395 | CAPENHURST | data not available | data not available | 132 | SP Manweb plc | Fossil - Gas | Steam-gas turbine (CCGT) | No | 0 | 0 | 90 | data not applicable | data not applicable | No | 0 | 0 | 0 | data not applicable | data not applicable | No | 0 | 0 | 0 | data not available | Accepted to Connect | data not applicable | data not applicable | data not applicable | data not applicable | data not applicable | data not applicable | 90 | 90 | 94.7368 | 0 | 0 | 44516 | 45199 | N | N | data not available | N | 616593671 | data not available | 45625 | data not available | 145
data not available | [5 empty] | data not applicable | data not available | Broomfield Wind Cluster | Broomfield Road | data not available | Netherburn | South Lanarkshire | ML9 3PP | Scotland | 277803 | 647459 | Wishaw | data not applicable | LARKHALL (11kV) | 11 | SP Distribution Ltd | Wind | Onshore wind turbines | No | 0 | 0 | 1 | data not applicable | data not applicable | No | 0 | 0 | 0 | data not applicable | data not applicable | No | 0 | 0 | 0 | Yes | Connected | 1 | 1 | 1.0526 | 0 | 0 | data not available | data not applicable | data not applicable | data not applicable | data not applicable | data not applicable | data not available | data not available | N | N | data not available | N | data not available | data not available | 44057 | data not available | 149
data not available | [5 empty] | data not available | Suncredit | Bubney Farm | Bubney Farm Solar | Grindley Brook | Whitchurch | Dee Valley and Mid Wales | SY13 4QH | Wales | 352220 | 342885 | LEGACY | LEGACY LOCAL GT2 / NEWTOWN GT2 / OSWESTRY GT5 / OSWESTRY GT8 / WELSHPOOL GT1 / WHITCHURCH GT1 | data not available | 33 | SP Manweb plc | Solar | Photovoltaic | No | 0 | 0 | 30 | data not applicable | data not applicable | No | 0 | 0 | 0 | data not applicable | data not applicable | No | 0 | 0 | 0 | data not available | Connected | 30 | 30 | 31.5789 | data not applicable | data not applicable | data not available | data not applicable | data not applicable | data not applicable | data not applicable | data not applicable | data not available | data not applicable | N | N | data not available | N | 614997163 | data not available | 45625 | data not available | 158
2100041327882 | [5 empty] | 2100041327873 | Margam green energy limited | Western wood biomass 2 | Western Wood 2;Biomass Generation | Heol Cae'R-Bont | Port talbot | data not available | SA13 2NS | United Kingdom | 279198 | 186292 | Pyle Grid | Pyle Bsp | Pyle Primary | 132 | National Grid Electricity Distribution (South Wales) Plc | Biomass | Steam turbine (thermal power plant) | No | data not available | data not available | 48.96 | data not applicable | data not applicable | data not applicable | data not available | data not available | data not applicable | data not applicable | data not applicable | data not applicable | data not available | data not available | data not applicable | data not available | Connected | 48.96 | 44.5996 | 46.947 | 3.8 | 4 | 41540 | data not applicable | data not applicable | data not applicable | data not applicable | data not applicable | data not applicable | data not applicable | data not available | data not available | data not available | data not available | data not available | data not available | 45750
data not available | [5 empty] | data not available | Burbo BaNok | Burbo Bank | N/A | N/A | Liverpool | Wirral | CH43 E3Q | England | 329901 | 391199 | BIRKENHEAD | data not available | data not available | 132 | SP Manweb plc | Wind | Offshore wind turbines | No | 0 | 0 | 90 | data not applicable | data not applicable | No | 0 | 0 | 0 | data not applicable | data not applicable | No | 0 | 0 | 0 | data not available | Connected | 90 | 90 | 94.7368 | data not applicable | data not applicable | data not available | data not applicable | data not applicable | data not applicable | data not applicable | data not applicable | 43571 | data not applicable | N | N | data not available | N | 614114579 | data not available | 44146 | data not available | 162
data not available | [5 empty] | data not available | Broad Energy Wales Ltd | Buttington Quarry | Criggion Lane Trewern To Buttington Cross | Buttington | Welshpool | Dee Valley and Mid Wales | SY21 8SZ | Wales | 326440 | 309818 | LEGACY | LEGACY LOCAL GT2 / NEWTOWN GT2 / OSWESTRY GT5 / OSWESTRY GT8 / WELSHPOOL GT1 / WHITCHURCH GT1 | data not available | 33 | SP Manweb plc | Fossil - Gas | Steam-gas turbine (CCGT) | No | 0 | 0 | 12.5 | data not applicable | data not applicable | No | 0 | 0 | 0 | data not applicable | data not applicable | No | 0 | 0 | 0 | data not available | Accepted to Connect | data not applicable | data not applicable | data not applicable | data not applicable | data not applicable | data not applicable | 12.5 | 12.5 | 13.1579 | data not applicable | data not applicable | 43448 | 44865 | N | N | data not available | N | 613949025 | data not available | 44088 | data not available | 168
1640000611646 | [5 empty] | 1620000216121 | MARKS & SPENCER PLC | 7 MARKET STREET | 7 MARKET STREET |  | MANCHESTER | GREATER MANCHESTER | M1 1WT | ENGLAND | 383899 | 398562 | WHITEGATE GSP | RED BANK | CANNON ST | 6.6 | ELECTRICITY NORTH WEST LIMITED | FOSSIL - OIL | ENGINE (COMBUSTION / RECIPROCATING) | YES | 0 | 0 | 2.16 |  |  |  | 0 | 0 | 0 |  |  |  | 0 | 0 | 0 | NO | CONNECTED | 2.16 | 1.7014 | 1.791 | 3.325 | 3.5 | 2012-08-01 |  |  |  | 0 | 0 |  |  | NO | NO |  |  |  |  | 2021-12-06 | 53.48352659394565, -2.244098889919076
data not available | [5 empty] | data not available | Aura Power BESS | Capenhurst BSS | Capenhurst Lane | data not available | Capenhurst | Wirral | CH1 6HE | England | 337434 | 374069 | CAPENHURST | data not available | data not available | 132 | SP Manweb plc | Stored Energy | Storage - Electrochemical (Batteries) | No | data not available | data not available | 99 | data not applicable | data not applicable | No | 0 | 0 | 0 | data not applicable | data not applicable | No | 0 | 0 | 0 | data not available | Accepted to Connect | data not applicable | data not applicable | data not applicable | data not applicable | data not applicable | data not applicable | 99 | 99 | 104.2105 | 99 | 104.2105 | 44489 | data not available | N | N | data not available | Y | 616291936 | data not available | 44917 | data not available | 182
1200062237367 | [6 empty] | Marks & Spencers | Marks & Spencers | WATERSIDE HOUSE | 35 NORTH WHARF ROAD | Paddington | LONDON | W2 1NW | England | 526715 | 181542 | St Johns Wood 132kV | - | Duke St B 11kV | 11 | London Power Networks (LPN) | Fossil - Oil | Engine (combustion / reciprocating) |  |  |  | 1.6 | [12 empty] | No | Connected | 1.6 | 1.6 | 2 |  |  | 2017-01-19 | [13 empty] | 2021-12-14 | -0.26169 | 51.5359 | 51.5359261671617, -0.261689836853053 | LPN-S000000000240 | Fossil fuel
data not available | [5 empty] | data not available | data not available | Carnedd Wen | data not available | data not available | data not available | Mid Wales Hub | data not available | data not available | 294600 | 305100 | MID WALES HUB (TBC) | data not available | data not available | 132 | SP Manweb plc | Wind | Onshore wind turbines | No | 0 | 0 | 150 | data not applicable | data not applicable | No | 0 | 0 | 0 | data not applicable | data not applicable | No | 0 | 0 | 0 | data not available | Accepted to Connect | data not applicable | data not applicable | data not applicable | data not applicable | data not applicable | data not applicable | 150 | 150 | 157.8947 | data not applicable | data not applicable | data not available | data not available | N | N | data not available | Y | data not available | data not available | 45749 | data not available | 872
data not available | [5 empty] | data not available | Amegni Renewables Ltd | Carno III | Carno Wind Farm Extension Phase 3 | Trefeglwys | Carno | Dee Valley and Mid Wales | SY19 | Wales | 293377 | 295998 | LEGACY | CARNO | data not available | 33 | SP Manweb plc | Wind | Onshore wind turbines | No | 0 | 0 | 45 | data not applicable | data not applicable | No | 0 | 0 | 0 | data not applicable | data not applicable | No | 0 | 0 | 0 | data not available | Accepted to Connect | data not applicable | data not applicable | data not applicable | data not applicable | data not applicable | data not applicable | 45 | 45 | 47.3684 | data not applicable | data not applicable | 44138 | data not available | N | N | data not available | Y | 613442772 | data not available | 45625 | data not available | 190
data not available | [5 empty] | data not applicable | Our Footprints Ltd | Carron Valley (Cairnoch Hill) | Cairnoch Hill Wind Farm | Carron Valley | Stirling | Stirlingshire | FK7 9QX | Scotland | 269965 | 685710 | Stirling | data not applicable | data not available | 33 | SP Distribution Ltd | Wind | Onshore wind turbines | No | 0 | 0 | 29.99 | data not applicable | data not applicable | No | 0 | 0 | 0 | data not applicable | data not applicable | No | 0 | 0 | 0 | No | Accepted to Connect | data not applicable | data not applicable | data not applicable | data not applicable | data not applicable | data not applicable | 29.99 | 29.99 | 31.5684 | 0 | 0 | 44663 | 47238 | N | N | data not available | Y | 616650982 | data not available | 44889 | data not available | 191
data not available | [5 empty] | data not available | GRENERGY RENEWABLES UK LIMITED | Castlehill Road BESS | Castlehill Rd | data not available | Wishaw | Lanarkshire | ML2 0LR | Scotland | 279345 | 653815 | Wishaw | data not applicable | data not available | 33 | SP Distribution Ltd | Stored Energy | Storage - Electrochemical (Batteries) | No | data not available | data not available | 50 | data not applicable | data not applicable | No | 0 | 0 | 0 | data not applicable | data not applicable | No | 0 | 0 | 0 | Yes | Accepted to Connect | data not applicable | data not applicable | data not applicable | data not applicable | data not applicable | data not applicable | 50 | 49.9 | 52.5263 | 49.9 | 52.5263 | 45552 | 47756 | N | N | data not available | Y | 619689386 | data not available | 45566 | data not available | 194
data not available | [5 empty] | data not available | Cathkin Energy Storage Ltd | Cathkin BESS | Highflat Farm, | East Kilbride | East Kilbride | South Lanarkshire | G76 9EU | Scotland | 262472 | 656979 | East Kilbride | data not applicable | data not available | 33 | SP Distribution Ltd | Stored Energy | Storage - Electrochemical (Batteries) | No | data not available | data not available | 50 | data not applicable | data not applicable | No | 0 | 0 | 0 | data not applicable | data not applicable | No | 0 | 0 | 0 | Yes | Accepted to Connect | data not applicable | data not applicable | data not applicable | data not applicable | data not applicable | data not applicable | 50 | 49.9 | 52.5263 | 49.9 | 52.5263 | 44525 | 45868 | N | N | data not available | Y | 619119083 | data not available | 45013 | data not available | 196
data not available | [5 empty] | data not available | AtoNo ENoergy DevelopmeNot Ltd | Chester Battery | N/A | N/A | data not available | Wirral | data not available | England | 339072 | 369160 | CAPENHURST | CHESTER MAIN GT4 / CRANE BANK GT1 / GUILDEN SUTTON GT1 / SALTNEY G2A | data not available | 33 | SP Manweb plc | Stored Energy | Storage - Electrochemical (Batteries) | No | data not available | data not available | 25 | data not applicable | data not applicable | No | 0 | 0 | 0 | data not applicable | data not applicable | No | 0 | 0 | 0 | data not available | Accepted to Connect | data not applicable | data not applicable | data not applicable | data not applicable | data not applicable | data not applicable | 25 | 25 | 26.3158 | 10 | 10.5263 | data not available | data not available | N | N | data not available | Y | data not available | data not available | 45749 | data not available | 876
data not available | [5 empty] | data not available | Renewables North West | Clifton La | Land between Cholmondeley Road and M56 | Beechwood | Runcorn | Wirral | WA7 4XT | England | 352767 | 379670 | MERSEY A | data not available | data not available | 132 | SP Manweb plc | Stored Energy | Storage - Electrochemical (Batteries) | No | data not available | data not available | 150 | data not applicable | data not applicable | No | 0 | 0 | 0 | data not applicable | data not applicable | No | 0 | 0 | 0 | data not available | Accepted to Connect | data not applicable | data not applicable | data not applicable | data not applicable | data not applicable | data not applicable | 150 | 150 | 157.8947 | 150 | 157.8947 | 44761 | 47058 | N | N | data not available | Y | 617291450 | data not available | 45625 | data not available | 216
1574200367020 | [5 empty] | 1592001051085 | Marlow Foods | Marlow Foods | Marlow Foods Ltd | Station Road | Middlesbrough | North Yorkshire | TS9 7AB | England | 453091 | 507557 | Norton | Norton 132/11kV | Norton 132/11kV Direct | 11 | Northern Powergrid (Northeast) plc | Fossil - Gas | Engine (combustion / reciprocating) | Yes | Data Not Applicable | Data Not Applicable | 2.5 | Data Not Available | Data Not Available | Data Not Available | Data Not Available | Data Not Available | Data Not Available | Data Not Available | Data Not Available | Data Not Available | Data Not Available | Data Not Available | Data Not Available | No | Connected | 2.5 | 0.25 | 0.263 | Data Not Available | Data Not Available | 2023-11-07 00:00:00 | Data Not Applicable | Data Not Applicable | 2.632 | Data Not Applicable | Data Not Applicable | 2022-12-28 00:00:00 | Data Not Available | Data Not Available | Data Not Available | Data Not Available | Data Not Available | Data Not Available | Data Not Available | 2023-09-07 | 54.460626887508276, -1.1825193840507882 | 2022-12-28 | 2023-11-07 | North Yorkshire
data not available | [5 empty] | data not available | data not available | Crookedstone Farm PV | data not available | data not available | data not available | data not available | data not available | Scotland | 272455 | 649625 | Strathaven | data not applicable | data not available | 33 | SP Distribution Ltd | Solar | Photovoltaic | No | 0 | 0 | 49.9 | data not applicable | data not applicable | No | 0 | 0 | 0 | data not applicable | data not applicable | No | 0 | 0 | 0 | No | Accepted to Connect | data not applicable | data not applicable | data not applicable | data not applicable | data not applicable | data not applicable | 49.9 | 49.9 | 52.5263 | 0.1 | 0.10526 | data not available | 47087 | data not available | data not available | data not available | Y | 620248124 | data not available | 45749 | data not available | 834
data not available | [5 empty] | data not available | Stephenson Halliday | Crumps Yard | Crumps Yard | Dock Road, Connors Quay | Deeside | Dee Valley and Mid Wales | CH5 4DS | Wales | 329740 | 369687 | CONNAHS QUAY / PENTIR / ST ASAPH (CONQ) | CASTLE CEMENT GT1 / HAWARDEN GT1 / SALTNEY GT1 / SALTNEY G2B | CONNAHS QUAY LOCAL T1 / CONNAHS QUAY LOCAL T2 / HAWARDEN T1 / KING GEORGE ST T1 | 33 | SP Manweb plc | Solar | Photovoltaic | No | 0 | 0 | 1.5 | data not applicable | data not applicable | No | 0 | 0 | 0 | data not applicable | data not applicable | No | 0 | 0 | 0 | data not available | Connected | 1.5 | 1.5 | 1.5789 | 0 | 0 | data not available | data not applicable | data not applicable | data not applicable | data not applicable | data not applicable | 43297 | data not applicable | N | N | data not available | N | 613165466 | data not available | 44026 | data not available | 233
data not available | [5 empty] | data not available | data not available | Cryers Lane BSS 1 | data not available | data not available | data not available | Wirral | data not available | England | data not available | data not available | FROD / INCE (INCE) | ELLESMERE PORT GT2 / INCE LOCAL GT3 | data not available | 33 | SP Manweb plc | Stored Energy | Storage - Electrochemical (Batteries) | No | data not available | data not available | 4.5 | data not applicable | data not applicable | No | 0 | 0 | 0 | data not applicable | data not applicable | No | 0 | 0 | 0 | data not available | Accepted to Connect | data not applicable | data not applicable | data not applicable | data not applicable | data not applicable | data not applicable | 4.5 | 20 | 21.0526 | 4.5 | 4.7368 | data not available | data not available | N | N | data not available | Y | data not available | data not available | 45749 | data not available | 882
data not available | [5 empty] | data not applicable | Culraven solar Ltd | Culraven Solar (High Nunton) | Pv Plant | Culraven | Kirkcudbright | Dumfries and Galloway | DG6 4SU | Scotland | 264702 | 550399 | Tongland | data not applicable | data not available | 33 | SP Distribution Ltd | Stored Energy | Storage - Electrochemical (Batteries) | No | 0 | 0 | 19.88 | Solar | Photovoltaic | No | 0 | 0 | 49.88 | data not applicable | data not applicable | No | 0 | 0 | 0 | Yes | Accepted to Connect | data not applicable | data not applicable | data not applicable | data not applicable | data not applicable | data not applicable | 49.88 | 29.9 | 31.4737 | 20 | 21.0526 | data not available | 46630 | N | N | data not available | N | 620497177 | data not available | 44088 | data not available | 236
data not available | [5 empty] | data not available | data not available | Culraven Solar (High Nunton) PV | data not available | data not available | data not available | data not available | data not available | Scotland | 264702 | 550399 | Tongland | data not applicable | data not available | 33 | SP Distribution Ltd | Solar | Photovoltaic | No | 0 | 0 | 30 | data not applicable | data not applicable | No | 0 | 0 | 0 | data not applicable | data not applicable | No | 0 | 0 | 0 | Yes | Accepted to Connect | data not applicable | data not applicable | data not applicable | data not applicable | data not applicable | data not applicable | 30 | 29.9 | 31.4737 | 0 | 0 | data not available | 46630 | data not available | data not available | data not available | N | data not available | data not available | 45749 | data not available | 835
data not available | [5 empty] | data not available | RWE | Cwm Dyli | Cwm Dyli | Nant Gwynant | Beddgelert | North Wales | LL55 4NW | Wales | 265323 | 353974 | TRAWSFYNYDD | FOUR CROSSES GT2 / MAENTWROG GT1 / MAENTWROG GT2 | data not available | 33 | SP Manweb plc | Stored Energy | Storage - Mechanical - Pumped Hydro | No | data not available | data not available | 10.2 | data not applicable | data not applicable | No | 0 | 0 | 0 | data not applicable | data not applicable | No | 0 | 0 | 0 | data not available | Connected | 10.2 | 10.2 | 10.7368 | data not applicable | data not applicable | data not available | data not applicable | data not applicable | data not applicable | data not applicable | data not applicable | data not available | data not applicable | N | N | data not available | N | 614890704 | data not available | 44088 | data not available | 237
data not available | [5 empty] | data not available | data not available | Cwm Rheidol | Cwm Rheidol | data not available | Aberystwyth | Dee Valley and Mid Wales | SY23 3NF | Wales | 270830 | 279290 | SWANSEA NORTH | ABERYSTWYTH GT2 / RHYDLYDAN GT1 | RHYDLYDAN T2 | 33 | SP Manweb plc | Stored Energy | Storage - Mechanical - Pumped Hydro | No | data not available | data not available | 1 | data not applicable | data not applicable | No | 0 | 0 | 0 | data not applicable | data not applicable | No | 0 | 0 | 0 | data not available | Connected | 1 | 1 | 1.0526 | data not applicable | data not applicable | data not available | data not applicable | data not applicable | data not applicable | data not applicable | data not applicable | data not available | data not applicable | N | N | data not available | N | 613682327 | data not available | 44088 | data not available | 238
data not available | [5 empty] | data not available | data not available | D/G 5MW Porthmadog | data not available | data not available | data not available | North Wales | data not available | Wales | 255965 | 339318 | TRAWSFYNYDD | FOUR CROSSES GT2 / MAENTWROG GT1 / MAENTWROG GT2 | PORTHMADOG T1 / T2 | 33 | SP Manweb plc | Fossil - Gas | Steam-gas turbine (CCGT) | No | 0 | 0 | 5 | data not applicable | data not applicable | No | 0 | 0 | 0 | data not applicable | data not applicable | No | 0 | 0 | 0 | data not available | Accepted to Connect | data not applicable | data not applicable | data not applicable | data not applicable | data not applicable | data not applicable | 5 | 5 | 5.2632 | data not applicable | data not applicable | data not available | data not available | N | N | data not available | Y | data not available | data not available | 45749 | data not available | 884
data not available | [5 empty] | data not applicable | data not available | Dean foods Wind | Strathore Farm | Strathore Road | Thornton | Fife | KY1 4DX | Scotland | 326978 | 697298 | Redhouse | data not applicable | REDHOUSE (11kV) | 11 | SP Distribution Ltd | Wind | Onshore wind turbines | No | 0 | 0 | 1.5 | data not applicable | data not applicable | No | 0 | 0 | 0 | data not applicable | data not applicable | No | 0 | 0 | 0 | Yes | Connected | 1.5 | 1.5 | 1.5789 | 0 | 0 | data not available | data not applicable | data not applicable | data not applicable | data not applicable | data not applicable | data not available | data not available | N | N | data not available | N | data not available | data not available | 44057 | data not available | 248
data not available | [5 empty] | data not applicable | ASA Energy Developments Limited | Depot Wind Farm | Depot Wind Farm Energy Station | Eastfield | Harthill | North Lanarkshire | ML7 5PL | Scotland | 289813 | 625960 | Newarthill | data not applicable | data not available | 33 | SP Distribution Ltd | Wind | Onshore wind turbines | No | 0 | 0 | 21 | data not applicable | data not applicable | No | 0 | 0 | 0 | data not applicable | data not applicable | No | 0 | 0 | 0 | No | Accepted to Connect | data not applicable | data not applicable | data not applicable | data not applicable | data not applicable | data not applicable | 21 | 20 | 21.0526 | 0 | 0 | 45314 | 46843 | N | N | data not available | Y | 618726301 | data not available | 45330 | data not available | 250
data not available | [5 empty] | data not applicable | Wind Estate (UK) Limited | Dewshill Wind Farm | Dewshill Farm | Salsburgh | Shotts | North Lanarkshire | ML7 4NY | Scotland | 285341 | 664867 | Newarthill | data not applicable | data not available | 33 | SP Distribution Ltd | Wind | Onshore wind turbines | No | 0 | 0 | 10.6 | data not applicable | data not applicable | No | 0 | 0 | 0 | data not applicable | data not applicable | No | 0 | 0 | 0 | Yes | Accepted to Connect | data not applicable | data not applicable | data not applicable | data not applicable | data not applicable | data not applicable | 10.6 | 10.6 | 11.1579 | 0 | 0 | 44746 | 46206 | N | N | data not available | Y | 617265950 | data not available | 45707 | data not available | 252
data not available | [5 empty] | data not applicable | Diageo Great Britain Limited | Diageo Solar | Diageo Global Supply | Windygates Road | Leven | Fife | KY8 4AU | Scotland | 336824 | 701269 | Leven | data not applicable | LEVEN (11kV) | 11 | SP Distribution Ltd | Solar | Photovoltaic | No | 0 | 0 | 4.1 | data not applicable | data not applicable | No | 0 | 0 | 0 | data not applicable | data not applicable | No | 0 | 0 | 0 | Yes | Connected | 4.1 | 4.1 | 4.3158 | 0 | 0 | data not available | data not applicable | data not applicable | data not applicable | data not applicable | data not applicable | 44278 | data not available | N | N | data not available | N | 615554083 | data not available | 45330 | data not available | 254
1050000496725 | [6 empty] | Matrix Networks Limited | SCOTTOW RD, AD PLANT |  |  | Norwich | Norfolk | NR10 5DP | England | 626600 | 324300 | Norwich Main | Thorpe Grid 33kV | Scottow Primary 11kV | 11 | Eastern Power Networks (EPN) | Biomass | Steam turbine (thermal power plant) |  |  |  | 2.8 | [12 empty] | No | Connected | 2.8 | 2.8 | 2.947 |  |  | 2014-01-01 | [13 empty] | 2022-06-16 | 0.011102 | 51.7615 | 51.7614780501843, 0.0111020656043869 | EPN-S0000000H7052 | Biogas
data not available | [5 empty] | data not available | data not available | Dock Yard Power, Oil Sites Road, Ellesmere Port, Cheshire West & Ches, CH65 4EF | data not available | data not available | data not available | Dee Valley and Mid Wales | data not available | Wales | data not available | data not available | TRAWSFYNYDD | FOUR CROSSES GT2 / MAENTWROG GT1 / MAENTWROG GT2 | BOWATER CONTAINERS T1 / ELLESMERE PORT LOCAL T1 / HH ROBERTSONS T1 / MOBIL OIL (E PORT) T1 / WHITBY MAIN T1 | 33 | SP Manweb plc | Fossil - Gas | Steam-gas turbine (CCGT) | No | 0 | 0 | 2.5 | data not applicable | data not applicable | No | 0 | 0 | 0 | data not applicable | data not applicable | No | 0 | 0 | 0 | data not available | Accepted to Connect | data not applicable | data not applicable | data not applicable | data not applicable | data not applicable | data not applicable | 2.5 | 2.5 | 2.6316 | data not applicable | data not applicable | data not available | data not available | N | N | data not available | Y | data not available | data not available | 45749 | data not available | 885
data not available | [5 empty] | data not available | RWE INNOGY UK | Dolgarrog | Dolgarrog Power Station | Dolgarrog | Dolgarrog | North Wales | LL32 8QE | Wales | 277051 | 367652 | CONNAHS QUAY / PENTIR / ST ASAPH (PENT) | COLWYN BAY GT1 / COLWYN BAY GT2 / DOLGARROG GT2 | data not available | 33 | SP Manweb plc | Stored Energy | Storage - Mechanical - Pumped Hydro | No | data not available | data not available | 39 | data not applicable | data not applicable | No | 0 | 0 | 0 | data not applicable | data not applicable | No | 0 | 0 | 0 | data not available | Connected | 39 | 39 | 41.0526 | data not applicable | data not applicable | data not available | data not applicable | data not applicable | data not applicable | data not applicable | data not applicable | data not available | data not applicable | N | N | data not available | N | 613597568 | data not available | 44088 | data not available | 261
data not available | [5 empty] | data not available | Ørsted | Dong | Griffiths Road | Lostock Gralam | Northwich | Cheshire | CW9 7TD | England | 368027 | 374164 | CARRINGTON / FIDDLERS FERRY | WADE T1 / WADE T2 | data not available | 132 | SP Manweb plc | Waste | Engine (combustion / reciprocating) | Yes | 0 | 0 | 6 | data not applicable | data not applicable | No | 0 | 0 | 0 | data not applicable | data not applicable | No | 0 | 0 | 0 | data not available | Connected | 6 | 6 | 6.3158 | data not applicable | data not applicable | data not available | data not applicable | data not applicable | data not applicable | data not applicable | data not applicable | 43892 | data not applicable | N | N | data not available | N | 614948872 | data not available | 44088 | data not available | 263
data not available | [5 empty] | data not available | Bluestone Energy Ltd | Dougliehill BESS | Dougliehill WTW | Dougliehill Road | Port Glasgow | Inverclyde | PA14 5DN | Scotland | 230739 | 673607 | Devol Moor | data not applicable | data not available | 33 | SP Distribution Ltd | Stored Energy | Storage - Electrochemical (Batteries) | No | data not available | data not available | 62.916 | data not applicable | data not applicable | No | 0 | 0 | 0 | data not applicable | data not applicable | No | 0 | 0 | 0 | No | Accepted to Connect | data not applicable | data not applicable | data not applicable | data not applicable | data not applicable | data not applicable | 62.916 | 49 | 51.5789 | 49 | 51.5789 | 44588 | 46325 | N | N | data not available | Y | 616565575 | data not available | 44861 | data not available | 264
data not available | [5 empty] | data not available | Muirhall Energy | Drumcross BESS (Muirhall) | Auchengray | data not available | Carnwath | Lanarkshire | ML11 8LL | Scotland | 299595 | 652160 | Drumcross | data not applicable | data not available | 33 | SP Distribution Ltd | Stored Energy | Storage - Electrochemical (Batteries) | No | data not available | data not available | 32 | data not applicable | data not applicable | No | 0 | 0 | 0 | data not applicable | data not applicable | No | 0 | 0 | 0 | Yes | Accepted to Connect | data not applicable | data not applicable | data not applicable | data not applicable | data not applicable | data not applicable | 32 | 29.9 | 31.4737 | 29.9 | 31.4737 | data not available | 45979 | N | N | data not available | N | 253561 | data not available | 44088 | data not available | 269
data not available | [5 empty] | data not applicable | Premarket Developments Ltd. | Drumloch Wind Farm | Burnhead Farm | data not available | Broomknowe | South Lanarkshire | ML3 8RX | Scotland | 269310 | 651479 | Strathaven | data not applicable | data not available | 33 | SP Distribution Ltd | Wind | Onshore wind turbines | No | 0 | 0 | 24.8 | data not applicable | data not applicable | No | 0 | 0 | 0 | data not applicable | data not applicable | No | 0 | 0 | 0 | No | Accepted to Connect | data not applicable | data not applicable | data not applicable | data not applicable | data not applicable | data not applicable | 24.8 | 24.8 | 26.1053 | 0 | 0 | 45141 | 46905 | N | N | data not available | Y | 618698607 | data not available | 45168 | data not available | 274
data not available | [5 empty] | data not applicable | Conrad Energy (Developments) II Ltd | Dunbar Solar PV Scheme | Near Cement Plant | data not available | Dunbar | East Lothian | EH42 1SL | Scotland | 370543 | 676658 | Dunbar | data not applicable | data not available | 33 | SP Distribution Ltd | Solar | Photovoltaic | No | 0 | 0 | 20 | data not applicable | data not applicable | No | 0 | 0 | 0 | data not applicable | data not applicable | No | 0 | 0 | 0 | No | Accepted to Connect | data not applicable | data not applicable | data not applicable | data not applicable | data not applicable | data not applicable | 20 | 20 | 21.0526 | 0 | 0 | 45198 | 47238 | N | N | data not available | Y | 618643202 | data not available | 45210 | data not available | 277
data not available | [5 empty] | data not available | Forsa Energy Gas Holdings Ltd | Duniface Farm BESS | Off A915 | Windygates | Leven | Fife | KY8 4FS | Scotland | 335405 | 701342 | Leven | data not applicable | data not available | 33 | SP Distribution Ltd | Stored Energy | Storage - Electrochemical (Batteries) | No | data not available | data not available | 23.7 | data not applicable | data not applicable | No | 0 | 0 | 0 | data not applicable | data not applicable | No | 0 | 0 | 0 | No | Accepted to Connect | data not applicable | data not applicable | data not applicable | data not applicable | data not applicable | data not applicable | 23.7 | 20 | 21.0526 | 20 | 21.0526 | 45160 | 48060 | N | N | data not available | Y | 618676465 | data not available | 45210 | data not available | 279
data not available | [5 empty] | data not available | Clean Earth Energy Ltd | Dunns Farm | North of Strathaven Road (A726) | data not available | East Kilbride | South Lanarkshire | G75 0QJ | Scotland | 265901 | 651246 | East Kilbride South | data not applicable | data not available | 33 | SP Distribution Ltd | Stored Energy | Storage - Electrochemical (Batteries) | No | data not available | data not available | 22.8 | data not applicable | data not applicable | No | 0 | 0 | 0 | data not applicable | data not applicable | No | 0 | 0 | 0 | No | Accepted to Connect | data not applicable | data not applicable | data not applicable | data not applicable | data not applicable | data not applicable | 22.8 | 22.8 | 24 | 22.8 | 24 | 44974 | 46690 | N | N | data not available | Y | 617662364 | data not available | 45625 | data not available | 282
data not available | [5 empty] | data not applicable | Wind Estate (UK) Ltd | Dunwan Dam Wind Farm | Dunwan Dam | data not available | Eaglesham | East Renfrewshire | G76 0QE | Scotland | 255914 | 658506 | Giffnock | data not applicable | data not available | 33 | SP Distribution Ltd | Wind | Onshore wind turbines | No | 0 | 0 | 24.8 | data not applicable | data not applicable | No | 0 | 0 | 0 | data not applicable | data not applicable | No | 0 | 0 | 0 | No | Accepted to Connect | data not applicable | data not applicable | data not applicable | data not applicable | data not applicable | data not applicable | 24.8 | 24.8 | 26.1053 | 0.1 | 0.10526 | 45349 | 48883 | N | N | data not available | Y | 619171693 | data not available | 45383 | data not available | 284
data not available | [5 empty] | data not applicable | data not available | Dykehead & Tanhill Windfarm | Dykehead Road | data not available | Stonehouse | South Lanarkshire | ML9 3PD | Scotland | data not available | data not available | Wishaw | data not applicable | STONEHOUSE (11kV) | 11 | SP Distribution Ltd | Wind | Onshore wind turbines | No | 0 | 0 | 2.4 | data not applicable | data not applicable | No | 0 | 0 | 0 | data not applicable | data not applicable | No | 0 | 0 | 0 | Yes | Connected | 2.4 | 2.4 | 2.5263 | 0 | 0 | data not available | data not applicable | data not applicable | data not applicable | data not applicable | data not applicable | data not available | data not available | N | N | data not available | N | data not available | data not available | 45532 | data not available | 285
1200010064582 | [6 empty] | Mayfair Telephone Exchange | Mayfair Telephone Exchange | 41 FARM STREET |  | Mayfair | LONDON | W1J 5RR | England | 528519 | 180547 | St Johns Wood 132kV | - | Duke St B 11kV | 11 | London Power Networks (LPN) | Fossil - Gas | Engine (combustion / reciprocating) |  |  |  | 1.2 | [12 empty] | No | Connected | 1.2 | 1.2 | 1.5 |  |  | 1992-06-01 | [13 empty] | 2020-11-13 | -0.12074 | 51.5219 | 51.5219008539449, -0.120743874810542 |  | Fossil fuel
data not available | [5 empty] | data not applicable | Elgin Energy | Elderslie Estate | Land at Elderslie Estate | Linwood | Paisley | Renfrewshire | PA6 7BP | Scotland | 244033 | 666368 | Johnstone | data not applicable | data not available | 33 | SP Distribution Ltd | Solar | Photovoltaic | No | 0 | 0 | 49.9 | data not applicable | data not applicable | No | 0 | 0 | 0 | data not applicable | data not applicable | No | 0 | 0 | 0 | No | Accepted to Connect | data not applicable | data not applicable | data not applicable | data not applicable | data not applicable | data not applicable | 49.9 | 49.9 | 52.5263 | 0 | 0 | 44173 | 46296 | N | N | data not available | Y | 620358660 | data not available | 44862 | data not available | 308
data not available | [5 empty] | data not applicable | Forth Wind Ltd | Energy Park Fife | Links Drive | Methil | Leven | Fife | KY8 3PF | Scotland | 336791 | 698430 | Leven | data not applicable | data not available | 33 | SP Distribution Ltd | Wind | Onshore wind turbines | No | 0 | 0 | 20 | data not applicable | data not applicable | No | 0 | 0 | 0 | data not applicable | data not applicable | No | 0 | 0 | 0 | No | Accepted to Connect | data not applicable | data not applicable | data not applicable | data not applicable | data not applicable | data not applicable | 20 | 20 | 21.0526 | 0 | 0 | 44987 | 46022 | N | N | data not available | Y | 617702717 | data not available | 45625 | data not available | 311
Data not available | [6 empty] | MBA Consulting Engineers | OCADO GYPSY MOTH AVE | HATFIELD BUS PARK |  | Hatfield | Herts | AL10 9BD | England | 521295 | 209461 | Elstree | Hatfield Grid 33kV | Tunnel Primary 11kV | 11 | Eastern Power Networks (EPN) | Fossil - Gas | Steam turbine (thermal power plant) |  |  |  | 4.3 | [12 empty] | No | Connected | 4.3 | 4.3 | 4.526 |  |  | 2012-08-31 | [13 empty] | 2020-11-13 | 1.3715 | 52.7446 | 52.7445504386641, 1.37149084662075 | EPN-S0000000D5014 | Solar PV
data not available | [5 empty] | data not available | data not available | ENWL_DER_0312 (Golborne Energy Park (55/74330)) | data not available | data not available | data not available | ENW | data not available | data not available | data not available | data not available | RAINHILL | Golborne | Ashton (Golborne) | data not available | SP Manweb plc | data not available | data not available | No | 0 | 0 | 6 | data not applicable | data not applicable | No | 0 | 0 | 0 | data not applicable | data not applicable | No | 0 | 0 | 0 | data not available | Accepted to Connect | data not applicable | data not applicable | data not applicable | data not applicable | data not applicable | data not applicable | 6 | 6 | 6.3158 | 0.143 | 0.15053 | data not available | data not available | N | N | data not available | Y | data not available | data not available | 45749 | data not available | 889
data not available | [5 empty] | data not available | data not available | Essar Oil (619371443) | data not available | data not available | data not available | Cheshire | data not available | England | 344404 | 374935 | FROD / INCE (INCE) | data not available | data not available | 132 | SP Manweb plc | Fossil - Gas | Steam-gas turbine (CCGT) | No | 0 | 0 | 45 | data not applicable | data not applicable | No | 0 | 0 | 0 | data not applicable | data not applicable | No | 0 | 0 | 0 | data not available | Accepted to Connect | data not applicable | data not applicable | data not applicable | data not applicable | data not applicable | data not applicable | 45 | 45 | 47.3684 | 45 | 47.3684 | 45386 | data not available | N | N | data not available | Y | 619371443 | data not available | 45532 | data not available | 315
data not available | [5 empty] | data not available | ESDL UK Ltd | Everton FC BESS | Bramley Moore Dock | Great Howard Street | Vauxhall | Merseyside | L5 9TZ | England | 333464 | 392476 | LISTER DRIVE | BURLINGTON ST GT1 / BOOTLE / LISTER DV | data not available | 33 | SP Manweb plc | Stored Energy | Storage - Electrochemical (Batteries) | No | data not available | data not available | 4 | data not applicable | data not applicable | No | 0 | 0 | 0 | data not applicable | data not applicable | No | 0 | 0 | 0 | data not available | Connected | 4 | 4 | 4.2105 | 4 | 4.2105 | data not available | data not applicable | data not applicable | data not applicable | data not applicable | data not applicable | data not available | data not applicable | N | N | data not available | N | data not available | data not available | 45625 | data not available | 316
data not available | [5 empty] | data not available | Fazakerley United Utilities W W T W | Fazakerley - United Utilities W W T W | United Utilities; Fazakerley W W T W | Bridgehouse Lane | Walton | Merseyside | L10 5HA | England | 339463 | 96379 | KIRKBY | AINTREE GT2 / FAZAKERLEY GT1 / GILLMOSS GT2 | ORB CL T1 / STONEBRIDGE LA T1 / STONEBRIDGE LA T2 | 33 | SP Manweb plc | Solar | Photovoltaic | No | 0 | 0 | 1.5 | data not applicable | data not applicable | No | 0 | 0 | 0 | data not applicable | data not applicable | No | 0 | 0 | 0 | data not available | Connected | 1.5 | 1.5 | 1.5789 | data not applicable | data not applicable | 42202 | data not applicable | data not applicable | data not applicable | data not applicable | data not applicable | data not available | data not applicable | N | N | data not available | N | data not available | data not available | 44915 | data not available | 323
1170000004406 | [5 empty] | 1100039600993 | Mccain foods (gb) ltd | Easton | Mccain Foods (Gb) Limited | Easton | Grantham | Lincolnshire | NG33 5AY | United Kingdom | 493952 | 326811 | Bicker Fen 132Kv S Stn | Grantham 33Kv S Stn | Easton 33 11Kv S Stn | 11 | National Grid Electricity Distribution (East Midlands) Plc | Biofuel - Landfill gas | Gas turbine (OCGT) | No | data not available | data not available | 1.4 | data not applicable | data not applicable | data not applicable | data not available | data not available | data not applicable | data not applicable | data not applicable | data not applicable | data not available | data not available | data not applicable | data not available | Connected | 1.4 | 1.33 | 1.4 | 3.325 | 3.5 | 41122 | data not applicable | data not applicable | data not applicable | data not applicable | data not applicable | data not applicable | data not applicable | data not available | data not available | data not available | data not available | data not available | data not available | 45750
data not available | [5 empty] | data not available | Ferrymuir Energy Storage Ltd | Ferrymuir Energy Storage | Ferrymuir Farm | Cupar | Fife | Fife | KY15 5RW | Scotland | 336090 | 713602 | Cupar | data not applicable | data not available | 33 | SP Distribution Ltd | Stored Energy | Storage - Electrochemical (Batteries) | No | data not available | data not available | 57.96 | data not applicable | data not applicable | No | 0 | 0 | 0 | data not applicable | data not applicable | No | 0 | 0 | 0 | No | Connected | 57.96 | 49.9 | 52.5263 | 49.9 | 52.5263 | 45335 | data not applicable | data not applicable | data not applicable | data not applicable | data not applicable | 43884 | data not available | N | N | data not available | Y | 614390077 | data not available | 45383 | data not available | 326
1200010117923 | [6 empty] | McClaren | McClaren | 1 KING WILLIAM STREET |  | CITY OF LONDON | LONDON | EC4N 7AR | England | 532745 | 181021 | City Road 132kV | - | Bankside C 11kV | 0 | London Power Networks (LPN) | Fossil - Oil | Engine (combustion / reciprocating) |  |  |  | 1.2 | [12 empty] | No | Connected | 1.2 | 1.2 | 1.5 |  |  | 2016-10-18 | [13 empty] | 2021-12-14 | -0.024574 | 51.4961 | 51.4961123755324, -0.0245735607882765 | LPN-S000000000639 | Fossil fuel
data not available | [5 empty] | data not available | Big Battery (Flatterton Farm) Ltd | Flatterton Farm | Flatterton Farm | data not available | Greenock | Inverclyde | PA16 0AD | Scotland | 222679 | 674478 | Spango Valley | data not applicable | data not available | 33 | SP Distribution Ltd | Stored Energy | Storage - Electrochemical (Batteries) | No | data not available | data not available | 53.2 | data not applicable | data not applicable | No | 0 | 0 | 0 | data not applicable | data not applicable | No | 0 | 0 | 0 | No | Accepted to Connect | data not applicable | data not applicable | data not applicable | data not applicable | data not applicable | data not applicable | 53.2 | 50 | 52.6316 | 50 | 52.6316 | 44834 | 46690 | N | N | data not available | Y | 617466915 | data not available | 44890 | data not available | 331
data not available | [5 empty] | data not available | Green Nation Energy Limited | Flatterton Road | Flatterton Road | data not available | Greenock | Inverclyde | PA16 0AD | Scotland | 222912 | 674639 | Spango Valley | data not applicable | data not available | 33 | SP Distribution Ltd | Stored Energy | Storage - Electrochemical (Batteries) | No | data not available | data not available | 40 | data not applicable | data not applicable | No | 0 | 0 | 0 | data not applicable | data not applicable | No | 0 | 0 | 0 | No | Accepted to Connect | data not applicable | data not applicable | data not applicable | data not applicable | data not applicable | data not applicable | 40 | 40 | 42.1053 | 40 | 42.1053 | 44834 | 48150 | N | N | data not available | Y | 617378868 | data not available | 44890 | data not available | 332
1160000572475 | [5 empty] | data not applicable | Melton lg energy limited | data not available | Colsterworth Landfill Site Export | Colsterworth Landfill Site, Colsterworth | data not available | data not available | NG33 5LW | United Kingdom | 491874 | 324436 | Bicker Fen 132Kv S Stn | Grantham 33Kv S Stn | Skillington 33 11Kv S Stn | 0.4 | National Grid Electricity Distribution (East Midlands) Plc | data not available | data not available | No | data not available | data not available | 1.065 | data not applicable | data not applicable | data not applicable | data not available | data not available | data not applicable | data not applicable | data not applicable | data not applicable | data not available | data not available | data not applicable | data not available | Connected | 1.065 | data not available | data not available | data not available | data not available | 39173 | data not applicable | data not applicable | data not applicable | data not applicable | data not applicable | data not applicable | data not applicable | data not available | data not available | data not available | data not available | data not available | data not available | 45750
data not available | [5 empty] | data not available | Green Frog Connect | Foul Lane | Foul Lane Southport Pr8 5La | Foul Lane Southport Pr8 5La | Southport | Merseyside | data not available | England | 336198 | 415877 | KIRKBY | FORMBY GT2B / SOUTHPORT GT1 / SOUTHPORT GT2 | data not available | 33 | SP Manweb plc | Fossil - Gas | Steam-gas turbine (CCGT) | No | 0 | 0 | 21 | data not applicable | data not applicable | No | 0 | 0 | 0 | data not applicable | data not applicable | No | 0 | 0 | 0 | data not available | Accepted to Connect | data not applicable | data not applicable | data not applicable | data not applicable | data not applicable | data not applicable | 21 | 21 | 22.1053 | N/A | data not available | data not available | data not available | N | N | data not available | Y | data not available | data not available | 45749 | data not available | 895
data not available | [5 empty] | data not applicable | Beaufort Wind Limited | Galawhistle 2 Wind Farm | Monksfoot | data not available | Glespin | South Lanarkshire | ML11 0SJ | Scotland | 277369 | 631661 | Redshaw | data not applicable | data not available | 33 | SP Distribution Ltd | Wind | Onshore wind turbines | No | 0 | 0 | 72.6 | data not applicable | data not applicable | No | 0 | 0 | 0 | data not applicable | data not applicable | No | 0 | 0 | 0 | No | Accepted to Connect | data not applicable | data not applicable | data not applicable | data not applicable | data not applicable | data not applicable | 72.6 | 61.8 | 65.0526 | 0 | 0 | 45251 | 48458 | N | N | data not available | Y | 619051816 | data not available | 45426 | data not available | 346
data not available | [5 empty] | data not available | Wind Estate (UK) Ltd | Garviland Wind Farm | Garviland Wind Farm | data not available | Glenluce | Dumfries and Galloway | DG8 0PA | Scotland | 220820 | 561059 | Glenluce | data not applicable | data not available | 33 | SP Distribution Ltd | Wind | Onshore wind turbines | No | 0 | 0 | 24 | data not applicable | data not applicable | No | 0 | 0 | 0 | data not applicable | data not applicable | No | 0 | 0 | 0 | No | Accepted to Connect | data not applicable | data not applicable | data not applicable | data not applicable | data not applicable | data not applicable | 24 | 24 | 25.2632 | 0.1 | 0.10526 | 45567 | 47756 | N | N | data not available | Y | 619620658 | data not available | 45566 | data not available | 349
1700000000000 | [5 empty] | 1700000000000 | MELTON LG ENERGY LIMITED | STONEYHILL LANDFILL | DATA NOT AVAILABLE | GAS GENERATION SITE | PETERHEAD | ABERDEENSHIRE | AB42 0PR | SCOTLAND | 408028 | 841383 | PERSLEY | DATA NOT APPLICABLE | STONEYHILL | 11 | SCOTTISH HYDRO ELECTRIC POWER DISTRIBUTION PLC | BIOFUEL - LANDFILL GAS | ENGINE (COMBUSTION / RECIPROCATING) | NO | DATA NOT AVAILABLE | DATA NOT AVAILABLE | 1.938 | DATA NOT AVAILABLE | DATA NOT AVAILABLE | DATA NOT AVAILABLE | DATA NOT AVAILABLE | DATA NOT AVAILABLE | DATA NOT AVAILABLE | DATA NOT AVAILABLE | DATA NOT AVAILABLE | DATA NOT AVAILABLE | DATA NOT AVAILABLE | DATA NOT AVAILABLE | DATA NOT AVAILABLE | NO | CONNECTED | 1.938 | 1.938 | 2.04 | DATA NOT AVAILABLE | DATA NOT AVAILABLE | DATA NOT AVAILABLE | DATA NOT AVAILABLE | DATA NOT AVAILABLE | DATA NOT AVAILABLE | DATA NOT AVAILABLE | DATA NOT AVAILABLE | DATA NOT AVAILABLE | DATA NOT AVAILABLE | N | DATA NOT AVAILABLE | DATA NOT AVAILABLE | DATA NOT AVAILABLE | DATA NOT AVAILABLE | DATA NOT AVAILABLE | 44105
data not available | [5 empty] | data not available | GPC Battery Ltd | Gilbertfield Farm | Gilbertfield Farm | Loanend Road | High Blantyre | South Lanarkshire | G72 9UL | Scotland | 267610 | 657547 | Westburn Road | data not applicable | data not available | 33 | SP Distribution Ltd | Stored Energy | Storage - Electrochemical (Batteries) | No | data not available | data not available | 40 | data not applicable | data not applicable | No | 0 | 0 | 0 | data not applicable | data not applicable | No | 0 | 0 | 0 | Yes | Accepted to Connect | data not applicable | data not applicable | data not applicable | data not applicable | data not applicable | data not applicable | 40 | 40 | 42.1053 | 40 | 42.1053 | 45001 | 47057 | N | N | data not available | Y | 617780445 | data not available | 45625 | data not available | 354
data not available | [5 empty] | data not available | data not available | Gilliesfauld BESS | Drum Road | data not available | Cupar | Fife | KY15 4HX | Scotland | 335918 | 714104 | Cupar | data not applicable | data not available | 33 | SP Distribution Ltd | Stored Energy | Storage - Electrochemical (Batteries) | No | data not available | data not available | 12.5 | data not applicable | data not applicable | No | 0 | 0 | 0 | data not applicable | data not applicable | No | 0 | 0 | 0 | No | Accepted to Connect | data not applicable | data not applicable | data not applicable | data not applicable | data not applicable | data not applicable | 12.5 | 12.5 | 13.1579 | 12.5 | 13.1579 | 45125 | 48152 | N | N | data not available | Y | 617808833 | data not available | 45141 | data not available | 355
data not available | [5 empty] | data not applicable | Wind Estate (UK) Ltd | Gladsmuir Wind Farm | Gladsmuir Wind Farm Sation | Muldron | Bathgate | West Lothian | EH47 9AD | Scotland | 292900 | 658300 | Drumcross | data not applicable | data not available | 33 | SP Distribution Ltd | Wind | Onshore wind turbines | No | 0 | 0 | 43.4 | data not applicable | data not applicable | No | 0 | 0 | 0 | data not applicable | data not applicable | No | 0 | 0 | 0 | No | Accepted to Connect | data not applicable | data not applicable | data not applicable | data not applicable | data not applicable | data not applicable | 43.4 | 43 | 45.2632 | 0.1 | 0.10526 | 45274 | 47756 | N | N | data not available | Y | 618793037 | data not available | 45299 | data not available | 356
data not available | [5 empty] | data not available | Snowdonia Pumped Hydro (Quarry Battery Company) | Glyn Rhonwy | Glyn Rhonwy | Llanberis | Caernarfon | North Wales | LL55 4EL | Wales | 257240 | 360808 | CONNAHS QUAY / PENTIR / ST ASAPH (PENT) | data not available | data not available | 132 | SP Manweb plc | Stored Energy | Storage - Mechanical - Pumped Hydro | No | data not available | data not available | 99.9 | data not applicable | data not applicable | No | 0 | 0 | 0 | data not applicable | data not applicable | No | 0 | 0 | 0 | data not available | Accepted to Connect | data not applicable | data not applicable | data not applicable | data not applicable | data not applicable | data not applicable | 99.9 | 99.9 | 105.1579 | 130 | 136.8421 | data not available | 45687 | N | N | data not available | Y | data not available | data not available | 44088 | data not available | 367
data not available | [5 empty] | data not available | NEXTPOWER Development Limited | Greenside Farm | Greenside Nursery, Greenside Farm | High Street, | Newhouse | North Lanarkshire | ML1 5ST | Scotland | 278861 | 661019 | Newarthill | data not applicable | Newhouse | 33 | SP Distribution Ltd | Stored Energy | Storage - Electrochemical (Batteries) | No | data not available | data not available | 28.8 | data not applicable | data not applicable | No | 0 | 0 | 0 | data not applicable | data not applicable | No | 0 | 0 | 0 | Yes | Accepted to Connect | data not applicable | data not applicable | data not applicable | data not applicable | data not applicable | data not applicable | 28.8 | 28.8 | 30.3158 | 28.8 | 30.3158 | 44721 | 46203 | N | N | data not available | Y | 618679985 | data not available | 44900 | data not available | 390
1700000000000 | [5 empty] | 1700000000000 | MELTON LG ENERGY LIMITED | AUCHINCARROCH (GEN464G2) | LANDFILL GENERATION SITE | DATA NOT AVAILABLE | ALEXANDRIA | DUNBARTONSHIRE | G83 9EY | SCOTLAND | 239821 | 680730 | STRATHLEVEN | DATA NOT APPLICABLE | AUCHENCARROCH | 33 | SCOTTISH HYDRO ELECTRIC POWER DISTRIBUTION PLC | DATA NOT AVAILABLE | DATA NOT AVAILABLE | NO | DATA NOT AVAILABLE | DATA NOT AVAILABLE | 1.012 | DATA NOT AVAILABLE | DATA NOT AVAILABLE | DATA NOT AVAILABLE | DATA NOT AVAILABLE | DATA NOT AVAILABLE | DATA NOT AVAILABLE | DATA NOT AVAILABLE | DATA NOT AVAILABLE | DATA NOT AVAILABLE | DATA NOT AVAILABLE | DATA NOT AVAILABLE | DATA NOT AVAILABLE | NO | CONNECTED | 1.012 | 1.012 | 1.065 | DATA NOT AVAILABLE | DATA NOT AVAILABLE | DATA NOT AVAILABLE | DATA NOT AVAILABLE | DATA NOT AVAILABLE | DATA NOT AVAILABLE | DATA NOT AVAILABLE | DATA NOT AVAILABLE | DATA NOT AVAILABLE | DATA NOT AVAILABLE | N | DATA NOT AVAILABLE | DATA NOT AVAILABLE | DATA NOT AVAILABLE | DATA NOT AVAILABLE | DATA NOT AVAILABLE | 44137
Data Not Available | [5 empty] | Data Not Available | Memorial and Greenbank Hospital Energy Centre | Memorial and Greenbank Hospital Energy Centre | Darlington Memorial Hospital | Hollyhurst Road | Darlington | County Durham | DL3 6HX | England | 428232 | 515166 | Norton | Darlington North | Darlington West | 11 | Northern Powergrid (Northeast) plc | Fossil - Gas | Engine (combustion / reciprocating) | Yes | Data Not Applicable | Data Not Applicable | 2.5 | Data Not Available | Data Not Available | Data Not Available | Data Not Available | Data Not Available | Data Not Available | Data Not Available | Data Not Available | Data Not Available | Data Not Available | Data Not Available | Data Not Available | No | Connected | 2.5 | 2.5 | 2.632 | Data Not Available | Data Not Available | Data Not Available | Data Not Applicable | Data Not Applicable | 2.632 | Data Not Applicable | Data Not Applicable | Data Not Available | Data Not Available | Data Not Available | Data Not Available | Data Not Available | Data Not Available | Data Not Available | Data Not Available | 2017-04-10 | 54.53099083801714, -1.5652559076620731 |  |  | Darlington
data not available | [5 empty] | data not available | data not available | Gwytherin Wind Farm | data not available | data not available | data not available | North Wales | data not available | Wales | data not available | data not available | CONNAHS QUAY / PENTIR / ST ASAPH (CONQ) | HOLYWELL GT1 / RHYL GT1 / ST ASAPH GT2 / ST ASAPH GT4 | data not available | 33 | SP Manweb plc | Wind | Onshore wind turbines | No | 0 | 0 | 24 | data not applicable | data not applicable | No | 0 | 0 | 0 | data not applicable | data not applicable | No | 0 | 0 | 0 | data not available | Accepted to Connect | data not applicable | data not applicable | data not applicable | data not applicable | data not applicable | data not applicable | 24 | 24 | 25.2632 | data not applicable | data not applicable | 45475 | 46692 | N | N | data not available | Y | 619603324 | data not available | 45532 | data not available | 392
2394200158075 | [5 empty] | 2380002785083 | Mercia Power - Commonside Lane | Mercia Power - Commonside Lane | Common Side Lane | Featherstone | Pontefract | West Yorkshire | WF7 6EH | England | 442278 | 420813 | Ferrybridge B | Featherstone | Commonside Lane | 11 | Northern Powergrid (Yorkshire) plc | Fossil - Gas | Steam turbine (thermal power plant) | Yes | Data Not Applicable | Data Not Applicable | 8 | Data Not Available | Data Not Available | Data Not Available | Data Not Available | Data Not Available | Data Not Available | Data Not Available | Data Not Available | Data Not Available | Data Not Available | Data Not Available | Data Not Available | No | Connected | 8 | 8 | 8.421 | 0.142 | 0.15 | 2022-04-14 12:36:00 | Data Not Applicable | Data Not Applicable | 8.421 | Data Not Applicable | Data Not Applicable | 2019-10-16 00:00:00 | Data Not Available | Data Not Available | Data Not Available | Data Not Available | Data Not Available | Data Not Available | Data Not Available | 2024-09-11 | 53.68207353882794, -1.3613810285641987 | 2019-10-16 | 2022-04-14 | Wakefield
data not available | [5 empty] | data not available | Noventum Power Ltd | Hatherton Lodge Farm | Hatherton Lodge Farm | data not available | Nantwich | Cheshire | CW5 7RA | England | 368028 | 347274 | CELLARHEAD | COPPENHALL - CREWE 1 2A 4A - RADWAY GREEN - WHITCHURCH 2 | data not available | 132 | SP Manweb plc | Solar | Photovoltaic | No | 0 | 0 | 12 | data not applicable | data not applicable | No | 0 | 0 | 0 | data not applicable | data not applicable | No | 0 | 0 | 0 | data not available | Accepted to Connect | data not applicable | data not applicable | data not applicable | data not applicable | data not applicable | data not applicable | 12 | 12 | 12.6316 | 0.3 | 0.31579 | 45197 | 50343 | N | N | data not available | Y | 618643000 | data not available | 45433 | data not available | 409
data not available | [5 empty] | data not applicable | GreenPower Developments Ltd | Heights Wind Farm | Blackridge | data not available | West Lothian | Central & Fife | FK1 2JU | Scotland | 290035 | 669437 | Bathgate | data not applicable | BURNHEAD WINDFARM (33kV) | 33 | SP Distribution Ltd | Wind | Onshore wind turbines | No | 0 | 0 | 8.55 | data not applicable | data not applicable | No | 0 | 0 | 0 | data not applicable | data not applicable | No | 0 | 0 | 0 | No | Accepted to Connect | data not applicable | data not applicable | data not applicable | data not applicable | data not applicable | data not applicable | 8.55 | 9.8 | 10.3158 | 0 | 0 | 44278 | 46295 | N | N | data not available | Y | 615716469 | data not available | 45566 | data not available | 413
data not available | [5 empty] | data not available | Vital Energi Solutions Limited | Helen Street BESS | Helen Street | data not available | Glasgow | Glasgow City | G51 3HF | Scotland | 255156 | 664573 | Govan | data not applicable | Govan GSP | 33 | SP Distribution Ltd | Stored Energy | Storage - Electrochemical (Batteries) | No | data not available | data not available | 50.4 | data not applicable | data not applicable | No | 0 | 0 | 0 | data not applicable | data not applicable | No | 0 | 0 | 0 | No | Accepted to Connect | data not applicable | data not applicable | data not applicable | data not applicable | data not applicable | data not applicable | 50.4 | 49.9 | 52.5263 | 49.9 | 52.5263 | 44749 | 46873 | N | N | data not available | Y | 620416439 | data not available | 44859 | data not available | 414
data not available | [5 empty] | data not available | data not available | HIGHER HUXLEY FARM | data not available | data not available | data not available | Wirral | data not available | England | data not available | data not available | CAPENHURST | CHESTER MAIN GT4 / CRANE BANK GT1 / GUILDEN SUTTON GT1 / SALTNEY G2A | DUDDON T1 |  | SP Manweb plc | Solar | Photovoltaic | No | 0 | 0 | 1 | data not applicable | data not applicable | No | 0 | 0 | 0 | data not applicable | data not applicable | No | 0 | 0 | 0 | data not available | Connected | 1 | 1 | 1.0526 |  | data not available | 43332 | data not applicable | data not applicable | data not applicable | data not applicable | data not applicable | data not available | data not applicable | N | N | data not available | N | data not available | data not available | 45433 | data not available | 393
data not available | [5 empty] | data not available | Green Switch Capital Ltd | Hill Farm 240MVA | Hill Farm | Coal Pit Lane | Chester | Wirral | CH1 6LJ | England | 336819 | 371643 | CHESHIRE E | data not available | data not available | 132 | SP Manweb plc | Solar | Photovoltaic | No | 0 | 0 | 240 | Stored Energy | Storage - Electrochemical (Batteries) | No | data not available | data not available | 0 | data not applicable | data not applicable | No | 0 | 0 | 0 | data not available | Accepted to Connect | data not applicable | data not applicable | data not applicable | data not applicable | data not applicable | data not applicable | 240 | 240 | 252.6316 | 240 | 252.6316 | 45012 | 46544 | N | N | data not available | Y | 618132058 | data not available | 45126 | data not available | 416
data not available | [5 empty] | data not applicable | Ampyr Energy UK Development Ltd | Hopetoun Threemiletown | Threemiletown | B9080 | Philpstoun | West Lothian | EH49 6NF | Scotland | 306132 | 675705 | Broxburn | data not applicable | Broxburn | 33 | SP Distribution Ltd | Solar | Photovoltaic | No | 0 | 0 | 45 | data not applicable | data not applicable | No | 0 | 0 | 0 | data not applicable | data not applicable | No | 0 | 0 | 0 | No | Accepted to Connect | data not applicable | data not applicable | data not applicable | data not applicable | data not applicable | data not applicable | 45 | 29.9 | 31.4737 | 0 | 0 | 45505 | 46996 | N | N | data not available | Y | 619756241 | data not available | 44872 | data not available | 426
data not available | [5 empty] | data not applicable | LE20 Ltd | Howpark Windfarm | Howpark Windfarm | data not available | Coldingham | Scottish Borders | TD14 5TX | Scotland | 384096 | 664987 | Berwick | data not applicable | data not available | 33 | SP Distribution Ltd | Wind | Onshore wind turbines | No | 0 | 0 | 16 | data not applicable | data not applicable | No | 0 | 0 | 0 | data not applicable | data not applicable | No | 0 | 0 | 0 | No | Connected | 16 | 16 | 16.8421 | 0 | 0 | 45292 | data not applicable | data not applicable | data not applicable | data not applicable | data not applicable | 43507 | data not available | N | N | data not available | Y | 616012640 | data not available | 45383 | data not available | 428
data not available | [5 empty] | 1300035359770 | United Utilities Renewable Energy | Huyton WwTW | Chester Road | Huntington | Chester | Merseyside | CH3 6EA | England | 344962 | 388789 | RAINHILL | GATEACRE GT1 / HUYTON GT1 / KIRKBY GT3 / PRESCOT GT1A | BICC HUYTON QUARRY T1 / TARBOCK T1 / WHISTON T1 | 33 | SP Manweb plc | Solar | Photovoltaic | No | 0 | 0 | 1.24 | data not applicable | data not applicable | No | 0 | 0 | 0 | data not applicable | data not applicable | No | 0 | 0 | 0 | data not available | Connected | 1.24 | 1.24 | 1.3053 | data not applicable | data not applicable | 42446 | data not applicable | data not applicable | data not applicable | data not applicable | data not applicable | data not available | data not applicable | N | N | data not available | N | data not available | data not available | 44088 | data not available | 432
1170000907830 | [5 empty] | 1170000907821 | Mercia power response (albion close) limited | Albion close stor worksop s80 1ra | Export | Albion Close | Worksop | Nottinghamshire | S80 1RA | United Kingdom | 458926 | 379547 | West Burton 132Kv S Stn | Worksop 33Kv S Stn | Kilton Rd 33 11Kv S Stn | 11 | National Grid Electricity Distribution (East Midlands) Plc | Fossil - Gas | Engine (combustion / reciprocating) | No | data not available | data not available | 4 | data not applicable | data not applicable | data not applicable | data not available | data not available | data not applicable | data not applicable | data not applicable | data not applicable | data not available | data not available | data not applicable | data not available | Connected | 4 | 3.8 | 4 | 0.1425 | 0.15 | 43315 | data not applicable | data not applicable | data not applicable | data not applicable | data not applicable | data not applicable | data not applicable | data not available | data not available | data not available | data not available | data not available | data not available | 45750
data not available | [5 empty] | data not available | RNA-Energy Limited | Inchbean Farm | Land at Inchbean Farm | data not available | Kilmarnock | East Ayrshire | KA1 5LL | Scotland | 243778 | 634470 | Kilmarnock Town | data not applicable | data not available | 33 | SP Distribution Ltd | Stored Energy | Storage - Electrochemical (Batteries) | No | data not available | data not available | 60 | data not applicable | data not applicable | No | 0 | 0 | 0 | data not applicable | data not applicable | No | 0 | 0 | 0 | No | Accepted to Connect | data not applicable | data not applicable | data not applicable | data not applicable | data not applicable | data not applicable | 60 | 60 | 63.1579 | 60 | 63.1579 | 44718 | 46356 | N | N | data not available | Y | 617010160 | data not available | 44862 | data not available | 437
data not available | [5 empty] | data not applicable | MacTaggart and Mickel Homes Limited | Inchinnan North | Greenock Road | data not available | Inchinnan | Renfrewshire | PA4 9NA | Scotland | 245606 | 668677 | Erskine | data not applicable | ERSKINE (11kV) | 11 | SP Distribution Ltd | Solar | Photovoltaic | No | 0 | 0 | 5 | data not applicable | data not applicable | No | 0 | 0 | 0 | data not applicable | data not applicable | No | 0 | 0 | 0 | Yes | Accepted to Connect | data not applicable | data not applicable | data not applicable | data not applicable | data not applicable | data not applicable | 5 | 5 | 5.2632 | 0 | 0 | 44804 | 45961 | N | N | data not available | N | 617307645 | data not available | 45625 | data not available | 438
data not available | [5 empty] | data not available | John Lennon Airport | John Lennon Airport | John Lennon Airport | Speke Hall Avenue | Liverpool | Merseyside | L24 1YD | England | 343156 | 382850 | LISTER DRIVE | GARSTON GT2 / SPEKE GT3 / WAVERTREE GT1A | data not available | 33 | SP Manweb plc | Fossil - Gas | Steam-gas turbine (CCGT) | No | 0 | 0 | 20 | Solar | Photovoltaic | No | 0 | 0 | 3 | data not applicable | data not applicable | No | 0 | 0 | 0 | data not available | Accepted to Connect | data not applicable | data not applicable | data not applicable | data not applicable | data not applicable | data not applicable | 23 | 23 | 24.2105 | data not applicable | data not applicable | data not available | data not available | N | N | data not available | Y | data not available | data not available | 45275 | data not available | 444
data not available | [5 empty] | data not available | H P Trotter Printonan Farm | Kaimes Energy Park BESS | Burdiehouse Road | data not available | Edinburgh | Midlothian | EH17 8BN | Scotland | 327063 | 667089 | Kaimes | data not applicable | data not available | 33 | SP Distribution Ltd | Stored Energy | Storage - Electrochemical (Batteries) | No | data not available | data not available | 52.8 | data not applicable | data not applicable | No | 0 | 0 | 0 | data not applicable | data not applicable | No | 0 | 0 | 0 | Yes | Accepted to Connect | data not applicable | data not applicable | data not applicable | data not applicable | data not applicable | data not applicable | 52.8 | 51 | 53.6842 | 51 | 53.6842 | 45505 | 46507 | N | N | data not available | Y | 619546895 | data not available | 45566 | data not available | 446
data not available | [5 empty] | data not applicable | data not available | Kilmux Farm Solar PV (20MW) | Kilmux Solar Farm | data not available | Bonnybank | Fife | KY8 5NW | Scotland | 336732 | 705008 | Leven | data not applicable | data not available | 33 | SP Distribution Ltd | Solar | Photovoltaic | No | 0 | 0 | 20 | data not applicable | data not applicable | No | 0 | 0 | 0 | data not applicable | data not applicable | No | 0 | 0 | 0 | No | Accepted to Connect | data not applicable | data not applicable | data not applicable | data not applicable | data not applicable | data not applicable | 20 | 20 | 21.0526 | 0 | 0 | 43469 | 48518 | N | N | data not available | Y | 613790264 | data not available | 44057 | data not available | 459
data not available | [5 empty] | data not available | Kinmel_Estate_Solar_Farm | Kinmel Estate Solar Farm Ph 2 | Kinmel Estate Solar Farm Land North Of A547 Kinmel | Kinmel Estate Solar Farm Land North Of A547 Kinmel | Denbigh | North Wales | LL22 9SD | Wales | 298249 | 377874 | CONNAHS QUAY / PENTIR / ST ASAPH (CONQ) | HOLYWELL GT1 / RHYL GT1 / ST ASAPH GT2 / ST ASAPH GT4 | data not available | 33 | SP Manweb plc | Solar | Photovoltaic | No | 0 | 0 | 28 | data not applicable | data not applicable | No | 0 | 0 | 0 | data not applicable | data not applicable | No | 0 | 0 | 0 | data not available | Connected | 28 | 28 | 29.4737 | data not applicable | data not applicable | 42685 | data not applicable | data not applicable | data not applicable | data not applicable | data not applicable | data not available | data not applicable | N | N | data not available | N | data not available | data not available | 44088 | data not available | 462
data not available | [5 empty] | data not available | data not available | Kirkby Moss | data not available | data not available | data not available | Merseyside | data not available | England | 344232 | 398354 | KIRKBY | data not available | data not available | 132 | SP Manweb plc | Stored Energy | Storage - Electrochemical (Batteries) | No | data not available | data not available | 80 | data not applicable | data not applicable | No | 0 | 0 | 0 | data not applicable | data not applicable | No | 0 | 0 | 0 | data not available | Accepted to Connect | data not applicable | data not applicable | data not applicable | data not applicable | data not applicable | data not applicable | 80 | 80 | 84.2105 | 80 | 84.2105 | 44832 | data not available | N | N | data not available | Y | 617323004 | data not available | 44915 | data not available | 464
data not available | [5 empty] | data not available | data not available | Knutsford Service Area | data not available | data not available | data not available | Cheshire | data not available | England | 373537 | 378461 | CARRINGTON / FIDDLERS FERRY | ELWORTH GT1 / ELWORTH GT2 / KNUTSFORD GT1 / KNUTSFORD GT2 |  | 33 | SP Manweb plc | data not available | data not available | No | 0 | 0 | 12 | data not applicable | data not applicable | No | 0 | 0 | 0 | data not applicable | data not applicable | No | 0 | 0 | 0 | data not available | Accepted to Connect | data not applicable | data not applicable | data not applicable | data not applicable | data not applicable | data not applicable | 12 | 12 | 12.6316 |  | data not available | data not available | data not available | N | N | data not available | Y | data not available | data not available | 45749 | data not available | 905
data not available | [5 empty] | data not available | BSR Applications Ltd | Land at Spon Green | Spon Green Farm | Spon Green | Buckley | Flintshire | CH7 3BN | Wales | 328642 | 362889 | CONNAHS QUAY / PENTIR / ST ASAPH (CONQ) | CASTLE CEMENT GT1 / HAWARDEN GT1 / SALTNEY GT1 / SALTNEY G2B | data not available | 132 | SP Manweb plc | Solar | Photovoltaic | No | 0 | 0 | 17 | data not applicable | data not applicable | No | 0 | 0 | 0 | data not applicable | data not applicable | No | 0 | 0 | 0 | data not available | Accepted to Connect | data not applicable | data not applicable | data not applicable | data not applicable | data not applicable | data not applicable | 17 | 17 | 17.8947 | data not applicable | data not applicable | 45217 | 46321 | N | N | data not available | N | 618669541 | data not available | 45749 | data not available | 907
data not available | [5 empty] | data not available | Advance Grid Solutions Limited | Langlands Gate BESS | Langlands Business & Technology Park | data not available | Whitehills | East Kilbride | G75 0ZY | Scotland | 265901 | 651246 | East Kilbride South | data not applicable | data not available | 33 | SP Distribution Ltd | Stored Energy | Storage - Electrochemical (Batteries) | No | data not available | data not available | 17 | data not applicable | data not applicable | No | 0 | 0 | 0 | data not applicable | data not applicable | No | 0 | 0 | 0 | No | Accepted to Connect | data not applicable | data not applicable | data not applicable | data not applicable | data not applicable | data not applicable | 17 | 16.5 | 17.3684 | 16.5 | 17.3684 | 45154 | 46630 | N | N | data not available | Y | 618628334 | data not available | 45168 | data not available | 480
1170001003928 | [5 empty] | 1170001003919 | Mercia power response (asher lane 2) limited | Asher lane 2 generation facility | Export | Asher Lane | Ripley | Derbyshire | DE5 3SW | United Kingdom | 439374 | 351802 | Chesterfield 132Kv S Stn | Alfreton 33Kv S Stn | data not available | 33 | National Grid Electricity Distribution (East Midlands) Plc | Fossil - Gas | Engine (combustion / reciprocating) | No | data not available | data not available | 14 | data not applicable | data not applicable | data not applicable | data not available | data not available | data not applicable | data not applicable | data not applicable | data not applicable | data not available | data not available | data not applicable | data not available | Connected | 14 | 13.3 | 14 | 0.2508 | 0.264 | 43438 | data not applicable | data not applicable | data not applicable | data not applicable | data not applicable | data not applicable | data not applicable | data not available | data not available | data not available | data not available | data not available | data not available | 45750
data not available | [5 empty] | data not available | JBM Solar Projects | Legacy Solar / BESS | Bronwylfa Road | Legacy | Wrexham | Dee Valley and Mid Wales | LL14 4LG | Wales | 329096 | 348724 | LEGACY | data not available | data not available | 132 | SP Manweb plc | Solar | Photovoltaic | No | 0 | 0 | 99.9 | data not applicable | data not applicable | No | 0 | 0 | 0 | data not applicable | data not applicable | No | 0 | 0 | 0 | data not available | Accepted to Connect | data not applicable | data not applicable | data not applicable | data not applicable | data not applicable | data not applicable | 99.9 | 99.9 | 105.1579 | 99.9 | 105.1579 | 44670 | data not available | N | N | data not available | Y | 617013180 | data not available | 45625 | data not available | 488
data not available | [5 empty] | data not available | LeightoNo Hall Farm | Leighton Hall Farm | Leighton Hall Farm | Crewe | Crewe | Cheshire | CW1 4QH | England | 367911 | 357227 | CELLARHEAD | COPPENHALL GT1 / CREWE GT1 / CREWE GT2A / CREWE GT4A / RADWAY GREEN GT1 / RADWAY GREEN GT2 / WHITCHURCH GT2 | data not available | 33 | SP Manweb plc | Stored Energy | Storage - Electrochemical (Batteries) | No | data not available | data not available | 20 | data not applicable | data not applicable | No | 0 | 0 | 0 | data not applicable | data not applicable | No | 0 | 0 | 0 | data not available | Accepted to Connect | data not applicable | data not applicable | data not applicable | data not applicable | data not applicable | data not applicable | 20 | 20 | 21.0526 | 20 | 21.0526 | 44230 | 45170 | N | N | data not available | N | 615938459 | data not available | 44026 | data not available | 490
data not available | [5 empty] | data not available | data not available | Lessnessock BESS | data not available | data not available | data not available | data not available | data not available | Scotland | 247943 | 619764 | Coylton | data not applicable | data not available | 33 | SP Distribution Ltd | Stored Energy | Storage - Electrochemical (Batteries) | No | 0 | 0 | 87 | data not applicable | data not applicable | No | 0 | 0 | 0 | data not applicable | data not applicable | No | 0 | 0 | 0 | No | Accepted to Connect | data not applicable | data not applicable | data not applicable | data not applicable | data not applicable | data not applicable | 87 | 60 | 63.1579 | 60 | 63.1579 | 45462 | 48548 | N | N | data not available | Y | 619457875 | data not available | 45532 | data not available | 493
data not available | [5 empty] | data not available | data not available | Little Hartfell WF | data not available | data not available | data not available | data not available | data not available | Scotland | 320922 | 590817 | Chapelcross | data not applicable | data not available | 33 | SP Distribution Ltd | Wind | Onshore wind turbines | No | 0 | 0 | 51.3 | data not applicable | data not applicable | No | 0 | 0 | 0 | data not applicable | data not applicable | No | 0 | 0 | 0 | No | Accepted to Connect | data not applicable | data not applicable | data not applicable | data not applicable | data not applicable | data not applicable | 51.3 | 50 | 52.6316 | 0.5 | 0.52632 | 45442 | 48518 | N | N | data not available | Y | 619354443 | data not available | 45532 | data not available | 502
1470000961371 | [5 empty] | 1470000961380 | Mercia power response (cuckoo rd) ltd | Birmingham wharton street | Export | Wharton Street, Nechells | Birmingham | West Midlands | B7 5TR | United Kingdom | 409537 | 289677 | Nechells East 132Kv S Stn | Nechells West 132 25Kv S Stn | Nechells West 132/25/11Kv | 11 | National Grid Electricity Distribution (West Midlands) Plc | Fossil - Gas | Engine (combustion / reciprocating) | Yes | data not available | data not available | 8 | data not applicable | data not applicable | data not applicable | data not available | data not available | data not applicable | data not applicable | data not applicable | data not applicable | data not available | data not available | data not applicable | data not available | Connected | 8 | 7.6 | 8 | 0.1425 | 0.15 | 43800 | data not applicable | data not applicable | data not applicable | data not applicable | data not applicable | data not applicable | data not applicable | data not available | data not available | data not available | data not available | data not available | data not available | 45750
data not available | [5 empty] | data not available | data not available | Llanbrynmiar South | data not available | data not available | data not available | Mid Wales Hub | data not available | data not available | 294697 | 305342 | MID WALES HUB (TBC) | data not available | data not available | 132 | SP Manweb plc | Wind | Onshore wind turbines | No | 0 | 0 | 90 | data not applicable | data not applicable | No | 0 | 0 | 0 | data not applicable | data not applicable | No | 0 | 0 | 0 | data not available | Accepted to Connect | data not applicable | data not applicable | data not applicable | data not applicable | data not applicable | data not applicable | 90 | 90 | 94.7368 | data not applicable | data not applicable | data not available | data not available | N | N | data not available | Y | data not available | data not available | 45749 | data not available | 910
data not available | [5 empty] | data not available | Luminous Energy | Llwyndyrus Farm | Llwyndyrys Farm | Y Ffor | Pwllheli | North Wales | LL53 6RH | Wales | 238967 | 340647 | TRAWSFYNYDD | FOUR CROSSES GT2 / MAENTWROG GT1 / MAENTWROG GT2 | FOUR CROSSES T1 | 33 | SP Manweb plc | Solar | Photovoltaic | No | 0 | 0 | 5 | data not applicable | data not applicable | No | 0 | 0 | 0 | data not applicable | data not applicable | No | 0 | 0 | 0 | data not available | Connected | 5 | 5 | 5.2632 | 0 | 0 | data not available | data not applicable | data not applicable | data not applicable | data not applicable | data not applicable | 43615 | data not applicable | N | N | data not available | N | 613904689 | data not available | 44026 | data not available | 511
data not available | [5 empty] | data not available | Beaufort Wind Limited | Llyn Alaw | Llyn Alaw Windfarm | Llanbabo | Amlwch | North Wales | LL66 0BL | Wales | 238507 | 387110 | WYLFA | AMLWCH GT1 / CAERGEILIOG GT1 / GT2 | data not available | 33 | SP Manweb plc | Wind | Onshore wind turbines | No | 0 | 0 | 21.8 | data not applicable | data not applicable | No | 0 | 0 | 0 | data not applicable | data not applicable | No | 0 | 0 | 0 | data not available | Connected | 21.8 | 21.8 | 22.9474 | data not applicable | data not applicable | data not available | data not applicable | data not applicable | data not applicable | data not applicable | data not applicable | data not available | data not applicable | N | N | data not available | N | data not available | data not available | 44910 | data not available | 512
data not available | [5 empty] | data not available | RNA Energy Ltd | Llys Gwynt | Llys Gwynt | Land off B4547 | data not available | North Wales | LL56 4QU | Wales | 255534 | 367216 | CONNAHS QUAY / PENTIR / ST ASAPH (PENT) | data not available | data not available | 132 | SP Manweb plc | Stored Energy | Storage - Electrochemical (Batteries) | No | data not available | data not available | 99 | data not applicable | data not applicable | No | 0 | 0 | 0 | data not applicable | data not applicable | No | 0 | 0 | 0 | data not available | Accepted to Connect | data not applicable | data not applicable | data not applicable | data not applicable | data not applicable | data not applicable | 99 | 99 | 104.2105 | 99 | 104.2105 | 44700 | data not available | N | N | data not available | Y | 614969161 | data not available | 45625 | data not available | 513
data not available | [5 empty] | data not applicable | Dumfries And Galloway Council | Locharmoss Solar PV and BESS | Lochar Moss Household Waste Recycling Centre | Lockerbie Road | Dumfries | Dumfries and Galloway | DG1 3PG | Scotland | 300736 | 577298 | Dumfries | data not applicable | data not available | 33 | SP Distribution Ltd | Stored Energy | Storage - Electrochemical (Batteries) | No | 0 | 0 | 3.8 | Solar | Photovoltaic | No | 0 | 0 | 6.16 | data not applicable | data not applicable | No | 0 | 0 | 0 | No | Accepted to Connect | data not applicable | data not applicable | data not applicable | data not applicable | data not applicable | data not applicable | 9.96 | 9.96 | 10.4842 | 3.8 | 4 | 44909 | 49978 | N | N | data not available | Y | 617357580 | data not available | 45019 | data not available | 514
data not available | [5 empty] | data not available | data not available | Longriggs Farm | data not available | data not available | data not available | data not available | data not available | Scotland | 291513 | 695358 | Devonside | data not applicable | data not available | 33 | SP Distribution Ltd | Stored Energy | Storage - Electrochemical (Batteries) | No | data not available | data not available | 60 | data not applicable | data not applicable | No | 0 | 0 | 0 | data not applicable | data not applicable | No | 0 | 0 | 0 | No | Accepted to Connect | data not applicable | data not applicable | data not applicable | data not applicable | data not applicable | data not applicable | 60 | 60 | 63.1579 | 40 | 42.1053 | 44817 | 47576 | data not available | data not available | data not available | Y | 617339054 | data not available | 45749 | data not available | 841
data not available | [5 empty] | data not available | Utility Recoveries Specialists Ltd | Lostock Power Station | N/A | N/A | Northwich | Cheshire | CW9 5AA | England | 368269 | 374138 | CARRINGTON / FIDDLERS FERRY | data not available | data not available | 132 | SP Manweb plc | Waste | Engine (combustion / reciprocating) | Yes | 0 | 0 | 89 | data not applicable | data not applicable | No | 0 | 0 | 0 | data not applicable | data not applicable | No | 0 | 0 | 0 | data not available | Accepted to Connect | data not applicable | data not applicable | data not applicable | data not applicable | data not applicable | data not applicable | 89 | 89 | 93.6842 | data not applicable | data not applicable | 43354 | 45504 | N | N | data not available | N | 612706057 | data not available | 44088 | data not available | 523
1170001377840 | [5 empty] | 1170001377859 | Mercia power response (fulwood road) limited | Sutton in ashfield fulwood road north fulwood generation no1 | Fulwood Road Generation A | Fulwood Road North | Sutton in ashfield | Nottinghamshire | NG17 2NB | United Kingdom | 447050 | 357990 | Chesterfield 132Kv S Stn | Pinxton 132Kv S Stn | Pinxton 11Kv S Stn | 11 | National Grid Electricity Distribution (East Midlands) Plc | Fossil - Gas | Engine (combustion / reciprocating) | No | data not available | data not available | 4.47 | Fossil - Gas | Engine (combustion / reciprocating) | No | data not available | data not available | 1.2 | data not applicable | data not applicable | data not applicable | data not available | data not available | data not applicable | data not available | Connected | 5.67 | 5.9992 | 6.315 | 0.1425 | 0.15 | 44530 | data not applicable | data not applicable | data not applicable | data not applicable | data not applicable | data not applicable | data not applicable | data not available | data not available | data not available | data not available | data not available | data not available | 45750
data not available | [5 empty] | data not available | data not available | Macfarlan Smith CHP and PV | data not available | data not available | data not available | data not available | data not available | Scotland | data not available | data not available | Gorgie | data not applicable | GORGIE (11kV) | 11 | SP Distribution Ltd | Solar | Photovoltaic | Yes | 0 | 0 | 0.45 | data not applicable | data not applicable | No | 0 | 0 | 0 | data not applicable | data not applicable | No | 0 | 0 | 0 | Yes | Accepted to Connect | data not applicable | data not applicable | data not applicable | data not applicable | data not applicable | data not applicable | 2.478 | 0.99 | 1.0421 | 0 | 0 | data not available | 46022 | data not available | data not available | data not available | N | 620418262 | data not available | 45749 | data not available | 842
data not available | [5 empty] | data not available | Eco Solar Potential | Manor Farm | Manor Farm | Oswestry | Oswestry | Dee Valley and Mid Wales | SY10 8BH | Wales | 329511 | 324058 | LEGACY | LEGACY LOCAL GT2 / NEWTOWN GT2 / OSWESTRY GT5 / OSWESTRY GT8 / WELSHPOOL GT1 / WHITCHURCH GT1 | LLYNCLYS T1 | 33 | SP Manweb plc | Solar | Photovoltaic | No | 0 | 0 | 2.5 | data not applicable | data not applicable | No | 0 | 0 | 0 | data not applicable | data not applicable | No | 0 | 0 | 0 | data not available | Connected | 2.5 | 2.5 | 2.6316 | data not applicable | data not applicable | data not available | data not applicable | data not applicable | data not applicable | data not applicable | data not applicable | 43389 | data not applicable | N | N | data not available | N | 613551704 | data not available | 44146 | data not available | 530
1170001377868 | [5 empty] | 1170001377877 | Mercia power response (fulwood road) limited | Sutton in ashfield fulwood road north fulwood generation no2 | Site B | Fulwood Road North, Fulwood | Sutton in ashfield | Nottinghamshire | NG17 2NB | United Kingdom | 447068 | 357990 | Chesterfield 132Kv S Stn | Pinxton 132Kv S Stn | Pinxton 11Kv S Stn | 11 | National Grid Electricity Distribution (East Midlands) Plc | Fossil - Gas | Engine (combustion / reciprocating) | No | data not available | data not available | 4.47 | data not applicable | data not applicable | data not applicable | data not available | data not available | data not applicable | data not applicable | data not applicable | data not applicable | data not available | data not available | data not applicable | data not available | Connected | 4.47 | 4.5001 | 4.737 | 0.1425 | 0.15 | 44287 | data not applicable | data not applicable | data not applicable | data not applicable | data not applicable | data not applicable | data not applicable | data not available | data not available | data not available | data not available | data not available | data not available | 45750
data not available | [5 empty] | data not available | Grid Source Ltd | Middlepart Farm | Middlepart Farm | data not available | Saltcoats | North Ayrshire | KA21 6NH | Scotland | 225911 | 643182 | Saltcoats | data not applicable | data not available | 33 | SP Distribution Ltd | Stored Energy | Storage - Electrochemical (Batteries) | No | data not available | data not available | 52.5 | data not applicable | data not applicable | No | 0 | 0 | 0 | data not applicable | data not applicable | No | 0 | 0 | 0 | No | Accepted to Connect | data not applicable | data not applicable | data not applicable | data not applicable | data not applicable | data not applicable | 52.5 | 49.9 | 52.5263 | 49.9 | 52.5263 | 44901 | 46112 | N | N | data not available | Y | 617549390 | data not available | 45625 | data not available | 544
data not available | [5 empty] | data not applicable | Bluestone Energy LTD | Middleton Farm | Middleton Road | Linwood | Paisley | Renfrewshire | PA3 3AG | Scotland | 245054 | 665562 | Elderslie | data not applicable | data not available | 33 | SP Distribution Ltd | Solar | Photovoltaic | No | 0 | 0 | 38.7 | data not applicable | data not applicable | No | 0 | 0 | 0 | data not applicable | data not applicable | No | 0 | 0 | 0 | No | Accepted to Connect | data not applicable | data not applicable | data not applicable | data not applicable | data not applicable | data not applicable | 38.7 | 38.7 | 40.7368 | 0 | 0 | 44846 | 46905 | N | N | data not available | Y | 619803318 | data not available | 44862 | data not available | 545
1170001636833 | [5 empty] | 1170001636824 | Mercia power response (geddington road) ltd | Geddington road generation facility, enterprise court,geddington road,corby, | Mercia Power Response Limited | Geddington Road Generation Facility, Enterprise Court, Geddington Road | Corby | data not available | NN18 8ET | United Kingdom | 490194 | 288713 | Grendon 132Kv S Stn | Corby 33Kv S Stn | Corby No2 11Kv S Stn | 11 | National Grid Electricity Distribution (East Midlands) Plc | Fossil - Coal gas | Engine (combustion / reciprocating) | No | data not available | data not available | 5.352 | data not applicable | data not applicable | data not applicable | data not available | data not available | data not applicable | data not applicable | data not applicable | data not applicable | data not available | data not available | data not applicable | data not available | Connected | 5.352 | 4.75 | 5 | 0.1425 | 0.15 | 45119 | data not applicable | data not applicable | data not applicable | data not applicable | data not applicable | data not applicable | data not applicable | data not available | data not available | data not available | data not available | data not available | data not available | 45750
1640000785193 | [5 empty] | 1640000785184 | MERCIA POWER RESPONSE (GRAPHITE WAY) LTD | SITE 3 | GRAPHITE WAY | GRAPHITE WAY | GLOSSOP | DERBYSHIRE | SK13 1QH | ENGLAND | 401511 | 396617 | STALYBRIDGE GSP | HYDE | HATTERSLEY | 11 | ELECTRICITY NORTH WEST LIMITED | FOSSIL - GAS | ENGINE (COMBUSTION / RECIPROCATING) | NO | 0 | 0 | 6.06 |  |  |  | 0 | 0 | 0 |  |  |  | 0 | 0 | 0 | NO | CONNECTED | 6.06 | 5.7 | 6 | 0.1425 | 0.15 | 2018-12-01 |  |  |  | 0 | 0 |  |  | NO | YES |  |  |  |  | 2021-12-06 | 53.46629202055618, -1.9787070916472802
data not available | [5 empty] | data not available | Menter Mon Morlais | Morlais TIdal Project | Morlais_Tidal_Project | Menter Mon Cyf | Holyhead | North Wales | LL65 1LW | Wales | 223478 | 382462 | WYLFA | AMLWCH GT1 / CAERGEILIOG GT1 / GT2 | data not available | 33 | SP Manweb plc | Water | data not available | No | 0 | 0 | 13.5 | data not applicable | data not applicable | No | 0 | 0 | 0 | data not applicable | data not applicable | No | 0 | 0 | 0 | data not available | Connected | 13.5 | 13.5 | 14.2105 | data not applicable | data not applicable | data not available | data not applicable | data not applicable | data not applicable | data not applicable | data not applicable | data not available | data not applicable | N | N | data not available | N | data not available | data not available | 45532 | data not available | 565
data not available | [5 empty] | data not available | Moss_Farm | Moss Farm | Moss_Farm | Tgc Renewables | data not available | Cheshire | CW1 4PW | England | 369728 | 359206 | CELLARHEAD | COPPENHALL GT1 / CREWE GT1 / CREWE GT2A / CREWE GT4A / RADWAY GREEN GT1 / RADWAY GREEN GT2 / WHITCHURCH GT2 | data not available | 33 | SP Manweb plc | Solar | Photovoltaic | No | 0 | 0 | 11.1 | data not applicable | data not applicable | No | 0 | 0 | 0 | data not applicable | data not applicable | No | 0 | 0 | 0 | data not available | Accepted to Connect | data not applicable | data not applicable | data not applicable | data not applicable | data not applicable | data not applicable | 11.1 | 11.1 | 11.6842 | 0.025 | 0.026316 | data not available | data not available | N | N | data not available | Y | 613898577 | data not available | 45749 | data not available | 916
data not available | [5 empty] | data not available | REG Developments Ltd | Mosspark Solar Farm (MPSF) | Mosspark | Annan Road | Dumfries | Dumfries and Galloway | DG1 4PH | Scotland | 299666 | 575069 | Dumfries | data not applicable | data not available | 33 | SP Distribution Ltd | Stored Energy | Storage - Electrochemical (Batteries) | No | 0 | 0 | 20 | Solar | Photovoltaic | No | data not available | data not available | 50 | data not applicable | data not applicable | No | 0 | 0 | 0 | No | Accepted to Connect | data not applicable | data not applicable | data not applicable | data not applicable | data not applicable | data not applicable | 70 | 50 | 52.6316 | 20 | 21.0526 | 45384 | 48548 | N | N | data not available | Y | 619291354 | data not available | 45565 | data not available | 569
data not available | [5 empty] | data not applicable | Mount farm | Mount Farm | Mount Farm | Stobieside | Strathaven | South Lanarkshire | ML10 6QL | Scotland | 261522 | 640381 | Coylton | data not applicable | DARVEL (11kV) | 11 | SP Distribution Ltd | Wind | Onshore wind turbines | No | 0 | 0 | 2.35 | data not applicable | data not applicable | No | 0 | 0 | 0 | data not applicable | data not applicable | No | 0 | 0 | 0 | No | Accepted to Connect | data not applicable | data not applicable | data not applicable | data not applicable | data not applicable | data not applicable | 2.35 | 2.5 | 2.6316 | 0 | 0 | 44434 | 46326 | N | N | data not available | Y | 616368534 | data not available | 44088 | data not available | 571
1170000847492 | [5 empty] | 1170000847483 | Mercia power response (hallam way) limited | Mansfield hallam way stor | Hallam Way | Old Mill Lane Industrial Estate, Mansfield Woodhouse | Mansfield | Nottinghamshire | NG19 9BG | United Kingdom | 454167 | 362282 | Chesterfield 132Kv S Stn | Mansfield 33Kv S Stn | Mansfield 11Kv S Stn | 11 | National Grid Electricity Distribution (East Midlands) Plc | Fossil - Gas | Engine (combustion / reciprocating) | No | data not available | data not available | 3 | data not applicable | data not applicable | data not applicable | data not available | data not available | data not applicable | data not applicable | data not applicable | data not applicable | data not available | data not available | data not applicable | data not available | Connected | 3 | 2.85 | 3 | 0.1425 | 0.15 | 44264 | data not applicable | data not applicable | data not applicable | data not applicable | data not applicable | data not applicable | data not applicable | data not available | data not available | data not available | data not available | data not available | data not available | 45750
1170001173179 | [5 empty] | 1170001173132 | Mercia power response (manners avenue 2) limited | Stor generation site no 2 | Manners Store Site No2, Land At Manners Industrial Estate | Manners Avenue | Ilkeston | Derbyshire | DE7 8EF | United Kingdom | 445481 | 342236 | Willington 132Kv S Stn | Stanton 33Kv S Stn | Ilkeston 33 11Kv S Stn | 11 | National Grid Electricity Distribution (East Midlands) Plc | Fossil - Gas | Engine (combustion / reciprocating) | No | data not available | data not available | 7.2 | data not applicable | data not applicable | data not applicable | data not available | data not available | data not applicable | data not applicable | data not applicable | data not applicable | data not available | data not available | data not applicable | data not available | Connected | 7.2 | 6.65 | 7 | 0.1425 | 0.15 | 43739 | data not applicable | data not applicable | data not applicable | data not applicable | data not applicable | data not applicable | data not applicable | data not available | data not available | data not available | data not available | data not available | data not available | 45750
data not available | [5 empty] | data not available | Industria Services Ltd | New Cut Lane PV | New Cut Farm Solar Park | Kirkby Industrial Estate | Kirkby | Merseyside | L33 3AJ | England | 344376 | 397477 | KIRKBY | GILLMOSS GT1 / KIRKBY GT2 / SIMONSWOOD GT1 | data not available | 132 | SP Manweb plc | Solar | Photovoltaic | No | 0 | 0 | 20 | data not applicable | data not applicable | No | 0 | 0 | 0 | data not applicable | data not applicable | No | 0 | 0 | 0 | data not available | Accepted to Connect | data not applicable | data not applicable | data not applicable | data not applicable | data not applicable | data not applicable | 20 | 20 | 21.0526 | 0.1 | 0.10526 | 45173 | data not available | N | N | data not available | Y | 617963222 | data not available | 45275 | data not available | 598
data not available | [5 empty] | data not applicable | data not available | Norfolk Line PV | Middleton Avenue | Strutherhill Industrial Estate | Larkhall | Lanarkshire | ML9 2TL | Scotland | 276944 | 649793 | Wishaw | data not applicable | LARKHALL (11kV) | 11 | SP Distribution Ltd | Solar | Photovoltaic | No | 0 | 0 | 1 | data not applicable | data not applicable | No | 0 | 0 | 0 | data not applicable | data not applicable | No | 0 | 0 | 0 | Yes | Connected | 1 | 0.638 | 0.67158 | 0 | 0 | data not available | data not applicable | data not applicable | data not applicable | data not applicable | data not applicable | data not available | data not available | N | N | data not available | N | 618004131 | data not available | 45566 | data not available | 600
data not available | [5 empty] | data not available | Gridsource Ltd | North Belton | North Belton Farmhouse | data not available | Dunbar | East Lothian | EH42 1SU | Scotland | 363800 | 677551 | Dunbar | data not applicable | data not available | 33 | SP Distribution Ltd | Stored Energy | Storage - Electrochemical (Batteries) | No | data not available | data not available | 52.5 | data not applicable | data not applicable | No | 0 | 0 | 0 | data not applicable | data not applicable | No | 0 | 0 | 0 | No | Accepted to Connect | data not applicable | data not applicable | data not applicable | data not applicable | data not applicable | data not applicable | 52.5 | 49.9 | 52.5263 | 52.5 | 55.2632 | 45323 | 47817 | N | N | data not available | Y | 619059665 | data not available | 45383 | data not available | 602
data not available | [5 empty] | data not available | Moss Farm | North Moss Lane | data not available | data not available | data not available | Merseyside | data not available | England | 331258 | 408831 | KIRKBY | AINTREE GT1 / FORMBY GT2A / LITHERLAND GT1B | data not available | 33 | SP Manweb plc | Solar | Photovoltaic | No | 0 | 0 | 9.6 | data not applicable | data not applicable | No | 0 | 0 | 0 | data not applicable | data not applicable | No | 0 | 0 | 0 | data not available | Accepted to Connect | data not applicable | data not applicable | data not applicable | data not applicable | data not applicable | data not applicable | 9.6 | 9.6 | 10.1053 | data not applicable | data not applicable | data not available | data not available | N | N | data not available | Y | 614864853 | data not available | 45749 | data not available | 922
1170000871087 | [5 empty] | 1170000871510 | Mercia power response (nottingham road) limited | Toton stor site nottingham rd attenborough | Toton Stor Site | Nottingham Road, Attenborough | Nottingham | Nottinghamshire | NG9 6DH | United Kingdom | 451164 | 334368 | Ratcliffe On Soar 132Kv S Stn | Toton 3 33Kv S Stn | Chilwell 33 11Kv S Stn | 11 | National Grid Electricity Distribution (East Midlands) Plc | Fossil - Gas | Engine (combustion / reciprocating) | Yes | data not available | data not available | 7 | data not applicable | data not applicable | data not applicable | data not available | data not available | data not applicable | data not applicable | data not applicable | data not applicable | data not available | data not available | data not applicable | data not available | Connected | 7 | 6.65 | 7 | 0.1425 | 0.15 | 43266 | data not applicable | data not applicable | data not applicable | data not applicable | data not applicable | data not applicable | data not applicable | data not available | data not available | data not available | data not available | data not available | data not available | 45750
data not available | [5 empty] | data not available | Immersa Ltd | Oakenholt Farm | Oakenholt Farm | Flint | Connah's Quay | Wirral | CH6 5BF | England | 326975 | 370731 | CONNAHS QUAY / PENTIR / ST ASAPH (CONQ) | data not available | data not available | 132 | SP Manweb plc | data not available | data not available | No | 0 | 0 | 99.4 | data not applicable | data not applicable | No | 0 | 0 | 0 | data not applicable | data not applicable | No | 0 | 0 | 0 | data not available | Accepted to Connect | data not applicable | data not applicable | data not applicable | data not applicable | data not applicable | data not applicable | 99.4 | 99.4 | 104.6316 | data not applicable | data not applicable | 45092 | data not available | N | N | data not available | Y | 618095789 | data not available | 45433 | data not available | 609
data not available | [5 empty] | data not available | data not available | Old Greenock Road | Old Greenock Road | Linburn | Bishopton | Renfrewshire | PA7 5NT | Scotland | 244810 | 670610 | Erskine | data not applicable | data not available | 33 | SP Distribution Ltd | Stored Energy | Storage - Electrochemical (Batteries) | No | data not available | data not available | 32 | data not applicable | data not applicable | No | 0 | 0 | 0 | data not applicable | data not applicable | No | 0 | 0 | 0 | Yes | Accepted to Connect | data not applicable | data not applicable | data not applicable | data not applicable | data not applicable | data not applicable | 32 | 29.9 | 31.4737 | 29.9 | 31.4737 | data not available | 45807 | N | N | data not available | N | 252307 | data not available | 45426 | data not available | 611
data not available | [5 empty] | data not applicable | Overton Wind ltd | Overton Farm WF | Overton Farm | data not available | Blairhall | Fife | KY12 9HA | Scotland | 300082 | 689786 | Devonside | data not applicable | GARTARRY (11kV) | 11 | SP Distribution Ltd | Wind | Onshore wind turbines | No | 0 | 0 | 2.35 | data not applicable | data not applicable | No | 0 | 0 | 0 | data not applicable | data not applicable | No | 0 | 0 | 0 | No | Connected | 2.35 | 2.35 | 2.4737 | 0 | 0 | data not available | data not applicable | data not applicable | data not applicable | data not applicable | data not applicable | 43752 | data not available | N | N | data not available | N | 613951291 | data not available | 45330 | data not available | 614
1170000896018 | [5 empty] | 1170000896106 | Mercia power response (private road no 5) limited | 11kv generation | Road No5 | Colwick Industrial Estate, Colwick | Nottingham | Nottinghamshire | NG4 2BD | United Kingdom | 462652 | 340282 | Stoke Bardolph 132Kv | Nottingham East 33Kv S Stn | Colwick 33 11Kv S Stn | 11 | National Grid Electricity Distribution (East Midlands) Plc | Fossil - Gas | Engine (combustion / reciprocating) | No | data not available | data not available | 5.2 | data not applicable | data not applicable | data not applicable | data not available | data not available | data not applicable | data not applicable | data not applicable | data not applicable | data not available | data not available | data not applicable | data not available | Connected | 5.2 | 4.94 | 5.2 | 0.1425 | 0.15 | 43347 | data not applicable | data not applicable | data not applicable | data not applicable | data not applicable | data not applicable | data not applicable | data not available | data not available | data not available | data not available | data not available | data not available | 45750
data not available | [5 empty] | data not available | Pant Y Maen Wind farm | Pant Y Maen | Pant Y Maen Wind Farm | Ll16 5Sw | Denbigh | North Wales | LL16 5SW | Wales | 296738 | 358879 | CONNAHS QUAY / PENTIR / ST ASAPH (CONQ) | HOLYWELL GT1 / RHYL GT1 / ST ASAPH GT2 / ST ASAPH GT4 | data not available | 33 | SP Manweb plc | Wind | Onshore wind turbines | No | 0 | 0 | 20 | data not applicable | data not applicable | No | 0 | 0 | 0 | data not applicable | data not applicable | No | 0 | 0 | 0 | data not available | Accepted to Connect | data not applicable | data not applicable | data not applicable | data not applicable | data not applicable | data not applicable | 20 | 20 | 21.0526 | data not applicable | data not applicable | data not available | data not available | N | N | data not available | Y | data not available | data not available | 44026 | data not available | 616
data not available | [5 empty] | data not available | Parc Adfer Energy Recovery Facility | Parc Adfer | Waste Facility | Site A6 Weighbridge Road | Connah's Quay | Wirral | CH5 2LL | England | 331104 | 371384 | CONNAHS QUAY / PENTIR / ST ASAPH (CONQ) | DEESIDE PK GRID GT1 / SIXTH AVE GRID GT1 | data not available | 33 | SP Manweb plc | Waste | Engine (combustion / reciprocating) | Yes | 0 | 0 | 22 | data not applicable | data not applicable | No | 0 | 0 | 0 | data not applicable | data not applicable | No | 0 | 0 | 0 | data not available | Connected | 22 | 22 | 23.1579 | data not applicable | data not applicable | data not available | data not applicable | data not applicable | data not applicable | data not applicable | data not applicable | data not available | data not applicable | N | N | data not available | N | 614524839 | data not available | 44088 | data not available | 617
data not available | [5 empty] | data not available | GPC Battery Ltd | Parkhouse Road | Parkhouse Road | Barrhead | Glasgow | East Renfrewshire | G78 1TE | Scotland | 251776 | 659483 | Crookston | data not applicable | data not available | 33 | SP Distribution Ltd | Stored Energy | Storage - Electrochemical (Batteries) | No | data not available | data not available | 25 | data not applicable | data not applicable | No | 0 | 0 | 0 | data not applicable | data not applicable | No | 0 | 0 | 0 | No | Accepted to Connect | data not applicable | data not applicable | data not applicable | data not applicable | data not applicable | data not applicable | 25 | 24 | 25.2632 | 24 | 25.2632 | 45013 | 46387 | N | N | data not available | Y | 617862017 | data not available | 45141 | data not available | 619
data not available | [5 empty] | data not available | data not available | Pen-Y-Groes | data not available | data not available | data not available | Dee Valley and Mid Wales | data not available | Wales | data not available | data not available | TRAWSFYNYDD | FOUR CROSSES GT2 / MAENTWROG GT1 / MAENTWROG GT1 | data not available | 33 | SP Manweb plc | data not available | data not available | No | 0 | 0 | 39.96 | data not applicable | data not applicable | No | 0 | 0 | 0 | data not applicable | data not applicable | No | 0 | 0 | 0 | data not available | Accepted to Connect | data not applicable | data not applicable | data not applicable | data not applicable | data not applicable | data not applicable | 39.96 | 18 | 18.9474 | data not applicable | data not applicable | 45348 | data not available | N | N | data not available | Y | 619412583 | data not available | 45532 | data not available | 623
data not available | [5 empty] | data not available | Greengate Works | Pilkington Greengates | Greengate Works | Sherdley Road | data not available | Merseyside | WA9 5DZ | England | 351051 | 394527 | RAINHILL | BOLD G2B / RAVENHEAD G1A2 / ST HELENS GT2A | data not available | 33 | SP Manweb plc | Fossil - Gas | Steam-gas turbine (CCGT) | No | 0 | 0 | 15 | data not applicable | data not applicable | No | 0 | 0 | 0 | data not applicable | data not applicable | No | 0 | 0 | 0 | data not available | Accepted to Connect | data not applicable | data not applicable | data not applicable | data not applicable | data not applicable | data not applicable | 15 | 15 | 15.7895 | data not applicable | data not applicable | data not available | data not available | N | N | data not available | Y | data not available | data not available | 45749 | data not available | 926
data not available | [5 empty] | data not applicable | data not available | Pitkevey Energy Storage | data not available | data not available | data not available | Fife | data not available | Scotland | 324400 | 703170 | Glenrothes | data not applicable | data not available | 33 | SP Distribution Ltd | Stored Energy | Storage - Electrochemical (Batteries) | No | 0 | 0 | 51.57 | data not applicable | data not applicable | No | 0 | 0 | 0 | data not applicable | data not applicable | No | 0 | 0 | 0 | No | Accepted to Connect | data not applicable | data not applicable | data not applicable | data not applicable | data not applicable | data not applicable | 51.57 | 49.9 | 52.5263 | 49.9 | 52.5263 | 44454 | 45746 | N | N | data not available | Y | 620387681 | data not available | 45470 | data not available | 633
data not available | [5 empty] | 1300011752986 | R J Best; Plas yn Vivod Hydro | Prescot WTW | Plas yn Vivod Hall | Vivod | data not available | Merseyside | LL20 7LS | England | 346686 | 393473 | RAINHILL | GATEACRE GT1 / HUYTON GT1 / KIRKBY GT3 / PRESCOT GT1A | BEDBURN DRIVE/ BLUEBELL LANE/BROOKBRIDGE/ECCLESTON | 33 | SP Manweb plc | Solar | Photovoltaic | No | 0 | 0 | 3.72 | data not applicable | data not applicable | No | 0 | 0 | 0 | data not applicable | data not applicable | No | 0 | 0 | 0 | data not available | Connected | 3.72 | 3.72 | 3.9158 | data not applicable | data not applicable | 42361 | data not applicable | data not applicable | data not applicable | data not applicable | data not applicable | data not available | data not applicable | N | N | data not available | N | 613864243 | data not available | 44915 | data not available | 641
data not available | [5 empty] | data not available | Peel Environmental | Protos Park G4 | Protos Park G4 | Grinsome Road | Chester | Wirral | CH2 4RB | England | 343979 | 375281 | FROD / INCE (INCE) | data not available | data not available | 132 | SP Manweb plc | Stored Energy | Storage - Electrochemical (Batteries) | No | data not available | data not available | 11 | data not applicable | data not applicable | No | 0 | 0 | 0 | data not applicable | data not applicable | No | 0 | 0 | 0 | data not available | Accepted to Connect | data not applicable | data not applicable | data not applicable | data not applicable | data not applicable | data not applicable | 11 | 11 | 11.5789 | 11 | 11.5789 | 43486 | data not available | N | N | data not available | Y | 613540872 | data not available | 45532 | data not available | 646
data not available | [5 empty] | data not available | Vital Energi Solutions Limited | Provan Gas Works BESS | 313 BLOCHAIRN ROAD | data not available | Glasgow | Glasgow City | G21 2RX | Scotland | 262293 | 666375 | Carntyne | data not applicable | Carntyne GSP | 33 | SP Distribution Ltd | Stored Energy | Storage - Electrochemical (Batteries) | No | data not available | data not available | 50.4 | data not applicable | data not applicable | No | 0 | 0 | 0 | data not applicable | data not applicable | No | 0 | 0 | 0 | No | Accepted to Connect | data not applicable | data not applicable | data not applicable | data not applicable | data not applicable | data not applicable | 50.4 | 49.9 | 52.5263 | 49.9 | 52.5263 | 44753 | 46203 | N | N | data not available | Y | 620416355 | data not available | 44859 | data not available | 647
data not available | [5 empty] | data not available | Greentech Projects Holding UK Limited | Pusk Farm Solar and BESS | Pusk Farm | Toll Road | Fife | Central & Fife | KY16 0AD | Scotland | 343146 | 721316 | Cupar | data not applicable | data not available | 33 | SP Distribution Ltd | Stored Energy | Storage - Electrochemical (Batteries) | No | 0 | 0 | 54.6 | Solar | Photovoltaic | No | data not available | data not available | 54.6 | data not applicable | data not applicable | No | 0 | 0 | 0 | No | Accepted to Connect | data not applicable | data not applicable | data not applicable | data not applicable | data not applicable | data not applicable | 109.2 | 49.9 | 52.5263 | 49.9 | 52.5263 | 45536 | 48517 | N | N | data not available | Y | 619661968 | data not available | 45566 | data not available | 648
data not available | [5 empty] | data not available | Elgin Energy EsCo Ltd | Rankielour Estate | Rankielour Estate | Cupar | Fife | Fife | KY15 5GY | Scotland | 333559 | 712724 | Cupar | data not applicable | data not available | 33 | SP Distribution Ltd | Stored Energy | Storage - Electrochemical (Batteries) | No | data not available | data not available | 50 | Solar | Photovoltaic | No | 0 | 0 | 50 | data not applicable | data not applicable | No | 0 | 0 | 0 | No | Accepted to Connect | data not applicable | data not applicable | data not applicable | data not applicable | data not applicable | data not applicable | 50 | 49.9 | 52.5263 | 49.9 | 52.5263 | 44866 | 46326 | N | N | data not available | Y | 617421678 | data not available | 45566 | data not available | 653
1170000939920 | [5 empty] | 1170000939911 | Mercia power response (private road no 5) limited | Private road no 5 | Private Road No5 | Colwick Industrial Estate | Nottingham | data not available | NG4 2JU | United Kingdom | 462530 | 340383 | Stoke Bardolph 132Kv | Nottingham East 33Kv S Stn | data not available | 33 | National Grid Electricity Distribution (East Midlands) Plc | Fossil - Gas | Engine (combustion / reciprocating) | No | data not available | data not available | 16 | data not applicable | data not applicable | data not applicable | data not available | data not available | data not applicable | data not applicable | data not applicable | data not applicable | data not available | data not available | data not applicable | data not available | Connected | 16 | 15.2 | 16 | 0.2375 | 0.25 | 43371 | data not applicable | data not applicable | data not applicable | data not applicable | data not applicable | data not applicable | data not applicable | data not available | data not available | data not available | data not available | data not available | data not available | 45750
1170001035646 | [5 empty] | 1170001035637 | Mercia power response (sandy lane) limited | Sandy lane generation worksop nottinghamshire s80 3et | Power Balancing Services Limited | Sandy Lane | Worksop | Nottinghamshire | S80 3ET | United Kingdom | 457511 | 380111 | West Burton 132Kv S Stn | Worksop 33Kv S Stn | Worksop West 33 11Kv S Stn | 11 | National Grid Electricity Distribution (East Midlands) Plc | Fossil - Gas | Engine (combustion / reciprocating) | No | data not available | data not available | 7.2 | data not applicable | data not applicable | data not applicable | data not available | data not available | data not applicable | data not applicable | data not applicable | data not applicable | data not available | data not available | data not applicable | data not available | Connected | 7.2 | 6.65 | 7 | 0.095 | 0.1 | 43447 | data not applicable | data not applicable | data not applicable | data not applicable | data not applicable | data not applicable | data not applicable | data not available | data not available | data not available | data not available | data not available | data not available | 45750
1170002076713 | [5 empty] | 1170002076704 | Mercia power response (sookholme road) ltd | Shirebrook, sookholme road | data not available | Land Off, Sookholme Road, Shirebrook | Mansfield | data not available | NG20 8SG | United Kingdom | 453175 | 367397 | Chesterfield 132Kv S Stn | Whitwell 33Kv S Stn | Shirebrook 33 11Kv S Stn | 11 | National Grid Electricity Distribution (East Midlands) Plc | Fossil - Gas | Engine (combustion / reciprocating) | No | data not available | data not available | 6.274 | data not applicable | data not applicable | data not applicable | data not available | data not available | data not applicable | data not applicable | data not applicable | data not applicable | data not available | data not available | data not applicable | data not available | Connected | 6.274 | 6.0002 | 6.316 | 0.1425 | 0.15 | 45566 | data not applicable | data not applicable | data not applicable | data not applicable | data not applicable | data not applicable | data not applicable | data not available | data not available | data not available | data not available | data not available | data not available | 45750
data not available | [5 empty] | data not available | data not available | Rheidol | Ceredigion | data not available | Aberystwyth | Dee Valley and Mid Wales | SY23 3NB | Wales | 270825 | 279293 | SWANSEA NORTH | ABERYSTWYTH GT2 / RHYDLYDAN GT1 | data not available | 33 | SP Manweb plc | Stored Energy | Storage - Mechanical - Pumped Hydro | No | data not available | data not available | 41 | data not applicable | data not applicable | No | 0 | 0 | 0 | data not applicable | data not applicable | No | 0 | 0 | 0 | data not available | Connected | 41 | 41 | 43.1579 | data not applicable | data not applicable | data not available | data not applicable | data not applicable | data not applicable | data not applicable | data not applicable | data not available | data not applicable | N | N | data not available | N | 613682327 | data not available | 44057 | data not available | 657
data not available | [5 empty] | data not available | FOSSIL PURCHASING AGENCY | Rheidol Wind Farm | Rheidol Windfarm | Llywernog | Aberystwyth | Dee Valley and Mid Wales | SY23 3AB | Wales | 272310 | 281064 | SWANSEA NORTH | ABERYSTWYTH GT2 / RHYDLYDAN GT1 | data not available | 33 | SP Manweb plc | Wind | Onshore wind turbines | No | 0 | 0 | 2.45 | data not applicable | data not applicable | No | 0 | 0 | 0 | data not applicable | data not applicable | No | 0 | 0 | 0 | data not available | Connected | 2.45 | 2.45 | 2.5789 | data not applicable | data not applicable | data not available | data not applicable | data not applicable | data not applicable | data not applicable | data not applicable | data not available | data not applicable | N | N | data not available | N | data not available | data not available | 44088 | data not available | 658
data not available | [5 empty] | data not available | Countryside Renewables | Rhosgoch Socket | Llanbadrig | Rhosgoch | Rhosgoch | North Wales | LL66 0AT | Wales | 238390 | 392219 | WYLFA | AMLWCH GT1 / CAERGEILIOG GT1 | data not available | 132 | SP Manweb plc | Solar | Photovoltaic | No | 0 | 0 | 49.9 | data not applicable | data not applicable | No | 0 | 0 | 0 | data not applicable | data not applicable | No | 0 | 0 | 0 | data not available | Connected | 49.9 | 49.9 | 52.5263 | data not applicable | data not applicable | 45266 | data not applicable | data not applicable | data not applicable | data not applicable | data not applicable | data not available | data not applicable | N | N | data not available | N | data not available | data not available | 45532 | data not available | 660
data not available | [5 empty] | data not available | RhosgyllFawr | Rhosgyll Fawr Solar Farm | Rhosgyllfawr | Utility Consultancy & Engineering Ltd | data not available | North Wales | LL53 6TQ | Wales | 245180 | 340691 | TRAWSFYNYDD | FOUR CROSSES GT2 / MAENTWROG GT1 / MAENTWROG GT2 | data not available | 33 | SP Manweb plc | Solar | Photovoltaic | No | 0 | 0 | 5 | data not applicable | data not applicable | No | 0 | 0 | 0 | data not applicable | data not applicable | No | 0 | 0 | 0 | data not available | Accepted to Connect | data not applicable | data not applicable | data not applicable | data not applicable | data not applicable | data not applicable | 5 | 5 | 5.2632 | N/A | data not available | data not available | data not available | N | N | data not available | Y | data not available | data not available | 45749 | data not available | 929
data not available | [5 empty] | data not available | data not available | Rhyd Ddu | data not available | data not available | data not available | Mid Wales Hub | data not available | data not available | 296919 | 304226 | MID WALES HUB (TBC) | data not available | data not available | 132 | SP Manweb plc | Wind | Onshore wind turbines | No | 0 | 0 | 99 | data not applicable | data not applicable | No | 0 | 0 | 0 | data not applicable | data not applicable | No | 0 | 0 | 0 | data not available | Accepted to Connect | data not applicable | data not applicable | data not applicable | data not applicable | data not applicable | data not applicable | 99 | 99 | 104.2105 | data not applicable | data not applicable | data not available | data not available | N | N | data not available | Y | 614321645 | data not available | 45749 | data not available | 930
data not available | [5 empty] | data not available | Countryside Renewables | Rhyd-y-Groes | Rhyd Y Groes Windfarm | Cemmaes Bay | Cemmaes | North Wales | LL66 0AT | Wales | 240145 | 392279 | WYLFA | AMLWCH GT1 / CAERGEILIOG GT1 / GT2 | data not available | 33 | SP Manweb plc | Wind | Onshore wind turbines | No | 0 | 0 | 7.2 | data not applicable | data not applicable | No | 0 | 0 | 0 | data not applicable | data not applicable | No | 0 | 0 | 0 | data not available | Connected | 7.2 | 7.2 | 7.5789 | data not applicable | data not applicable | data not available | data not applicable | data not applicable | data not applicable | data not applicable | data not applicable | data not available | data not applicable | N | N | data not available | N | data not available | data not available | 44088 | data not available | 661
1170001300935 | [5 empty] | 1170001300962 | Mercia power response (wellington road) limited | Wellington road site 1 | Wellington Road - Mpr A Export | Wellington Road | Burton-on-trent | data not available | DE14 2DW | United Kingdom | 423386 | 322501 | Drakelow 132Kv | Burton South 33Kv S Stn | Wellington St 33 11Kv S Stn | 11 | National Grid Electricity Distribution (East Midlands) Plc | Fossil - Gas | Engine (combustion / reciprocating) | No | data not available | data not available | 4.3 | data not applicable | data not applicable | data not applicable | data not available | data not available | data not applicable | data not applicable | data not applicable | data not applicable | data not available | data not available | data not applicable | data not available | Connected | 4.3 | 4.5001 | 4.737 | 0.1425 | 0.15 | 44136 | data not applicable | data not applicable | data not applicable | data not applicable | data not applicable | data not applicable | data not applicable | data not available | data not available | data not available | data not available | data not available | data not available | 45750
1170001300980 | [5 empty] | 1170001300971 | Mercia power response (wellington road) limited | Burton on trent, site 2, cascade works | Wellington Road - Ano B Export | Wellington Road | Burton-on-trent | data not available | DE14 2DW | United Kingdom | 423434 | 322454 | Drakelow 132Kv | Burton South 33Kv S Stn | Wellington St 33 11Kv S Stn | 11 | National Grid Electricity Distribution (East Midlands) Plc | Fossil - Gas | Engine (combustion / reciprocating) | No | data not available | data not available | 4 | data not applicable | data not applicable | data not applicable | data not available | data not available | data not applicable | data not applicable | data not applicable | data not applicable | data not available | data not available | data not applicable | data not available | Connected | 4 | 4.5001 | 4.737 | 0.1425 | 0.15 | 44105 | data not applicable | data not applicable | data not applicable | data not applicable | data not applicable | data not applicable | data not applicable | data not available | data not available | data not available | data not available | data not available | data not available | 45750
1170001183317 | [5 empty] | 1170001183159 | Mercia power response (whittington road) limited | Whittington road generation site | Whittington Road Stor Site | Land At Whittington Road | Chesterfield | Derbyshire | S43 2PR | United Kingdom | 441269 | 375366 | Chesterfield 132Kv S Stn | Staveley 33Kv S Stn | Staveley 11Kv S Stn | 11 | National Grid Electricity Distribution (East Midlands) Plc | Biofuel - Landfill gas | Gas turbine (OCGT) | No | data not available | data not available | 8.924 | data not applicable | data not applicable | data not applicable | data not available | data not available | data not applicable | data not applicable | data not applicable | data not applicable | data not available | data not available | data not applicable | data not available | Connected | 8.924 | 6.65 | 7 | 0.1425 | 0.15 | 43800 | data not applicable | data not applicable | data not applicable | data not applicable | data not applicable | data not applicable | data not applicable | data not available | data not available | data not available | data not available | data not available | data not available | 45750
1470001540697 | [5 empty] | 1470001540660 | Mercia power response (woolaston road) ltd | Woolaston rd generation redditch | Export - Woolaston Road Generation, Park Farm Industrial Estate | Land Off, Woolaston Road | Redditch | data not available | B98 7SG | United Kingdom | 406224 | 265658 | Feckenham 66 11Kv S Stn | Feckenham 66/11Kv | Ipsley 66 11Kv S Stn | 11 | National Grid Electricity Distribution (West Midlands) Plc | Fossil - Gas | Gas turbine (OCGT) | No | data not available | data not available | 6.7 | data not applicable | data not applicable | data not applicable | data not available | data not available | data not applicable | data not applicable | data not applicable | data not applicable | data not available | data not available | data not applicable | data not available | Connected | 6.7 | 6.555 | 6.9 | 0.1425 | 0.15 | 45200 | data not applicable | data not applicable | data not applicable | data not applicable | data not applicable | data not applicable | data not applicable | data not available | data not available | data not available | data not available | data not available | data not available | 45750
data not available | [5 empty] | data not available | Balance Power Projects Limited. | Sandy Brow Lane (Spencers Farm) | Sandy Brow Lane | off North Perimeter Road | Kirkby | Merseyside | L33 3AN | England | 344270 | 399858 | KIRKBY | data not available | data not available | 132 | SP Manweb plc | Stored Energy | Storage - Electrochemical (Batteries) | No | data not available | data not available | 82.8 | data not applicable | data not applicable | No | 0 | 0 | 0 | data not applicable | data not applicable | No | 0 | 0 | 0 | data not available | Accepted to Connect | data not applicable | data not applicable | data not applicable | data not applicable | data not applicable | data not applicable | 82.8 | 82.8 | 87.1579 | 82.8 | 87.1579 | 44461 | 45596 | N | N | data not available | Y | 616437819 | data not available | 44914 | data not available | 684
data not available | [5 empty] | data not available | Big Battery | Saturland Farm | Salterland Road | Hurlet | Glasgow | Glasgow City | G78 1TF | Scotland | 251610 | 659747 | Crookston | data not applicable | data not available | 33 | SP Distribution Ltd | Stored Energy | Storage - Electrochemical (Batteries) | No | data not available | data not available | 60.8 | data not applicable | data not applicable | No | 0 | 0 | 0 | data not applicable | data not applicable | No | 0 | 0 | 0 | Yes | Accepted to Connect | data not applicable | data not applicable | data not applicable | data not applicable | data not applicable | data not applicable | 60.8 | 60.8 | 64 | 60.8 | 64 | 44749 | 46134 | N | N | data not available | Y | 617101793 | data not available | 44861 | data not available | 686
data not available | [5 empty] | data not applicable | Bluestone Energy LTD | Scottish Event Campus | SEC Glasgow | Stobcross Road | Glasgow | Glasgow City | G3 8YW | Scotland | 256890 | 665443 | West George Street | data not applicable | ELLIOT STREET (11kV) | 11 | SP Distribution Ltd | Solar | Photovoltaic | No | 0 | 0 | 4 | data not applicable | data not applicable | No | 0 | 0 | 0 | data not applicable | data not applicable | No | 0 | 0 | 0 | Yes | Accepted to Connect | data not applicable | data not applicable | data not applicable | data not applicable | data not applicable | data not applicable | 4 | 4 | 4.2105 | 0 | 0 | 44840 | 46203 | N | N | data not available | N | 617319133 | data not available | 45625 | data not available | 688
2394000134161 | [5 empty] | Data Not Available | Merrion House LLP | Merrion House LLP | Merrion House | Town Centre House | Leeds | West Yorkshire | LS2 8LY | England | 429984 | 434103 | Skelton Grange | Leeds North | Carlton Hill | 11 | Northern Powergrid (Yorkshire) plc | Fossil - Gas | Steam turbine (thermal power plant) | Yes | Data Not Applicable | Data Not Applicable | 2 | Data Not Available | Data Not Available | Data Not Available | Data Not Available | Data Not Available | Data Not Available | Data Not Available | Data Not Available | Data Not Available | Data Not Available | Data Not Available | Data Not Available | No | Connected | 2 | 2 | 2.105 | Data Not Available | Data Not Available | 2017-07-07 00:00:00 | Data Not Applicable | Data Not Applicable | 2.105 | Data Not Applicable | Data Not Applicable | Data Not Available | Data Not Available | Data Not Available | Data Not Available | Data Not Available | Data Not Available | Data Not Available | Data Not Available | 2017-08-03 | 53.80236818352207, -1.5462220956370172 |  | 2017-07-07 | Leeds
data not available | [5 empty] | data not applicable | North Ayrshire Council | Shewalton Farm | Shewalton Road | Shewalton | Irvine | North Ayrshire | KA11 5AN | Scotland | 233419 | 636618 | Kilmarnock Town | data not applicable | RIVERSIDE (11kV) | 11 | SP Distribution Ltd | Solar | Photovoltaic | No | 0 | 0 | 5.027 | data not applicable | data not applicable | No | 0 | 0 | 0 | data not applicable | data not applicable | No | 0 | 0 | 0 | Yes | Accepted to Connect | data not applicable | data not applicable | data not applicable | data not applicable | data not applicable | data not applicable | 5.027 | 5.027 | 5.2916 | 0 | 0 | 44532 | 45838 | N | N | data not available | N | 616548586 | data not available | 44890 | data not available | 700
data not available | [5 empty] | data not available | Allied Vehicles Ltd | Shrubhill 36MW BESS Facility | Mcdonald Road Power Station | Mcdonald Road | Edinburgh | City of Edinburgh | EH7 4NS | Scotland | 326125 | 675339 | Shrubhill | data not applicable | data not available | 33 | SP Distribution Ltd | Stored Energy | Storage - Electrochemical (Batteries) | No | data not available | data not available | 39.6 | data not applicable | data not applicable | No | 0 | 0 | 0 | data not applicable | data not applicable | No | 0 | 0 | 0 | No | Accepted to Connect | data not applicable | data not applicable | data not applicable | data not applicable | data not applicable | data not applicable | 39.6 | 36 | 37.8947 | 36 | 37.8947 | 45300 | 47026 | N | N | data not available | Y | 619177553 | data not available | 45330 | data not available | 705
data not available | [5 empty] | data not applicable | Fortum Glasgow Limited | South Clyde Energy Centre | Bogmoor Road | North Cardonald | Glasgow | Glasgow City | G52 | Scotland | 252737 | 665779 | Braehead Park | data not applicable | data not available | 33 | SP Distribution Ltd | Biofuel - Landfill gas | Steam-gas turbine (CCGT) | No | 0 | 0 | 45 | data not applicable | data not applicable | No | 0 | 0 | 0 | data not applicable | data not applicable | No | 0 | 0 | 0 | Yes | Accepted to Connect | data not applicable | data not applicable | data not applicable | data not applicable | data not applicable | data not applicable | 45 | 45 | 47.3684 | 0 | 0 | 44022 |  | N | N | data not available | N | 614747073 | data not available | 44088 | data not available | 711
data not available | [5 empty] | data not applicable | SR Wind | Southrigg 2 | C1Torrance Farm To Southrig | Southrigg Farm | Bathgate | West Lothian | EH48 3AW | Scotland | 292159 | 665630 | Bathgate | data not applicable | ARMADALE (11kV) | 11 | SP Distribution Ltd | Wind | Onshore wind turbines | No | 0 | 0 | 8 | data not applicable | data not applicable | No | 0 | 0 | 0 | data not applicable | data not applicable | No | 0 | 0 | 0 | No | Accepted to Connect | data not applicable | data not applicable | data not applicable | data not applicable | data not applicable | data not applicable | 8 | 8.4 | 8.8421 | 0 | 0 | 43881 | 45961 | N | N | data not available | Y | 614075557 | data not available | 44026 | data not available | 714
data not available | [5 empty] | data not available | Baker Street Generation Limited | Speke Hall Avenue 20MW BESS | Speke Hall Avenue | Speke | Liverpool | Merseyside | L24 8RB | England | 342273 | 383252 | LISTER DRIVE | GARSTON / SPEKE / WAVERTREE | data not available | 33 | SP Manweb plc | Stored Energy | Storage - Electrochemical (Batteries) | No | data not available | data not available | 20 | data not applicable | data not applicable | No | 0 | 0 | 0 | data not applicable | data not applicable | No | 0 | 0 | 0 | data not available | Accepted to Connect | data not applicable | data not applicable | data not applicable | data not applicable | data not applicable | data not applicable | 20 | 20 | 21.0526 | 20 | 21.0526 | 44916 | data not available | N | N | data not available | Y | 617559504 | data not available | 45625 | data not available | 716
data not available | [5 empty] | data not applicable | Naturalis Energy Developments Ltd | St Marys Isle Solar Farm | Mutehill | data not available | Kirkcudbright | Dumfries and Galloway | DG6 4XF | Scotland | 269800 | 548800 | Tongland | data not applicable | data not available | 33 | SP Distribution Ltd | Stored Energy | Storage - Electrochemical (Batteries) | No | 0 | 0 | 12 | Solar | Photovoltaic | No | 0 | 0 | 36 | data not applicable | data not applicable | No | 0 | 0 | 0 | No | Accepted to Connect | data not applicable | data not applicable | data not applicable | data not applicable | data not applicable | data not applicable | 48 | 36 | 37.8947 | 12 | 12.6316 | 44910 | 46626 | N | N | data not available | Y | 617585232 | data not available | 45625 | data not available | 719
data not available | [5 empty] | data not available | data not available | Stanwardine Grange PV & BESS | data not available | data not available | data not available | North Wales | data not available | Wales | data not available | data not available | LEGACY | data not available | data not available | 132 | SP Manweb plc | Solar | Photovoltaic | No | 0 | 0 | 49.9 | Stored Energy | Storage - Electrochemical (Batteries) | No | data not available | data not available | 49.9 | data not applicable | data not applicable | No | 0 | 0 | 0 | data not available | Accepted to Connect | data not applicable | data not applicable | data not applicable | data not applicable | data not applicable | data not applicable | 99.8 | 49.9 | 52.5263 | 49.9 | 52.5263 | data not available | data not available | N | N | data not available | Y | data not available | data not available | 45749 | data not available | 936
data not available | [5 empty] | data not available | RE Projects Development Ltd | Stirches Farm PV and BESS | Land at Stirches Main | data not available | Hawick | Scottish Borders | TD9 7NR | Scotland | 349349 | 615824 | Hawick | data not applicable | data not available | 33 | SP Distribution Ltd | Stored Energy | Storage - Electrochemical (Batteries) | No | 0 | 0 | 30 | Solar | Photovoltaic | No | data not available | data not available | 30 | data not applicable | data not applicable | No | 0 | 0 | 0 | No | Accepted to Connect | data not applicable | data not applicable | data not applicable | data not applicable | data not applicable | data not applicable | 60 | 29.97 | 31.5474 | 29.97 | 31.5474 | 44251 | 18/10/2027, 28/04/2028, 29/09/2029 | N | N | data not available | Y | 619300560 | data not available | 45565 | data not available | 724
1700000000000 | [5 empty] | 1700000000000 | MEYGEN | NESS OF QUOYS OFFSHORE | NESS OF QUOYS TIDAL | DATA NOT AVAILABLE | WICK | HIGHLAND | KW1 4YH | SCOTLAND | 335009 | 972288 | THURSO SOUTH GRID | DATA NOT APPLICABLE | THURSO SOUTH GRID | 33 | SCOTTISH HYDRO ELECTRIC POWER DISTRIBUTION PLC | MARINE | TIDAL STREAM DEVICES | NO | DATA NOT AVAILABLE | DATA NOT AVAILABLE | 14.155 | DATA NOT AVAILABLE | DATA NOT AVAILABLE | DATA NOT AVAILABLE | DATA NOT AVAILABLE | DATA NOT AVAILABLE | DATA NOT AVAILABLE | DATA NOT AVAILABLE | DATA NOT AVAILABLE | DATA NOT AVAILABLE | DATA NOT AVAILABLE | DATA NOT AVAILABLE | DATA NOT AVAILABLE | NO | CONNECTED | 14.155 | 14.155 | 14.9 | 0.19 | 0.2 | 42501 | DATA NOT AVAILABLE | DATA NOT AVAILABLE | DATA NOT AVAILABLE | DATA NOT AVAILABLE | DATA NOT AVAILABLE | DATA NOT AVAILABLE | DATA NOT AVAILABLE | N | DATA NOT AVAILABLE | DATA NOT AVAILABLE | DATA NOT AVAILABLE | DATA NOT AVAILABLE | DATA NOT AVAILABLE | 44034
data not available | [5 empty] | data not available | Storengy Uk Ltd | Storengy | King Street | Northwich | data not available | Cheshire | CW9 7SE | England | 369287 | 374405 | CARRINGTON / FIDDLERS FERRY | data not available | data not available | 132 | SP Manweb plc | Solar | Photovoltaic | No | 0 | 0 | 2.24 | data not applicable | data not applicable | No | 0 | 0 | 0 | data not applicable | data not applicable | No | 0 | 0 | 0 | data not available | Accepted to Connect | data not applicable | data not applicable | data not applicable | data not applicable | data not applicable | data not applicable | 2.24 | 0 | 0 | data not applicable | data not applicable | data not available | data not available | N | N | data not available | Y | data not available | data not available | 44910 | data not available | 728
1700000000000 | [5 empty] | DATA NOT AVAILABLE | MHEURAN HYDRO LTD | IMPORT/EXPORT | DATA NOT AVAILABLE | ALLT MHEURAN HYDRO | BALLACHULISH | INVERNESS | PH49 4JA | SCOTLAND | 214306 | 748322 | KINLOCHLEVEN | DATA NOT APPLICABLE | KINLOCHLEVEN | 11 | SCOTTISH HYDRO ELECTRIC POWER DISTRIBUTION PLC | HYDRO (TO BE CONFIRMED) | HYDRO POWER SYSTEM | NO | DATA NOT AVAILABLE | DATA NOT AVAILABLE | 1.292 | DATA NOT AVAILABLE | DATA NOT AVAILABLE | DATA NOT AVAILABLE | DATA NOT AVAILABLE | DATA NOT AVAILABLE | DATA NOT AVAILABLE | DATA NOT AVAILABLE | DATA NOT AVAILABLE | DATA NOT AVAILABLE | DATA NOT AVAILABLE | DATA NOT AVAILABLE | DATA NOT AVAILABLE | DATA NOT AVAILABLE | CONNECTED | 1.292 | 1.292 | 1.36 | 0.01425 | 0.015 | DATA NOT AVAILABLE | DATA NOT AVAILABLE | DATA NOT AVAILABLE | DATA NOT AVAILABLE | DATA NOT AVAILABLE | DATA NOT AVAILABLE | DATA NOT AVAILABLE | DATA NOT AVAILABLE | N | DATA NOT AVAILABLE | DATA NOT AVAILABLE | DATA NOT AVAILABLE | DATA NOT AVAILABLE | DATA NOT AVAILABLE | 44901
data not available | [5 empty] | data not available | data not available | Teyrdan | Ks Spv 44 Ltd | Ll29 8Aj | Colwyn Bay | North Wales | LL29 8AJ | Wales | 287916 | 375791 | CONNAHS QUAY / PENTIR / ST ASAPH (PENT) | COLWYN BAY GT1 / COLWYN BAY GT2 / DOLGARROG GT2 | data not available | 33 | SP Manweb plc | Solar | Photovoltaic | No | 0 | 0 | 9 | data not applicable | data not applicable | No | 0 | 0 | 0 | data not applicable | data not applicable | No | 0 | 0 | 0 | data not available | Connected | 9 | 9 | 9.4737 | data not applicable | data not applicable | 42481 | data not applicable | data not applicable | data not applicable | data not applicable | data not applicable | data not available | data not applicable | N | N | data not available | N | data not available | data not available | 44088 | data not available | 740
data not available | [5 empty] | data not applicable | Capbal Ltd | The Black Shed (Inverkeithing Gas Generation) | Belleknowes Industrial Estate | data not available | Inverkeithing | Fife | KY11 1HZ | Scotland | 312546 | 683701 | Inverkeithing | data not applicable | data not available | 33 | SP Distribution Ltd | Fossil - Gas | Gas turbine (OCGT) | No | 0 | 0 | 20.7 | data not applicable | data not applicable | No | 0 | 0 | 0 | data not applicable | data not applicable | No | 0 | 0 | 0 | No | Accepted to Connect | data not applicable | data not applicable | data not applicable | data not applicable | data not applicable | data not applicable | 20.7 | 20 | 21.0526 | 0 | 0 | 44890 | 46112 | N | N | data not available | Y | 617455161 | data not available | 44088 | data not available | 742
data not available | [5 empty] | data not available | The Bowery | The Bowery | The Bowery | Sealand | Flint | Dee Valley and Mid Wales | CH1 6BQ | Wales | 334932 | 367804 | CONNAHS QUAY / PENTIR / ST ASAPH (CONQ) | CASTLE CEMENT GT1 / HAWARDEN GT1 / SALTNEY GT1 / SALTNEY G2B | data not available | 33 | SP Manweb plc | Stored Energy | Storage - Electrochemical (Batteries) | No | data not available | data not available | 20 | data not applicable | data not applicable | No | 0 | 0 | 0 | data not applicable | data not applicable | No | 0 | 0 | 0 | data not available | Accepted to Connect | data not applicable | data not applicable | data not applicable | data not applicable | data not applicable | data not applicable | 20 | 20 | 21.0526 | 20 | 21.0526 | data not available | data not available | N | N | data not available | Y | data not available | data not available | 45749 | data not available | 937
data not available | [5 empty] | data not available | Quintas Energy UK | The Grange (plas Bennion Rd) | Land At The Grange | Plas Bennion Road Penycae | Penycae | Dee Valley and Mid Wales | LL14 1TP | Wales | 328963 | 343867 | LEGACY | LEGACY LOCAL GT2 / NEWTOWN GT2 / OSWESTRY GT5 / OSWESTRY GT8 / WELSHPOOL GT1 / WHITCHURCH GT1 | RUABON T1 | 33 | SP Manweb plc | Solar | Photovoltaic | No | 0 | 0 | 4.75 | data not applicable | data not applicable | No | 0 | 0 | 0 | data not applicable | data not applicable | No | 0 | 0 | 0 | data not available | Connected | 4.75 | 4.75 | 5 | data not applicable | data not applicable | 42453 | data not applicable | data not applicable | data not applicable | data not applicable | data not applicable | data not available | data not applicable | N | N | data not available | N | data not available | data not available | 44088 | data not available | 743
1430000000915 | [5 empty] | 1421696500001, 1430000000906 | Michelin tyre plc | Campbell road | Michelin Tyre Limited | Campbell Road | Stoke-on-trent | Staffordshire | ST4 4EY | United Kingdom | 387327 | 343592 | Cellarhead 132Kv | Boothen 132Kv S Stn | Stoke C H P 33Kv S Stn | 11 | National Grid Electricity Distribution (West Midlands) Plc | data not available | data not available | No | data not available | data not available | 65 | data not applicable | data not applicable | data not applicable | data not available | data not available | data not applicable | data not applicable | data not applicable | data not applicable | data not available | data not available | data not applicable | data not available | Connected | 65 | 61.75 | 65 | 10.45 | 11 | 37784 | data not applicable | data not applicable | data not applicable | data not applicable | data not applicable | data not applicable | data not applicable | data not available | data not available | data not available | data not available | data not available | data not available | 45750
data not available | [5 empty] | data not available | Middlewich Power GeNoeratioNo | Middlewich Power Generation | E.R.F. Way | Middlewich | Middlewich | Cheshire | CW10 0QJ | England | 371628 | 365618 | CARRINGTON / FIDDLERS FERRY | ELWORTH GT1 / ELWORTH GT2 / KNUTSFORD GT1 / KNUTSFORD GT2 | data not available | 33 | SP Manweb plc | Fossil - Gas | Steam-gas turbine (CCGT) | No | 0 | 0 | 21.18 | data not applicable | data not applicable | No | 0 | 0 | 0 | data not applicable | data not applicable | No | 0 | 0 | 0 | data not available | Connected | 21.18 | 21.18 | 22.2947 | data not applicable | data not applicable | 43739 | data not applicable | data not applicable | data not applicable | data not applicable | data not applicable | data not available | data not applicable | N | N | data not available | N | data not available | data not available | 44088 | data not available | 547
data not available | [5 empty] | data not available | Naturalis Energy Developments Ltd | Touch Estate Windfarm and BESS | Touch Road | data not available | Stirling | Stirlingshire | FK8 3AQ | Scotland | 275900 | 692700 | Stirling | data not applicable | data not available | 33 | SP Distribution Ltd | Stored Energy | Storage - Electrochemical (Batteries) | No | 0 | 0 | 18 | Wind | Onshore wind turbines | No | data not available | data not available | 50.4 | data not applicable | data not applicable | No | 0 | 0 | 0 | No | Accepted to Connect | data not applicable | data not applicable | data not applicable | data not applicable | data not applicable | data not applicable | 68.4 | 60 | 63.1579 | 18 | 18.9474 | 44418 | 46295 | N | N | data not available | Y | 616300996 | data not available | 44889 | data not available | 759
data not available | [5 empty] | data not available | Toyota | Toyota | Toyota Motor Manufacturing (Uk) Ltd Tenth Avenue Zone 3 | Deeside Industrial Park | Deeside | Wirral | CH5 2TW | England | 331440 | 371168 | CONNAHS QUAY / PENTIR / ST ASAPH (CONQ) | DEESIDE PK GRID GT1 / SIXTH AVE GRID GT1 | data not available | 33 | SP Manweb plc | Fossil - Gas | Steam-gas turbine (CCGT) | Yes | 0 | 0 | 5 | Solar | Photovoltaic | No | 0 | 0 | 3.8 | data not applicable | data not applicable | No | 0 | 0 | 0 | data not available | Accepted to Connect | data not applicable | data not applicable | data not applicable | data not applicable | data not applicable | data not applicable | 8.8 | 8.8 | 9.2632 | data not applicable | data not applicable | data not available | data not available | N | N | data not available | Y | data not available | data not available | 44088 | data not available | 760
data not available | [5 empty] | data not available | Rwe Npower | Trysglwyn | Trysglwyn | Rhosybol | Amlwch | North Wales | LL68 9RF | Wales | 244213 | 389283 | WYLFA | AMLWCH GT1 / CAERGEILIOG GT1 / GT2 | data not available | 33 | SP Manweb plc | Wind | Onshore wind turbines | No | 0 | 0 | 6.737 | data not applicable | data not applicable | No | 0 | 0 | 0 | data not applicable | data not applicable | No | 0 | 0 | 0 | data not available | Connected | 6.737 | 6.737 | 7.0916 | data not applicable | data not applicable | data not available | data not applicable | data not applicable | data not applicable | data not applicable | data not applicable | data not available | data not applicable | N | N | data not available | N | data not available | data not available | 44088 | data not available | 762
data not available | [5 empty] | data not available | Firstway Solar Ltd | Tyddyn Forgan | Tyddyn Forgan | Llanddeiniolen | Caernarfon | North Wales | LL55 3AN | Wales | 255697 | 367334 | CONNAHS QUAY / PENTIR / ST ASAPH (PENT) | data not available | data not available | 132 | SP Manweb plc | Stored Energy | Storage - Electrochemical (Batteries) | No | data not available | data not available | 99.8 | data not applicable | data not applicable | No | 0 | 0 | 0 | data not applicable | data not applicable | No | 0 | 0 | 0 | data not available | Accepted to Connect | data not applicable | data not applicable | data not applicable | data not applicable | data not applicable | data not applicable | 99.8 | 99.8 | 105.0526 | 99.8 | 105.0526 | 45238 | data not available | N | N | data not available | Y | 618840120 | data not available | 45433 | data not available | 766
data not available | [5 empty] | data not available | Tyn_Y_Coed_Solar_Farm | Tyn Y Coed Solar Farm | Tyn_Y_Coed_Solar_Farm | Luminous Energy Ltd | data not available | North Wales | LL53 6NF | Wales | 238319 | 340162 | TRAWSFYNYDD | FOUR CROSSES GT2 / MAENTWROG GT1 / MAENTWROG GT2 | data not available | 33 | SP Manweb plc | Solar | Photovoltaic | No | 0 | 0 | 5 | data not applicable | data not applicable | No | 0 | 0 | 0 | data not applicable | data not applicable | No | 0 | 0 | 0 | data not available | Accepted to Connect | data not applicable | data not applicable | data not applicable | data not applicable | data not applicable | data not applicable | 5 | 5 | 5.2632 | N/A | data not available | data not available | data not available | N | N | data not available | Y | data not available | data not available | 45749 | data not available | 940
Data not available | [6 empty] | Midlands Power Networks Ltd | HOLWELL |  |  | HITCHIN | Herts | SG3 3RT | England | 517459 | 232524 | Wymondley | Wymondley Grid 33kV | North Hitchin Primary 11kV | 11 | Eastern Power Networks (EPN) | Fossil - Gas | Engine (combustion / reciprocating) |  |  |  | 1.052 | [12 empty] | No | Connected | 1.052 | 1.052 | 1.107 | 0.1 | 0.105 | 2020-07-02 | [13 empty] | 2024-01-15 | 0.39363 | 51.5553 | 51.5552929494353, 0.393631352029182 | EPN-S0000000D7002 | Storage
2300000542785 | [5 empty] | Data Not Available | Mill Lane Nurseries | Mill Lane Nurseries | Ottringham Road | Keyingham | Hull | North Yorkshire | HU12 9RX | England | 525526 | 425412 | Saltend North | Hull East 132/33kV | Ottringham Road | 11 | Northern Powergrid (Yorkshire) plc | Fossil - Gas | Steam turbine (thermal power plant) | Yes | Data Not Applicable | Data Not Applicable | 15 | Data Not Available | Data Not Available | Data Not Available | Data Not Available | Data Not Available | Data Not Available | Data Not Available | Data Not Available | Data Not Available | Data Not Available | Data Not Available | Data Not Available | No | Connected | 15 | 15 | 15.789 | Data Not Available | Data Not Available | 2010-04-01 00:00:00 | Data Not Applicable | Data Not Applicable | 15.789 | Data Not Applicable | Data Not Applicable | Data Not Available | Data Not Available | Data Not Available | Data Not Available | Data Not Available | Data Not Available | Data Not Available | Data Not Available | 2017-03-08 | 53.710043233829495, -0.09964224118765581 |  | 2010-04-01 | East Riding of Yorkshire
1800060782162 | [5 empty] | data not applicable | Millerhill Zero Waste | Millerhill Zero Waste | Millerhill Zero Waste Plant | Millerhill | Musselburgh | East Lothian | EH21 8 | Scotland | 332400 | 670800 | Portobello | data not applicable | NIDDRIE (11kV) | 11 | SP Distribution Ltd | Other | Steam-gas turbine (CCGT) | No | data not available | data not available | 1.5 | data not applicable | data not applicable | No | 0 | 0 | 0 | data not applicable | data not applicable | No | 0 | 0 | 0 | Yes | Connected | 1.5 | 1.5 | 1.5789 | 0 | 0 | 42229 | data not applicable | data not applicable | data not applicable | data not applicable | data not applicable | data not available | data not available | N | N | data not available | N | 89899 | data not available | 44088 | data not available | 551
1170000281565 | [5 empty] | 1100039601310 | Milton keynes general nhs trust | Milton keynes hospital | Milton Keynes Hospital | Standing Way, Eaglestone | Milton keynes | Buckinghamshire | MK6 5LD | United Kingdom | 486835 | 237194 | East Claydon 132Kv S Stn | Bletchley 33Kv S Stn | Secklow Gate 33 11Kv S Stn | 11 | National Grid Electricity Distribution (East Midlands) Plc | Fossil - Oil | Engine (combustion / reciprocating) | No | data not available | data not available | 2 | data not applicable | data not applicable | data not applicable | data not available | data not available | data not applicable | data not applicable | data not applicable | data not applicable | data not available | data not available | data not applicable | data not available | Connected | 2 | 1.9 | 2 | 5.035 | 5.3 | 40544 | data not applicable | data not applicable | data not applicable | data not applicable | data not applicable | data not applicable | data not applicable | data not available | data not available | data not available | data not available | data not available | data not available | 45750
1170000281574 | [5 empty] | 1170000272000 | Milton keynes general nhs trust | Milton keynes hospital | Milton Keynes Hospital Export | Standing Way, Eaglestone | Milton keynes | Buckinghamshire | MK6 5LD | United Kingdom | 486835 | 237194 | East Claydon 132Kv S Stn | Bletchley 33Kv S Stn | Secklow Gate 33 11Kv S Stn | 11 | National Grid Electricity Distribution (East Midlands) Plc | Fossil - Oil | Engine (combustion / reciprocating) | No | data not available | data not available | 2 | data not applicable | data not applicable | data not applicable | data not available | data not available | data not applicable | data not applicable | data not applicable | data not applicable | data not available | data not available | data not applicable | data not available | Connected | 2 | 1.9 | 2 | 4.275 | 4.5 | 40544 | data not applicable | data not applicable | data not applicable | data not applicable | data not applicable | data not applicable | data not applicable | data not available | data not available | data not available | data not available | data not available | data not available | 45750
data not available | [5 empty] | data not applicable | Labron Technical Ltd | Watson Head Farm | Watson Head Farm, | data not available | Newmains | North Lanarkshire | ML2 9PC | Scotland | 285189 | 654733 | Wishaw | data not applicable | OVERTOWN T1 | 33 | SP Distribution Ltd | Wind | Onshore wind turbines | No | 0 | 0 | 8.4 | data not applicable | data not applicable | No | 0 | 0 | 0 | data not applicable | data not applicable | No | 0 | 0 | 0 | Yes | Connected | 8.4 | 8.4 | 8.8421 | 0 | 0 | data not available | data not applicable | data not applicable | data not applicable | data not applicable | data not applicable | 44524 | data not available | N | N | data not available | N | 616775240 | data not available | 45240 | data not available | 784
data not available | [5 empty] | data not available | Lark Gas Assets Ltd | Well Street BESS | Land off Well Street | Well Street | Paisley | Renfrewshire | PA1 2PQ | Scotland | 247287 | 664317 | Elderslie | data not applicable | data not available | 33 | SP Distribution Ltd | Stored Energy | Storage - Electrochemical (Batteries) | No | data not available | data not available | 50 | data not applicable | data not applicable | No | 0 | 0 | 0 | data not applicable | data not applicable | No | 0 | 0 | 0 | Yes | Accepted to Connect | data not applicable | data not applicable | data not applicable | data not applicable | data not applicable | data not applicable | 50 | 49.9 | 52.5263 | 49.9 | 52.5263 | 44419 | 46476 | N | N | data not available | Y | 619505377 | data not available | 44862 | data not available | 788
Data not available | [6 empty] | Minoco Royal Wharf Energy Centre | NORTH WOOLWICH ROAD | NORTH WOOLWICH ROAD |  | ROYAL DOCKS | LONDON | E16 2BG | England | 540820 | 180037 | West Ham 132kV | West Ham 66kV | Silvertown B 11kV | 11 | London Power Networks (LPN) | Fossil - Gas | Engine (combustion / reciprocating) |  |  |  | 1.4 | [12 empty] | No | Connected | 1.4 | 1.4 | 1.77 |  |  | 2020-09-30 | [13 empty] | 2020-11-13 | 0.038657 | 51.4922 | 51.4922064211458, 0.0386569595970152 | LPN-S000000000734 | Fossil fuel
data not available | [5 empty] | data not applicable | Brockwell Energy Ltd | Westfield Solar | Westfield Open Cast Coal Site | Kinglassie | Westfield | Fife | KY5 0XA | Scotland | 319923 | 698223 | Westfield | data not applicable | data not available | 33 | SP Distribution Ltd | Solar | Photovoltaic | No | 0 | 0 | 29.9 | data not applicable | data not applicable | No | 0 | 0 | 0 | data not applicable | data not applicable | No | 0 | 0 | 0 | No | Accepted to Connect | data not applicable | data not applicable | data not applicable | data not applicable | data not applicable | data not applicable | 29.9 | 29.9 | 31.4737 | 0 | 0 | 43938 | 46022 | N | N | data not available | Y | 614606560 | data not available | 44889 | data not available | 798
2394200160419 | [5 empty] | 2380002797024 | MITCHELLS INDUSTRIAL PARK | MITCHELLS INDUSTRIAL PARK | MITCHELLS INDUSTRIAL PARK | BRADBERRY BALK LANE | BARNSLEY | South Yorkshire | S73 8HR | England | 439229 | 404159 | West Melton Section 3 | West Melton | Aldham | 11 | Northern Powergrid (Yorkshire) plc | Fossil - Gas | Steam turbine (thermal power plant) | Yes | Data Not Applicable | Data Not Applicable | 8 | Data Not Available | Data Not Available | Data Not Available | Data Not Available | Data Not Available | Data Not Available | Data Not Available | Data Not Available | Data Not Available | Data Not Available | Data Not Available | Data Not Available | No | Connected | 8 | 8 | 8.421 | 0.142 | 0.15 | 2022-12-08 16:23:00 | Data Not Applicable | Data Not Applicable | 8.421 | Data Not Applicable | Data Not Applicable | 2019-10-03 00:00:00 | Data Not Available | Data Not Available | Data Not Available | Data Not Available | Data Not Available | Data Not Available | Data Not Available | 2024-09-11 | 53.53262843454171, -1.4096309231409188 | 2019-10-03 | 2022-12-08 | Barnsley
data not available | [5 empty] | data not available | Ineos | Weston Point Steam 38 B | South Parade | Weston Point | Runcorn | Wirral | WA7 4HZ | England | 350476 | 380563 | FRODSHAM / ROCKSAVAGE | data not available | data not available | 33 | SP Manweb plc | Waste | Engine (combustion / reciprocating) | Yes | 0 | 0 | 38 | data not applicable | data not applicable | No | 0 | 0 | 0 | data not applicable | data not applicable | No | 0 | 0 | 0 | data not available | Connected | 38 | 38 | 40 | data not applicable | data not applicable | data not available | data not applicable | data not applicable | data not applicable | data not applicable | data not applicable | data not available | data not applicable | N | N | data not available | N | data not available | data not available | 44088 | data not available | 802
data not available | [5 empty] | data not available | WestoNo Power StatioNo | WestoNo Power StatioNo | Land Of Main Road | Weston | data not available | Cheshire | CW2 5LD | England | 373545 | 352965 | CELLARHEAD | COPPENHALL GT1 / CREWE GT1 / CREWE GT2A / CREWE GT4A / RADWAY GREEN GT1 / RADWAY GREEN GT2 / WHITCHURCH GT2 | data not available | 33 | SP Manweb plc | Fossil - Oil | Engine (combustion / reciprocating) | No | 0 | 0 | 20 | data not applicable | data not applicable | No | 0 | 0 | 0 | data not applicable | data not applicable | No | 0 | 0 | 0 | data not available | Accepted to Connect | data not applicable | data not applicable | data not applicable | data not applicable | data not applicable | data not applicable | 20 | 20 | 21.0526 | data not applicable | data not applicable | data not available | data not available | N | N | data not available | Y | data not available | data not available | 45749 | data not available | 941
data not available | [5 empty] | data not available | SMS Energy Services Ltd | Whitchurch Battery Energy Storage | Sandholes Lane | Agden | Whitchurch | Dee Valley and Mid Wales | SY13 4RE | Wales | 351088 | 342886 | LEGACY | data not available | data not available | 132 | SP Manweb plc | Stored Energy | Storage - Electrochemical (Batteries) | No | data not available | data not available | 49.9 | data not applicable | data not applicable | No | 0 | 0 | 0 | data not applicable | data not applicable | No | 0 | 0 | 0 | data not available | Accepted to Connect | data not applicable | data not applicable | data not applicable | data not applicable | data not applicable | data not applicable | 49.9 | 49.9 | 52.5263 | 49.9 | 52.5263 | 45093 | 46722 | N | N | data not available | N | 617940848 | data not available | 45433 | data not available | 805
data not available | [5 empty] | data not available | Renewabuild | Williams Farm (Phase 2) | data not available | data not available | data not available | Dee Valley and Mid Wales | data not available | Wales | 337693 | 348113 | LEGACY | BRYMBO GT1 / LEGACY LOCAL GT1 / MARCHWIEL GT1 / MARCHWIEL GT2 / WREXHAM GT1 | data not available | 33 | SP Manweb plc | Stored Energy | Storage - Electrochemical (Batteries) | No | data not available | data not available | 6.27 | Solar | Photovoltaic | No | 0 | 0 | 10 | data not applicable | data not applicable | No | 0 | 0 | 0 | data not available | Accepted to Connect | data not applicable | data not applicable | data not applicable | data not applicable | data not applicable | data not applicable | 16.27 | 9.5 | 10 | 6.27 | 6.6 | data not available | data not available | N | N | data not available | Y | data not available | data not available | 45749 | data not available | 851
data not available | [5 empty] | data not available | data not available | Wimboldsley Grange (620126413) | Field off Nantwich Rd | data not available | Middlewich | Cheshire | CW10 0NF | England | 368392 | 362916 | CARRINGTON / FIDDLERS FERRY | data not available | data not available | 132 | SP Manweb plc | Solar | Photovoltaic | No | 0 | 0 | 49.9 | Stored Energy | Storage - Electrochemical (Batteries) | No | data not available | data not available | 49.9 | data not applicable | data not applicable | No | 0 | 0 | 0 | data not available | Accepted to Connect | data not applicable | data not applicable | data not applicable | data not applicable | data not applicable | data not applicable | 99.8 | 49.9 | 52.5263 | 0 | 0 | 45554 | 47452 | N | N | data not available | Y | 620126413 | data not available | 45569 | data not available | 811
data not available | [5 empty] | data not applicable | Wind Estate (UK) Limited | Woodend Wind Farm | Heights Road | Blackridge | Bathgate | West Lothian | EH48 3SW | Scotland | 290128 | 669058 | Drumcross | data not applicable | data not available | 33 | SP Distribution Ltd | Wind | Onshore wind turbines | No | 0 | 0 | 25.2 | data not applicable | data not applicable | No | 0 | 0 | 0 | data not applicable | data not applicable | No | 0 | 0 | 0 | No | Accepted to Connect | data not applicable | data not applicable | data not applicable | data not applicable | data not applicable | data not applicable | 25.2 | 22 | 23.1579 | 0.1 | 0.10526 | 45274 | 47756 | N | N | data not available | Y | 618628121 | data not available | 45426 | data not available | 815
data not available | [5 empty] | 1300060146312 | Renewable Power Systems Ltd | Woolton WwTW | Wood Lane Landfill Site | Wood Lane | Ellesmere | Merseyside | SY12 0HY | England | 343524 | 387361 | RAINHILL | GATEACRE GT1 / HUYTON GT1 / KIRKBY GT3 / PRESCOT GT1A | CHILDWALL FIVEWAYS/LYNDENE RD/MIDDLEMASS HEY/NAYLORS RD | 33 | SP Manweb plc | Solar | Photovoltaic | No | 0 | 0 | 1.01 | data not applicable | data not applicable | No | 0 | 0 | 0 | data not applicable | data not applicable | No | 0 | 0 | 0 | data not available | Connected | 1.01 | 1.01 | 1.0632 | data not applicable | data not applicable | 42279 | data not applicable | data not applicable | data not applicable | data not applicable | data not applicable | data not available | data not applicable | N | N | data not available | N | 614814906 | data not available | 44915 | data not available | 818
1900090898077 | [5 empty] | Data not available | Mitie Infrastructure Limited | 15 COTSWOLD ROAD |  |  | SUTTON | SURREY | SM2 5NG | England | 525835 | 162331 | Beddington SGT | Sutton Grid 33kV | Nork 11kV | 11 | South Eastern Power Networks (SPN) | Fossil - Gas | Engine (combustion / reciprocating) |  |  |  | 1.982 | [12 empty] | No | Connected | 1.982 | 1.982 | 2.086 |  |  | 2013-06-20 | [13 empty] | 2021-06-14 | -0.35293 | 50.9504 | 50.9503996215635, -0.352929231362075 | SPN-S000000009105 | Solar PV
DATA NOT AVAILABLE | [5 empty] | DATA NOT AVAILABLE | MJS GRID SERVICES LTD | LAND AT HERROD AVENUE | GREG STREET | SOUTH REDDISH | STOCKPORT | GREATER MANCHESTER | SK5 7NW | ENGLAND | 389300 | 392400 | BREDBURY GSP | VERNON PARK | HEATON NORRIS | 6.6 | ELECTRICITY NORTH WEST LIMITED | FOSSIL - COAL GAS | ENGINE (COMBUSTION / RECIPROCATING) | NO | 0 | 0 | 4.5 |  |  |  | 0 | 0 | 0 |  |  |  | 0 | 0 | 0 | NO | CONNECTED | 0 | 0 | 0 | 0 | 0 |  | 4.5 | 4.2749999999999995 | 4.5 | 0.19 | 0.2 | 2018-06-08 |  | NO | NO |  | TO BE CONFIRMED |  |  | 2024-03-14 | 53.42827854167046, -2.1624981847577907
data not available | [5 empty] | data not applicable | Environmental Energy Investments | Berryhill Farm Solar Array | Site To South Of Berryhill Far | TakMaDoon Road | Kilsyth | North Lanarkshire | G65 0RY | Scotland | 273164 | 679927 | Bonnybridge | data not applicable | data not available | data not available | SP Distribution Ltd | Solar | Photovoltaic | No | 0 | 0 | 4.8 | data not applicable | data not applicable | No | 0 | 0 | 0 | data not applicable | data not applicable | No | 0 | 0 | 0 | No | Accepted to Connect | data not applicable | data not applicable | data not applicable | data not applicable | data not applicable | data not applicable | 4.8 | data not available | data not available | data not available | data not available | data not available | data not available | N | N | data not available | N | data not available | data not available | 44026 | data not available | 3
data not available | [5 empty] | data not available | Golder Associates (Uk) Ltd/ Shore Energy | Coatbridge Material Recovery And Renewable Energy Facility | Land At Former Shanks & Mcewan Site 251 | Glasgow And Edinburgh Road | Coatbridge | North Lanarkshire | ML5 4UG | Scotland | 274352 | 662620 | Coatbridge | data not applicable | data not available | data not available | SP Distribution Ltd | Advanced Fuel (produced via gasification or pyrolysis of biofuel or waste) | data not available | No | 0 | 0 | 25 | data not applicable | data not applicable | No | 0 | 0 | 0 | data not applicable | data not applicable | No | 0 | 0 | 0 | No | Accepted to Connect | data not applicable | data not applicable | data not applicable | data not applicable | data not applicable | data not applicable | 25 | data not available | data not available | data not available | data not available | data not available | data not available | N | N | data not available | N | data not available | data not available | 44057 | data not available | 8
data not available | [5 empty] | data not applicable | Muirhall Energy (Formerly Infinis) | Drumelzie | Land North Of Blawhorn Moss |  | Blackridge | West Lothian | EH48 3AW | Scotland | 288864 | 669037 | Bathgate | data not applicable | data not available | data not available | SP Distribution Ltd | Wind | Onshore wind turbines | No | 0 | 0 | 1.5 | data not applicable | data not applicable | No | 0 | 0 | 0 | data not applicable | data not applicable | No | 0 | 0 | 0 | No | Accepted to Connect | data not applicable | data not applicable | data not applicable | data not applicable | data not applicable | data not applicable | 1.5 | data not available | data not available | data not available | data not available | data not available | data not available | N | N | data not available | N | data not available | data not available | 44026 | data not available | 9
data not available | [5 empty] | data not available | data not available | Gen Dg, G98, Windymains Sawmill, Humbi | Marischal |  | Humbie | East Lothian | EH36 5PA | Scotland | 344726 | 664061 | Cockenzie | data not applicable | data not available | data not available | SP Distribution Ltd | data not available | data not available | No | 0 | 0 | 1.65 | data not applicable | data not applicable | No | 0 | 0 | 0 | data not applicable | data not applicable | No | 0 | 0 | 0 | No | Accepted to Connect | data not applicable | data not applicable | data not applicable | data not applicable | data not applicable | data not applicable | 1.65 | data not available | data not available | data not available | data not available | 43794 | data not available | N | N | data not available | N | data not available | data not available | 44057 | data not available | 12
data not available | [5 empty] | data not applicable | North Lanarkshire Bio | Glasgow Advanced | 251 Glasgow and Edinburgh road |  | Coatbridge | North Lanarkshire | ML5 4UG | Scotland | 274384 | 662602 | Coatbridge | data not applicable | data not available | 33 | SP Distribution Ltd | Biofuel - Other | Steamgas turbine (CCGT) | Yes | 0 | 0 | 29 | data not applicable | data not applicable | No | 0 | 0 | 0 | data not applicable | data not applicable | No | 0 | 0 | 0 | No | Accepted to Connect | data not applicable | data not applicable | data not applicable | data not applicable | data not applicable | data not applicable | 29 | data not available | data not available | data not available | data not available | data not available | data not available | N | N | data not available | N | data not available | data not available | 44088 | data not available | 15
data not available | [5 empty] | data not applicable | SP Distribution plc | Inchinnan South | Houston Road |  | Inchinnan | Renfrewshire | PA4 9LX | Scotland | 245744 | 668103 | Paisley | data not applicable | GLASGOW AIRPORT | 11 | SP Distribution Ltd | Solar | Photovoltaic | No | 0 | 0 | 4.3 | data not applicable | data not applicable | No | 0 | 0 | 0 | data not applicable | data not applicable | No | 0 | 0 | 0 | data not available | Accepted to Connect | data not applicable | data not applicable | data not applicable | data not applicable | data not applicable | data not applicable | 4.3 | data not available | data not available | data not available | data not available | data not available | data not available | N | N | data not available | N | data not available | data not available | 45625 | data not available | 22
data not available | [5 empty] | data not applicable | 1 Stop Renewables | Land South East Of Auchterhead | Land South East Of Auchterhead |  | Wishaw | North Lanarkshire | ML2 9PJ | Scotland | 287876 | 654682 | Newarthill | data not applicable | data not available | data not available | SP Distribution Ltd | Wind | Onshore wind turbines | No | 0 | 0 | 2.3 | data not applicable | data not applicable | No | 0 | 0 | 0 | data not applicable | data not applicable | No | 0 | 0 | 0 | No | Accepted to Connect | data not applicable | data not applicable | data not applicable | data not applicable | data not applicable | data not applicable | 2.3 | data not available | data not available | data not available | data not available | data not available | data not available | N | N | data not available | N | data not available | data not available | 44057 | data not available | 24
data not available | [5 empty] | data not applicable | Muirmealing Solar Ltd (The Abbey Group) | Muirmealing Solar Farm | Muirmealing Solar Farm | Muirmealing Shaw | Dunfermline | Fife | KY12 9UB | Scotland | 299830 | 692727 | Devonside | data not applicable | data not available | data not available | SP Distribution Ltd | Solar | Photovoltaic | No | 0 | 0 | 5 | data not applicable | data not applicable | No | 0 | 0 | 0 | data not applicable | data not applicable | No | 0 | 0 | 0 | No | Accepted to Connect | data not applicable | data not applicable | data not applicable | data not applicable | data not applicable | data not applicable | 5 | data not available | data not available | data not available | data not available | data not available | data not available | N | N | data not available | N | data not available | data not available | 44026 | data not available | 25
data not available | [5 empty] | data not available | Banks Renewables | Pond Green Energy Park | Pond Green Energy Park | Whitburn Road | Bathgate | West Lothian | EH48 2HR | Scotland | 296452 | 667203 | Bathgate | data not applicable | data not available | data not available | SP Distribution Ltd | Advanced Fuel (produced via gasification or pyrolysis of biofuel or waste) | data not available | No | 0 | 0 | 5 | data not applicable | data not applicable | No | 0 | 0 | 0 | data not applicable | data not applicable | No | 0 | 0 | 0 | No | Accepted to Connect | data not applicable | data not applicable | data not applicable | data not applicable | data not applicable | data not applicable | 5 | data not available | data not available | data not available | data not available | data not available | data not available | N | N | data not available | N | data not available | data not available | 44057 | data not available | 27
data not available | [5 empty] | data not applicable | Green Cat Renewables | Rosehill Wind Turbines | Land Some 550 Metres East Of Rosehill | Rosehill Road | Tower Plean | Stirlingshire | FK2 8RS | Scotland | 286252 | 686188 | Stirling | data not applicable | data not available | data not available | SP Distribution Ltd | Wind | Onshore wind turbines | No | 0 | 0 | 2.4 | data not applicable | data not applicable | No | 0 | 0 | 0 | data not applicable | data not applicable | No | 0 | 0 | 0 | No | Connected | 2.4 | 2.4 | data not available | 0 | 0 | 42353 | data not applicable | data not available | data not available | data not available | data not available | data not available | data not available | N | N | data not available | N | data not available | data not available | 44026 | data not available | 29
data not available | [5 empty] | data not applicable | Muirhall Energy (Southrigg Wt) | South Priorhill Farm | South Priorhill Farm |  | Lesmahagow | South Lanarkshire | ML11 0JL | Scotland | 275280 | 639176 | Linnmill | data not applicable | data not available | data not available | SP Distribution Ltd | Wind | Onshore wind turbines | No | 0 | 0 | 1.5 | data not applicable | data not applicable | No | 0 | 0 | 0 | data not applicable | data not applicable | No | 0 | 0 | 0 | No | Accepted to Connect | data not applicable | data not applicable | data not applicable | data not applicable | data not applicable | data not applicable | 1.5 | data not available | data not available | data not available | data not available | data not available | data not available | N | N | data not available | N | data not available | data not available | 44026 | data not available | 30
data not available | [5 empty] | data not applicable | West Strathore Solar | West Grange Solar Farm (Resubmission) | Land To The North Of West Grange, West Grange Farm | Brankstone | Blairhall | Fife | KY12 | Scotland | 298345 | 689835 | Devonside | data not applicable | data not available | data not available | SP Distribution Ltd | Solar | Photovoltaic | No | 0 | 0 | 5 | data not applicable | data not applicable | No | 0 | 0 | 0 | data not applicable | data not applicable | No | 0 | 0 | 0 | No | Accepted to Connect | data not applicable | data not applicable | data not applicable | data not applicable | data not applicable | data not applicable | 5 | data not available | data not available | data not available | data not available | data not available | data not available | N | N | data not available | N | data not available | data not available | 44026 | data not available | 32
1470001552150 | [5 empty] | 1424382200000 | Mondelez uk confectionery production ltd | Mondelez uk confectionary production limited | Export -Cadbury | Marlbrook | Leominster | Herefordshire | HR6 0PQ | United Kingdom | 351266 | 253928 | Bishops Wood 132Kv S Stn | Hereford 66Kv S Stn | Bodenham 66 11Kv S Stn | 11 | National Grid Electricity Distribution (West Midlands) Plc | Fossil - Gas | Steam turbine (thermal power plant) | Yes | data not available | data not available | 2 | data not applicable | data not applicable | data not applicable | data not available | data not available | data not applicable | data not applicable | data not applicable | data not applicable | data not available | data not available | data not applicable | data not available | Connected | 2 | 0.01049 | 0.01104 | 3.0543 | 3.215 | 44838 | data not applicable | data not applicable | data not applicable | data not applicable | data not applicable | data not applicable | data not applicable | data not available | data not available | data not available | data not available | data not available | data not available | 45750
data not available | [5 empty] | data not available | Advanced Grid Solutions Ltd | AGS Langlands Gate BESS Phase 2 | Land off Langlands Gate | Langlands Business and Technology Park | East Kilbride | South Lanarkshire | G75 0ZY | Scotland | 263855 | 651349 | East Kilbride South | data not applicable | data not available | 33 | SP Distribution Ltd | Stored Energy | Storage - Electrochemical (Batteries) | No | data not available | data not available | 14 | data not applicable | data not applicable | No | 0 | 0 | 0 | data not applicable | data not applicable | No | 0 | 0 | 0 | No | Accepted to Connect | data not applicable | data not applicable | data not applicable | data not applicable | data not applicable | data not applicable | 14 | 13.4 | 14.1053 | 13.4 | 14.1053 | 45355 | 48883 | N | N | data not available | Y | 619291327 | data not available | 45426 | data not available | 47
data not available | [5 empty] | data not available | Advanced Grid Solutions Ltd | AGS Newhouse BESS | Land just off Glasgow and Edinburgh Road | near Peatpotts Farm | Newhouse | North Lanarkshire | ML1 5SU | Scotland | 279591 | 661554 | Newarthill | data not applicable | data not available | 33 | SP Distribution Ltd | Stored Energy | Storage - Electrochemical (Batteries) | No | 0 | 0 | 30 | data not applicable | data not applicable | No | 0 | 0 | 0 | data not applicable | data not applicable | No | 0 | 0 | 0 | No | Accepted to Connect | data not applicable | data not applicable | data not applicable | data not applicable | data not applicable | data not applicable | 30 | 29.9 | 31.4737 | 29.9 | 31.4737 | 45583 | 48517 | N | N | data not available | Y | 619923145 | data not available | 45706 | data not available | 48
DATA NOT AVAILABLE | [5 empty] | DATA NOT AVAILABLE | MOORFIELD GENERATION | MOORFIELD DRIVE GENERATION |  |  | ACCRINGTON | LANCASHIRE | BB5 5TX | ENGLAND | 376044 | 431087 | PADIHAM GSP | HUNCOAT | - | 33 | ELECTRICITY NORTH WEST LIMITED | FOSSIL - GAS | ENGINE (COMBUSTION / RECIPROCATING) | NO | 0 | 0 | 21.18 |  |  |  | 0 | 0 | 0 |  |  |  | 0 | 0 | 0 | NO | CONNECTED | 21.18 | 20.121 | 21.18 | 0 | 0 | 2018-11-01 |  |  |  | 0 | 0 |  |  | NO | NO |  |  |  |  | 2021-12-06 | 53.7755615948998, -2.364981723214649
data not available | [5 empty] | data not available | Sirius Renewable Energy Limited | Almondell Solar and BESS (Broxburn BESS) | Drumshoreland Rd | data not available | Broxburn | West Lothian | EH52 5PE | Scotland | 308698 | 670085 | Broxburn | data not applicable | Broxburn | 33 | SP Distribution Ltd | Stored Energy | Storage - Electrochemical (Batteries) | No | data not available | data not available | 62.4 | Solar | Photovoltaic | No | 0 | 0 | 30 | data not applicable | data not applicable | No | 0 | 0 | 0 | Yes | Accepted to Connect | data not applicable | data not applicable | data not applicable | data not applicable | data not applicable | data not applicable | 92.4 | 50 | 52.6316 | 50 | 52.6316 | 44160 | 45796 | N | N | data not available | Y | 620112391 | data not available | 44872 | data not available | 68
data not available | [5 empty] | data not available | Mstp Consulting | ALTCAR SOLAR FARM | Altcar Training Camp Lower Alt Road Hightown | Altcar_Solar_Farm | Hightown | Merseyside | L37 7JE | England | 329590 | 404743 | KIRKBY | AINTREE GT1 / FORMBY GT2A / LITHERLAND GT1B | BURLINGTON AVE T1 / FRESHFIELD T1 / MARSH BROWS T1 / SOUTHPORT RD T1 | 33 | SP Manweb plc | Solar | Photovoltaic | No | 0 | 0 | 1.8 | data not applicable | data not applicable | No | 0 | 0 | 0 | data not applicable | data not applicable | No | 0 | 0 | 0 | data not available | Connected | 1.8 | 1.8 | 1.8947 | data not applicable | data not applicable | 42005 | data not applicable | data not applicable | data not applicable | data not applicable | data not applicable | data not available | data not applicable | N | N | data not available | N | data not available | data not available | 44088 | data not available | 49
data not available | [5 empty] | data not available | Innogy Renewables UK Ltd | Alwens Forest | Alwen Forest | Alwen Reservoir Cerrigydrudion | Corwen | North Wales | LL21 9TT | Wales | 296254 | 353765 | CONNAHS QUAY / PENTIR / ST ASAPH (SASA) | data not available | data not available | 33 | SP Manweb plc | Wind | Onshore wind turbines | No | 0 | 0 | 32.5 | data not applicable | data not applicable | No | 0 | 0 | 0 | data not applicable | data not applicable | No | 0 | 0 | 0 | data not available | Accepted to Connect | data not applicable | data not applicable | data not applicable | data not applicable | data not applicable | data not applicable | 32.5 | 32.5 | 34.2105 | data not applicable | data not applicable | 43209 | data not available | N | N | data not available | Y | 267164 | data not available | 44026 | data not available | 69
data not available | [5 empty] | data not available | AMEGNI | Amegni | Carno Grid (Existing Substation) | Carno Grid | Carno | Dee Valley and Mid Wales | SY17 5JS | Wales | 293377 | 295998 | LEGACY | CARNO | data not available | 33 | SP Manweb plc | Wind | Onshore wind turbines | No | 0 | 0 | 15.6 | data not applicable | data not applicable | No | 0 | 0 | 0 | data not applicable | data not applicable | No | 0 | 0 | 0 | data not available | Connected | 15.6 | 15.6 | 16.4211 | data not applicable | data not applicable | data not available | data not applicable | data not applicable | data not applicable | data not applicable | data not applicable | data not available | data not applicable | N | N | data not available | N | data not available | data not available | 44088 | data not available | 73
data not available | [5 empty] | data not available | Flexion Energy UK Storage Ltd | Annan Road BESS | Annan Road | Land at Annan Road | data not available | Dumfries and Galloway | DG1 3SE | Scotland | 335918 | 714104 | Dumfries | data not applicable | data not available | 33 | SP Distribution Ltd | Stored Energy | Storage - Electrochemical (Batteries) | No | data not available | data not available | 26.4 | data not applicable | data not applicable | No | 0 | 0 | 0 | data not applicable | data not applicable | No | 0 | 0 | 0 | No | Accepted to Connect | data not applicable | data not applicable | data not applicable | data not applicable | data not applicable | data not applicable | 26.4 | 20 | 21.0526 | 20 | 21.0526 | 45041 | 46989 | N | N | data not available | Y | 617752115 | data not available | 45625 | data not available | 77
data not available | [5 empty] | data not available | Green Energy International | Annan Waste & Recycling Plant PV&BESS | Land adjacent to Annan Waste & Recycling Plant Energy Station | data not available | Annan | Dumfries and Galloway | DG12 6RW | Scotland | 321100 | 570939 | Chapelcross | data not applicable | data not available | 33 | SP Distribution Ltd | Stored Energy | Storage - Electrochemical (Batteries) | No | 0 | 0 | 29.25 | Solar | Photovoltaic | No | 0 | 0 | 30.875 | data not applicable | data not applicable | No | 0 | 0 | 0 | No | Accepted to Connect | data not applicable | data not applicable | data not applicable | data not applicable | data not applicable | data not applicable | 60.125 | 28.9 | 30.4211 | 28.9 | 30.4211 | 45446 | 48518 | N | N | data not available | Y | 619357791 | data not available | 45706 | data not available | 78
data not available | [5 empty] | data not available | AGB Professional Services Ltd | Ardgowan Estate | Off B788 | Gibshill | Port Glasgow | Inverclyde | PA13 4TL | Scotland | 230945 | 672552 | Devol Moor | data not applicable | data not available | 33 | SP Distribution Ltd | Stored Energy | Storage - Electrochemical (Batteries) | No | data not available | data not available | 20 | Solar | Photovoltaic | No | 0 | 0 | 49.86 | data not applicable | data not applicable | No | 0 | 0 | 0 | No | Accepted to Connect | data not applicable | data not applicable | data not applicable | data not applicable | data not applicable | data not applicable | 20 | 20 | 21.0526 | 20 | 21.0526 | 45197 | 47664 | N | N | data not available | Y | 618647547 | data not available | 45210 | data not available | 81
1200062039636 | [6 empty] | Moorhouse management Services Ltd BNP Paribas, Moorhouse |  | 120 LONDON WALL |  | London Wall | LONDON | EC2Y 5ET | England | 532645 | 181626 | City Road 132kV | - | Beech St B 11kV | 11 | London Power Networks (LPN) | Fossil - Oil | Engine (combustion / reciprocating) |  |  |  | 3.2 | [12 empty] | No | Connected | 3.2 | 3.2 | 4 |  |  | 2015-09-19 | [13 empty] | 2021-12-14 | -0.08899 | 51.5046 | 51.5046436409894, -0.0889896184382673 | LPN-S000000000915 | Fossil fuel
data not available | [5 empty] | data not available | data not available | Ash Road, Wrexham Industrial Estate | data not available | data not available | data not available | Dee Valley and Mid Wales | data not available | Wales | 338109 | 349573 | LEGACY | BRYMBO GT1 / LEGACY LOCAL GT1 / MARCHWIEL GT1 / MARCHWIEL GT2 / WREXHAM GT1 | ASH ROAD/KELLOGGS T1/T2 | 33 | SP Manweb plc | Fossil - Gas | Steam-gas turbine (CCGT) | No | 0 | 0 | 5 | data not applicable | data not applicable | No | 0 | 0 | 0 | data not applicable | data not applicable | No | 0 | 0 | 0 | data not available | Accepted to Connect | data not applicable | data not applicable | data not applicable | data not applicable | data not applicable | data not applicable | 5 | 5 | 5.2632 | data not applicable | data not applicable | data not available | data not available | N | N | data not available | Y | 614783641 | data not available | 45749 | data not available | 853
data not available | [5 empty] | data not applicable | Falck Renewables | Assel Valley Windfarm | Assel Valley Windfarm | data not available | Girvan | South Ayrshire | KA26 0TS | Scotland | 223370 | 595995 | Maybole | data not applicable | data not available | 33 | SP Distribution Ltd | Wind | Onshore wind turbines | No | 0 | 0 | 25 | data not applicable | data not applicable | No | 0 | 0 | 0 | data not applicable | data not applicable | No | 0 | 0 | 0 | No | Connected | 25 | 25 | 26.3158 | 0 | 0 | 42461 | data not applicable | data not applicable | data not applicable | data not applicable | data not applicable | data not available | data not available | Y | N | data not available | Y | data not available | data not available | 44088 | data not available | 90
data not available | [5 empty] | data not available | data not available | Aston Grange | Anston Grange | Aston Lane | Runcorn | Wirral | WA7 3DG | England | 357044 | 377796 | FROD / INCE (FROD) | DUTTON GT2 / MOORE GT1 / PERCIVAL LA GT1 | data not available | 33 | SP Manweb plc | Stored Energy | Storage - Electrochemical (Batteries) | No | data not available | data not available | 6.27 | Solar | Photovoltaic | No | 0 | 0 | 22.99 | data not applicable | data not applicable | No | 0 | 0 | 0 | data not available | Accepted to Connect | data not applicable | data not applicable | data not applicable | data not applicable | data not applicable | data not applicable | 29.26 | 20 | 21.0526 | 6 | 6.3158 | 44490 | data not available | N | N | data not available | Y | 616302435 | data not available | 45749 | data not available | 847
2100041169090 | [5 empty] | 2100041169081 | Morgan (power generation) ltd | Usk trostry court | Trostrey Court | Trostrey | Usk | Monmouthshire | NP15 1HT | United Kingdom | 336551 | 204394 | Uskmouth | Panteg 132/11Kv | Usk | 11 | National Grid Electricity Distribution (South Wales) Plc | Fossil - Oil | Engine (combustion / reciprocating) | No | data not available | data not available | 6 | data not applicable | data not applicable | data not applicable | data not available | data not available | data not applicable | data not applicable | data not applicable | data not applicable | data not available | data not available | data not applicable | data not available | Connected | 6 | 5.7 | 6 | 0.095 | 0.1 | 40878 | data not applicable | data not applicable | data not applicable | data not applicable | data not applicable | data not applicable | data not applicable | data not available | data not available | data not available | data not available | data not available | data not available | 45750
1700000000000 | [5 empty] | 1700000000000 | MORNING FOODS LIMITED | GRAMPIAN OATS | HAMLYN'S OF SCOTLAND | CAIRNTON ROAD | BANFF | ABERDEENSHIRE | AB45 2LR | SCOTLAND | 361646 | 863712 | MACDUFF | DATA NOT APPLICABLE | MACDUFF GRID | 33 | SCOTTISH HYDRO ELECTRIC POWER DISTRIBUTION PLC | DATA NOT AVAILABLE | DATA NOT AVAILABLE | NO | DATA NOT AVAILABLE | DATA NOT AVAILABLE | 21.85 | DATA NOT AVAILABLE | DATA NOT AVAILABLE | DATA NOT AVAILABLE | DATA NOT AVAILABLE | DATA NOT AVAILABLE | DATA NOT AVAILABLE | DATA NOT AVAILABLE | DATA NOT AVAILABLE | DATA NOT AVAILABLE | DATA NOT AVAILABLE | DATA NOT AVAILABLE | DATA NOT AVAILABLE | NO | CONNECTED | 21.85 | 21.85 | 23 | DATA NOT AVAILABLE | DATA NOT AVAILABLE | DATA NOT AVAILABLE | DATA NOT AVAILABLE | DATA NOT AVAILABLE | DATA NOT AVAILABLE | DATA NOT AVAILABLE | DATA NOT AVAILABLE | DATA NOT AVAILABLE | DATA NOT AVAILABLE | N | DATA NOT AVAILABLE | DATA NOT AVAILABLE | DATA NOT AVAILABLE | DATA NOT AVAILABLE | DATA NOT AVAILABLE | 44245
1700000000000 | [5 empty] | 1700000000000 | MORVOLTS LIMITED | BARR RIVER HYDRO | BARR RIVER HYDRO | DATA NOT AVAILABLE | MORVERN | HIGHLAND | PA80 5XT | SCOTLAND | 167738 | 744912 | FORT WILLIAM | DATA NOT APPLICABLE | FORT WILLIAM GRID | 33 | SCOTTISH HYDRO ELECTRIC POWER DISTRIBUTION PLC | HYDRO (TO BE CONFIRMED) | HYDRO POWER SYSTEM | NO | DATA NOT AVAILABLE | DATA NOT AVAILABLE | 1.045 | DATA NOT AVAILABLE | DATA NOT AVAILABLE | DATA NOT AVAILABLE | DATA NOT AVAILABLE | DATA NOT AVAILABLE | DATA NOT AVAILABLE | DATA NOT AVAILABLE | DATA NOT AVAILABLE | DATA NOT AVAILABLE | DATA NOT AVAILABLE | DATA NOT AVAILABLE | DATA NOT AVAILABLE | NO | CONNECTED | 1.045 | 1.045 | 1.1 | 0 | 0 | 44403 | DATA NOT AVAILABLE | DATA NOT AVAILABLE | DATA NOT AVAILABLE | DATA NOT AVAILABLE | DATA NOT AVAILABLE | DATA NOT AVAILABLE | DATA NOT AVAILABLE | N | DATA NOT AVAILABLE | DATA NOT AVAILABLE | DATA NOT AVAILABLE | DATA NOT AVAILABLE | DATA NOT AVAILABLE | 44532
data not available | [5 empty] | data not available | Babcock | Babcock Rosyth | Rosyth Business Park | Stuart Road | Rosyth | Dunfermline | KY11 2YD | Scotland | 310386 | 682593 | Inverkeithing | data not applicable | data not available | 33 | SP Distribution Ltd | Wind | Onshore wind turbines | No | 0 | 0 | 4 | Solar | Photovoltaic | No | 0 | 0 | 6.1 | data not applicable | data not applicable | No | 0 | 0 | 0 | No | Accepted to Connect | data not applicable | data not applicable | data not applicable | data not applicable | data not applicable | data not applicable | 10.1 | 0.2 | 0.21053 | 0 | 0 | 45331 | 46295 | N | N | data not available | N | 618669968 | data not available | 45707 | data not available | 103
data not available | [5 empty] | data not available | Low Carbon UK Solar Investment Company Ltd | Badgers Energy Centre | Badgers Energy Park | Off A550 (Welsh Road) | Ellesmere Port | Wirral | CH66 4QP | England | 335642 | 375933 | CHESHIRE E | data not available | data not available | 132 | SP Manweb plc | Solar | Photovoltaic | No | 0 | 0 | 33.9 | Stored Energy | Storage - Electrochemical (Batteries) | No | data not available | data not available | 66 | data not applicable | data not applicable | No | 0 | 0 | 0 | data not available | Accepted to Connect | data not applicable | data not applicable | data not applicable | data not applicable | data not applicable | data not applicable | 99.9 | 33.9 | 35.6842 | 33.9 | 35.6842 | 45030 | 46508 | N | N | data not available | Y | 618003832 | data not available | 45625 | data not available | 104
1470000970915 | [5 empty] | 1420559000006 | Mueller europe limited | Wednesbury copper tube | Export Mueller Europe Limited, 136 | Oxford Street | Bilston | West Midlands | WV14 7DS | United Kingdom | 395763 | 296051 | Willenhall 132 25Kv S Stn | Willenhall 132/25/11Kv | Willenhall 132/25/11Kv | 11 | National Grid Electricity Distribution (West Midlands) Plc | Fossil - Gas | Engine (combustion / reciprocating) | Yes | data not available | data not available | 2.535 | data not applicable | data not applicable | data not applicable | data not available | data not available | data not applicable | data not applicable | data not applicable | data not applicable | data not available | data not available | data not applicable | data not available | Connected | 2.535 | 0.475 | 0.5 | 5.89 | 6.2 | 43374 | data not applicable | data not applicable | data not applicable | data not applicable | data not applicable | data not applicable | data not applicable | data not available | data not available | data not available | data not available | data not available | data not available | 45750
1700000000000 | [5 empty] | 1700000000000 | MULARD RENEWABLES LIMITED | BRUAR HYDRO | GENERATING STATION BRUAR HYDRO | DATA NOT AVAILABLE | PITLOCHRY | PERTHSHIRE AND KINROSS | PH18 5UB | SCOTLAND | 280169 | 765592 | TUMMEL BRIDGE | DATA NOT APPLICABLE | TUMMEL BRIDGE GRID | 33 | SCOTTISH HYDRO ELECTRIC POWER DISTRIBUTION PLC | HYDRO (TO BE CONFIRMED) | HYDRO POWER SYSTEM | NO | DATA NOT AVAILABLE | DATA NOT AVAILABLE | 1.9 | DATA NOT AVAILABLE | DATA NOT AVAILABLE | DATA NOT AVAILABLE | DATA NOT AVAILABLE | DATA NOT AVAILABLE | DATA NOT AVAILABLE | DATA NOT AVAILABLE | DATA NOT AVAILABLE | DATA NOT AVAILABLE | DATA NOT AVAILABLE | DATA NOT AVAILABLE | DATA NOT AVAILABLE | NO | CONNECTED | 1.9 | 1.9 | 2 | DATA NOT AVAILABLE | DATA NOT AVAILABLE | 42047 | DATA NOT AVAILABLE | DATA NOT AVAILABLE | DATA NOT AVAILABLE | DATA NOT AVAILABLE | DATA NOT AVAILABLE | DATA NOT AVAILABLE | DATA NOT AVAILABLE | N | DATA NOT AVAILABLE | DATA NOT AVAILABLE | DATA NOT AVAILABLE | DATA NOT AVAILABLE | DATA NOT AVAILABLE | 44034
data not available | [5 empty] | data not available | Locogen Solar Developments Ltd | Benthead Farm Solar and BESS | Benthead Farm | data not available | Kilwinning | North Ayrshire | KA13 7RU | Scotland | 233599 | 646633 | Kilwinning | data not applicable | data not available | 33 | SP Distribution Ltd | Stored Energy | Storage - Electrochemical (Batteries) | No | 0 | 0 | 30.4 | Solar | Photovoltaic | No | data not available | data not available | 40 | data not applicable | data not applicable | No | 0 | 0 | 0 | No | Accepted to Connect | data not applicable | data not applicable | data not applicable | data not applicable | data not applicable | data not applicable | 70.4 | 63 | 66.3158 | 31.1 | 32.7368 | 44411 | 46112 | N | N | data not available | Y | 620111796 | data not available | 45013 | data not available | 120
data not available | [5 empty] | data not available | Bersham (Glenside) Ltd | Bersham Colliery Generation | Colliery Road | Rhostyllen | Rhostyllen | Dee Valley and Mid Wales | LL14 4EG | Wales | 331358 | 348041 | LEGACY | BRYMBO GT1 / LEGACY LOCAL GT1 / MARCHWIEL GT1 / MARCHWIEL GT2 / WREXHAM GT1 | data not available | 33 | SP Manweb plc | Biofuel - Landfill gas | Engine (combustion / reciprocating) | No | 0 | 0 | 20 | data not applicable | data not applicable | No | 0 | 0 | 0 | data not applicable | data not applicable | No | 0 | 0 | 0 | data not available | Accepted to Connect | data not applicable | data not applicable | data not applicable | data not applicable | data not applicable | data not applicable | 20 | 20 | 21.0526 | data not applicable | data not applicable | 43633 | data not available | N | N | data not available | N | 613434154 | data not available | 45749 | data not available | 857
1900091199147 | [5 empty] | Data not available | MVV ENVIRONMENT RIDHAM LTD | RIDHAM DOCK BIOMASS | RIDHAM DOCK |  | SITTINGBOURNE | KENT | ME9 8FQ | England | 592255 | 168206 | Kemsley SGT | - | Ridham Grid 11kV | 132 | South Eastern Power Networks (SPN) | Biomass | Steam turbine (thermal power plant) | Yes |  |  | 25 | [12 empty] | No | Connected | 25 | 25 | 26.316 |  |  | 2015-02-24 | [13 empty] | 2022-12-14 | 1.2923 | 51.2821 | 51.2820592374757, 1.29234684630768 | SPN-S000000009104 | Fossil fuel
data not available | [5 empty] | data not applicable | Messrs Stevenson, Watson And Brunton | Bonerbo Wind Cluster | Balmonth And Drumrack Farms | Bonerbo | Dunino | Fife | KY16 8QQ | Scotland | 353841 | 707688 | Leven | data not applicable | ANSTRUTHER (11kV) | 11 | SP Distribution Ltd | Wind | Onshore wind turbines | No | 0 | 0 | 2 | data not applicable | data not applicable | No | 0 | 0 | 0 | data not applicable | data not applicable | No | 0 | 0 | 0 | Yes | Connected | 2 | 2 | 2.1053 | 0 | 0 | 41988 | data not applicable | data not applicable | data not applicable | data not applicable | data not applicable | data not available | data not available | N | N | data not available | N | data not available | data not available | 44088 | data not available | 130
data not available | [5 empty] | data not available | Bluestone Energy LTD | Bonnybridge BESS | Bonnybridge Waste Water Treatment Works | A883 | Bonnybridge | Falkirk | FK3 3NP | Scotland | 283710 | 681241 | Bonnybridge | data not applicable | data not available | 33 | SP Distribution Ltd | Stored Energy | Storage - Electrochemical (Batteries) | No | 62.92 | data not available | 62.916 | data not applicable | data not applicable | No | 0 | 0 | 0 | data not applicable | data not applicable | No | 0 | 0 | 0 | No | Accepted to Connect | data not applicable | data not applicable | data not applicable | data not applicable | data not applicable | data not applicable | 62.916 | 60 | 63.1579 | 60 | 63.1579 | 44538 | 47787 | N | N | data not available | Y | 616410179 | data not available | 44026 | data not available | 132
1170001463667 | [5 empty] | 1170001463676 | Mwde11 limited | Lincoln sadler road denby stor site | Denby Transport Stor Site | Farrier Road, Off Sadler Road | Lincoln | Lincolnshire | LN6 3JR | United Kingdom | 492956 | 368149 | West Burton 132Kv S Stn | Lincoln Main No 1 33Kv S Stn | Doddington Park 33 11Kv S Stn | 11 | National Grid Electricity Distribution (East Midlands) Plc | Fossil - Gas | Engine (combustion / reciprocating) | No | data not available | data not available | 4.6 | data not applicable | data not applicable | data not applicable | data not available | data not available | data not applicable | data not applicable | data not applicable | data not applicable | data not available | data not available | data not applicable | data not available | Connected | 4.6 | 4.37 | 4.6 | 0.19 | 0.2 | 44501 | data not applicable | data not applicable | data not applicable | data not applicable | data not applicable | data not applicable | data not applicable | data not available | data not available | data not available | data not available | data not available | data not available | 45750
data not available | [5 empty] | data not available | Borras Hall Farm | Borras Hall Farm | Borras Hall Lane | Llan-Y-Pwll | data not available | Dee Valley and Mid Wales | LL13 9SG | Wales | 336635 | 352890 | LEGACY | BRYMBO GT1 / LEGACY LOCAL GT1 / MARCHWIEL GT1 / MARCHWIEL GT2 / WREXHAM GT1 | data not available | 33 | SP Manweb plc | Fossil - Oil | Engine (combustion / reciprocating) | No | 0 | 0 | 16 | data not applicable | data not applicable | No | 0 | 0 | 0 | data not applicable | data not applicable | No | 0 | 0 | 0 | data not available | Accepted to Connect | data not applicable | data not applicable | data not applicable | data not applicable | data not applicable | data not applicable | 16 | 16 | 16.8421 | data not applicable | data not applicable | data not available | data not available | N | N | data not available | N | data not available | data not available | 45749 | data not available | 862
data not available | [5 empty] | data not available | Wind 2 Ltd | Brae Wind Farm | Moat Mains Farm | data not available | Lesmahagow | South Lanarkshire | ML11 9PY | Scotland | 284461 | 638845 | Linnmill | data not applicable | data not available | 33 | SP Distribution Ltd | Stored Energy | Storage - Electrochemical (Batteries) | No | 0 | 0 | 5 | Wind | Onshore wind turbines | No | data not available | data not available | 19.8 | data not applicable | data not applicable | No | 0 | 0 | 0 | No | Accepted to Connect | data not applicable | data not applicable | data not applicable | data not applicable | data not applicable | data not applicable | 24.8 | 20 | 21.0526 | 5 | 5.2632 | 45205 | 48456 | N | N | data not available | Y | 618837531 | data not available | 45210 | data not available | 138
data not available | [5 empty] | data not available | Brenig | Brenig | Land East Of Llyn Brenig | Nantgyln | Denbigh | North Wales | LL16 5RN | Wales | 299500 | 358000 | CONNAHS QUAY / PENTIR / ST ASAPH (SASA) | CLOCAENOG | data not available | 132 | SP Manweb plc | Wind | Onshore wind turbines | No | 0 | 0 | 37.6 | data not applicable | data not applicable | No | 0 | 0 | 0 | data not applicable | data not applicable | No | 0 | 0 | 0 | data not available | Connected | 37.6 | 37.6 | 39.5789 | data not applicable | data not applicable | data not available | data not applicable | data not applicable | data not applicable | data not applicable | data not applicable | 43591 | data not applicable | N | N | data not available | N | 613916379 | data not available | 44088 | data not available | 140
data not available | [5 empty] | data not available | Corin Hughes Ltd | Bretton | data not available | data not available | data not available | Wirral | data not available | England | 336900 | 364300 | CAPENHURST | CHESTER MAIN GT4 / CRANE BANK GT1 / GUILDEN SUTTON GT1 / SALTNEY G2A | data not available | 132 | SP Manweb plc | Stored Energy | Storage - Electrochemical (Batteries) | No | data not available | data not available | 5 | Solar | Photovoltaic | No | 0 | 0 | 30 | data not applicable | data not applicable | No | 0 | 0 | 0 | data not available | Accepted to Connect | data not applicable | data not applicable | data not applicable | data not applicable | data not applicable | data not applicable | 35 | 30 | 31.5789 | 5 | 5.2632 | 44693 | data not available | N | N | data not available | Y | 613025761 | data not available | 45749 | data not available | 848
data not available | [5 empty] | data not available | data not available | Bridge Road North Wrexham Industrial Estate, Wrexham, | data not available | data not available | data not available | Dee Valley and Mid Wales | data not available | Wales | data not available | data not available | LEGACY | BRYMBO GT1 / LEGACY LOCAL GT1 / MARCHWIEL GT1 / MARCHWIEL GT2 / WREXHAM GT1 | BICC / MAWI E1 / WREXIE | 33 | SP Manweb plc | Stored Energy | Storage - Electrochemical (Batteries) | No | data not available | data not available | 5.07 | data not applicable | data not applicable | No | 0 | 0 | 0 | data not applicable | data not applicable | No | 0 | 0 | 0 | data not available | Accepted to Connect | data not applicable | data not applicable | data not applicable | data not applicable | data not applicable | data not applicable | 5.07 | 5.07 | 5.3368 | 5.07 | 5.3368 | 44168 | data not available | N | N | data not available | N | 614783641 | data not available | 45749 | data not available | 866
data not available | [5 empty] | data not applicable | Wind Estate (UK) Ltd | Brownhill Farm | West Benhar Road | Harthill | Shotts | North Lanarkshire | ML7 5TG | Scotland | 288880 | 662140 | Newarthill | data not applicable | data not available | 33 | SP Distribution Ltd | Wind | Onshore wind turbines | No | 0 | 0 | 8.48 | data not applicable | data not applicable | No | 0 | 0 | 0 | data not applicable | data not applicable | No | 0 | 0 | 0 | No | Accepted to Connect | data not applicable | data not applicable | data not applicable | data not applicable | data not applicable | data not applicable | 8.48 | 8.48 | 8.9263 | 0 | 0 | 44460 | 46081 | N | N | data not available | Y | 615902633 | data not available | 44026 | data not available | 151
data not available | [5 empty] | data not available | data not available | Bryn Plentyn Farm | Albert Mews | Albert Road | Oswestry | Dee Valley and Mid Wales | SY11 1LP | Wales | 332995 | 329393 | LEGACY | LEGACY LOCAL GT2 / NEWTOWN GT2 / OSWESTRY GT5 / OSWESTRY GT8 / WELSHPOOL GT1 / WHITCHURCH GT1 | CONEY GREEN T1 / OSWESTRY T2 / OSWESTRY T1 | 33 | SP Manweb plc | Solar | Photovoltaic | No | 0 | 0 | 1 | data not applicable | data not applicable | No | 0 | 0 | 0 | data not applicable | data not applicable | No | 0 | 0 | 0 | data not available | Connected | 1 | 1 | 1.0526 | 0.5 | 0.52632 | data not available | data not applicable | data not applicable | data not applicable | data not applicable | data not applicable | 43236 | data not applicable | N | N | data not available | N | 612732798 | data not available | 44057 | data not available | 155
data not available | [5 empty] | data not available | MWH Assocates Ltd | Hafod Landfill | Hafod Landfill | Clay Pit | Bangor | Dee Valley and Mid Wales | LL14 6HF | Wales | 331123 | 345710 | LEGACY | BRYMBO GT1 / LEGACY LOCAL GT1 / MARCHWIEL GT1 / MARCHWIEL GT2 / WREXHAM GT1 | BERSHAM COLLIERY T1 | 33 | SP Manweb plc | Biofuel - Landfill gas | Engine (combustion / reciprocating) | No | 0 | 0 | 2.2 | data not applicable | data not applicable | No | 0 | 0 | 0 | data not applicable | data not applicable | No | 0 | 0 | 0 | data not available | Connected | 2.2 | 2.2 | 2.3158 | data not applicable | data not applicable | data not available | data not applicable | data not applicable | data not applicable | data not applicable | data not applicable | data not available | data not applicable | N | N | data not available | N | data not available | data not available | 44088 | data not available | 395
2000000000000 | [5 empty] | 2000000000000 | MWH TREATMENT LTD | TROWBRIDGE STW | TROWBRIDGE STW | DATA NOT AVAILABLE | TROWBRIDGE | WILTSHIRE | DATA NOT AVAILABLE | ENGLAND | DATA NOT AVAILABLE | DATA NOT AVAILABLE | MELKSHAM GSP | NORRINGTON | MANOR COURT TROWBRIDGE | 33 | SOUTHERN ELECTRIC POWER DISTRIBUTION PLC | BIOFUEL - SEWAGE GAS | DATA NOT AVAILABLE | NO | DATA NOT AVAILABLE | DATA NOT AVAILABLE | 2.375 | DATA NOT AVAILABLE | DATA NOT AVAILABLE | DATA NOT AVAILABLE | DATA NOT AVAILABLE | DATA NOT AVAILABLE | DATA NOT AVAILABLE | DATA NOT AVAILABLE | DATA NOT AVAILABLE | DATA NOT AVAILABLE | DATA NOT AVAILABLE | DATA NOT AVAILABLE | DATA NOT AVAILABLE | NO | CONNECTED | 2.375 | 2.375 | 2.5 | DATA NOT AVAILABLE | DATA NOT AVAILABLE | DATA NOT AVAILABLE | DATA NOT AVAILABLE | DATA NOT AVAILABLE | DATA NOT AVAILABLE | DATA NOT AVAILABLE | DATA NOT AVAILABLE | DATA NOT AVAILABLE | DATA NOT AVAILABLE | N | DATA NOT AVAILABLE | DATA NOT AVAILABLE | DATA NOT AVAILABLE | DATA NOT AVAILABLE | DATA NOT AVAILABLE | 44105
data not available | [5 empty] | data not available | Gas Generation Coatbridge Limited | Burnbank Coatbridge BESS | Burnbank Street | data not available | Coatbridge | North Lanarkshire | ML5 2EJ | Scotland | 273900 | 665800 | Coatbridge | data not applicable | data not available | 33 | SP Distribution Ltd | Stored Energy | Storage - Electrochemical (Batteries) | No | data not available | data not available | 30.8 | data not applicable | data not applicable | No | 0 | 0 | 0 | data not applicable | data not applicable | No | 0 | 0 | 0 | Yes | Accepted to Connect | data not applicable | data not applicable | data not applicable | data not applicable | data not applicable | data not applicable | 30.8 | 29.9 | 31.4737 | 29.9 | 31.4737 | 44369 | 46327 | N | N | data not available | N | 619547100 | data not available | 45426 | data not available | 163
data not available | [5 empty] | data not available | data not available | Bwlch Y Cibau | data not available | data not available | data not available | North Wales | data not available | Wales | data not available | data not available | LEGACY | LEGACY LOCAL GT2 / NEWTOWN GT2 / OSWESTRY GT5 / OSWESTRY GT8 / WELSHPOOL GT1 / WHITCHURCH GT1 | data not available | 33 | SP Manweb plc | Solar | Photovoltaic | No | 0 | 0 | 5 | data not applicable | data not applicable | No | 0 | 0 | 0 | data not applicable | data not applicable | No | 0 | 0 | 0 | data not available | Accepted to Connect | data not applicable | data not applicable | data not applicable | data not applicable | data not applicable | data not applicable | 5 | 5 | 5.2632 | 0.02 | 0.021053 | data not available | data not available | N | N | data not available | Y | data not available | data not available | 45749 | data not available | 870
data not available | [5 empty] | data not available | Advance Grid Solutions Limited | Calderside Farm BESS | Land off Cairnmuir Road | Neston Industrial Estate | Nerston Village | South Lanarkshire | G72 8YL | Scotland | 263360 | 657303 | East Kilbride | data not applicable | data not available | 33 | SP Distribution Ltd | Stored Energy | Storage - Electrochemical (Batteries) | No | 0 | 0 | 55 | data not applicable | data not applicable | No | 0 | 0 | 0 | data not applicable | data not applicable | No | 0 | 0 | 0 | No | Accepted to Connect | data not applicable | data not applicable | data not applicable | data not applicable | data not applicable | data not applicable | 55 | 55 | 57.8947 | 55 | 57.8947 | 45073 | 47543 | N | N | data not available | Y | 618099248 | data not available | 45707 | data not available | 176
data not available | [5 empty] | data not available | GRIDSERVE EMEA DEPC Ltd | Candy Park | New Chester Road | data not available | Bromborough | Wirral | CH62 3PE | England | 335320 | 381999 | BIRKENHEAD | BROMBOROUGH GT3 / ROCK FERRY GT2 | data not available | 132 | SP Manweb plc | data not available | data not available | No | 0 | 0 | 6 | data not applicable | data not applicable | No | 0 | 0 | 0 | data not applicable | data not applicable | No | 0 | 0 | 0 | data not available | Accepted to Connect | data not applicable | data not applicable | data not applicable | data not applicable | data not applicable | data not applicable | 6 | 6 | 6.3158 | 6 | 6.3158 | data not available | data not available | N | N | data not available | Y | 613845138 | data not available | 45749 | data not available | 871
data not available | [5 empty] | data not available | CAMBRIAN WIND ENERGY LTD | Cefn Croes A | Cefn Croes Nffo 4 Export | Cefn Croes Windfarm | Aberystwyth | Dee Valley and Mid Wales | SY23 3LB | Wales | 280782 | 280865 | SWANSEA NORTH | data not available | data not available | 33 | SP Manweb plc | Wind | Onshore wind turbines | No | 0 | 0 | 45 | data not applicable | data not applicable | No | 0 | 0 | 0 | data not applicable | data not applicable | No | 0 | 0 | 0 | data not available | Connected | 45 | 45 | 47.3684 | data not applicable | data not applicable | data not available | data not applicable | data not applicable | data not applicable | data not applicable | data not applicable | data not available | data not applicable | N | N | data not available | N | data not available | data not available | 44088 | data not available | 201
data not available | [5 empty] | data not available | data not available | Cefn Estate | Cefn Estate | TynyCoed | St Asaph | North Wales | LL17 0HF | Wales | 302177 | 373003 | CONNAHS QUAY / PENTIR / ST ASAPH (CONQ) | HOLYWELL GT1 / RHYL GT1 / ST ASAPH GT2 / ST ASAPH GT4 | data not available | 33 | SP Manweb plc | Solar | Photovoltaic | No | 0 | 0 | 19 | data not applicable | data not applicable | No | 0 | 0 | 0 | data not applicable | data not applicable | No | 0 | 0 | 0 | data not available | Accepted to Connect | data not applicable | data not applicable | data not applicable | data not applicable | data not applicable | data not applicable | 19 | 19 | 20 | data not applicable | data not applicable | data not available | data not available | N | N | data not available | Y | 615907882 | data not available | 44910 | data not available | 203
1170001574201 | [5 empty] | 1170001574257 | Mwme11 limited | Boston lealand way mwme11 ltd | Mwme11 Limited Export | Lealand Way, Riverside Industrial Estate, Skirbeck | Boston | Lincolnshire | PE21 7SW | United Kingdom | 533463 | 342773 | Walpole 132Kv S Stn | Boston 33Kv S Stn | Mount Bridge Boston 33 11Kv S Stn | 11 | National Grid Electricity Distribution (East Midlands) Plc | Fossil - Gas | Engine (combustion / reciprocating) | No | data not available | data not available | 6 | data not applicable | data not applicable | data not applicable | data not available | data not available | data not applicable | data not applicable | data not applicable | data not applicable | data not available | data not available | data not applicable | data not available | Connected | 6 | 5.7 | 6 | 0.095 | 0.1 | 45090 | data not applicable | data not applicable | data not applicable | data not applicable | data not applicable | data not applicable | data not applicable | data not available | data not available | data not available | data not available | data not available | data not available | 45750
data not available | [5 empty] | data not available | Shaw Energi Ltd | Chadwick Road | 100 Chadwick Road | Halton | Runcorn | Wirral | WA7 1PW | England | 353886 | 83135 | FROD / INCE (FROD) | DUTTON GT2 / MOORE GT1 / PERCIVAL LA GT1 | data not available | 132 | SP Manweb plc | Stored Energy | Storage - Electrochemical (Batteries) | No | data not available | data not available | 20 | data not applicable | data not applicable | No | 0 | 0 | 0 | data not applicable | data not applicable | No | 0 | 0 | 0 | data not available | Accepted to Connect | data not applicable | data not applicable | data not applicable | data not applicable | data not applicable | data not applicable | 20 | 20 | 21.0526 | 20 | 21.0526 | 43775 | data not available | N | N | data not available | Y | 614538453 | data not available | 45275 | data not available | 210
data not available | [5 empty] | data not available | Green Energy International | Chapelcross Solar Farm | Land at Chapel Cross Power Station | data not available | Annan | Dumfries and Galloway | DG12 6RF | Scotland | 321137 | 569674 | Chapelcross | data not applicable | data not available | 33 | SP Distribution Ltd | Stored Energy | Storage - Electrochemical (Batteries) | No | data not available | data not available | 40.5 | Solar | Photovoltaic | No | 0 | 0 | 13.675 | data not applicable | data not applicable | No | 0 | 0 | 0 | No | Accepted to Connect | data not applicable | data not applicable | data not applicable | data not applicable | data not applicable | data not applicable | 54.175 | 49.9 | 52.5263 | 49.9 | 52.5263 | 45405 | 48518 | N | N | data not available | Y | 619293844 | data not available | 45426 | data not available | 212
data not available | [5 empty] | data not available | Vital Energi Solutions Limited | Cleveden Road BESS | Cleveland Road | data not available | Glasgow | Glasgow City | G12 0ED | Scotland | 255486 | 668964 | Killermont | data not applicable | Killermont GSP | 33 | SP Distribution Ltd | Stored Energy | Storage - Electrochemical (Batteries) | No | data not available | data not available | 50.4 | data not applicable | data not applicable | No | 0 | 0 | 0 | data not applicable | data not applicable | No | 0 | 0 | 0 | No | Accepted to Connect | data not applicable | data not applicable | data not applicable | data not applicable | data not applicable | data not applicable | 50.4 | 43 | 45.2632 | 43 | 45.2632 | 44753 | 48029 | N | N | data not available | Y | 620416378 | data not available | 44859 | data not available | 215
data not available | [5 empty] | data not available | Clocaenog | Clocaenog | Clocaenog Forest | data not available | Ruthin | North Wales | LL15 | Wales | 299000 | 358000 | CONNAHS QUAY / PENTIR / ST ASAPH (SASA) | CLOCAENOG | data not available | 132 | SP Manweb plc | Wind | Onshore wind turbines | No | 0 | 0 | 96 | data not applicable | data not applicable | No | 0 | 0 | 0 | data not applicable | data not applicable | No | 0 | 0 | 0 | data not available | Connected | 96 | 96 | 101.0526 | data not applicable | data not applicable | data not available | data not applicable | data not applicable | data not applicable | data not applicable | data not applicable | data not available | data not applicable | N | N | data not available | N | data not available | data not available | 44026 | data not available | 217
data not available | [5 empty] | data not applicable | Ampyr Energy UK Development Ltd | Colton Farm | Colton Solar Farm | data not available | Dunfermline | Fife | KY12 0RU | Scotland | 308285 | 690097 | Dunfermline | data not applicable | data not available | 33 | SP Distribution Ltd | Stored Energy | Storage - Electrochemical (Batteries) | No | 0 | 0 | 33.6 | Solar | Photovoltaic | No | 0 | 0 | 28.56 | data not applicable | data not applicable | No | 0 | 0 | 0 | Yes | Accepted to Connect | data not applicable | data not applicable | data not applicable | data not applicable | data not applicable | data not applicable | 62.16 | 29.9 | 31.4737 | 29.9 | 31.4737 | 44987 | 45868 | N | N | data not available | N | 618201517 | data not available | 45019 | data not available | 219
data not available | [5 empty] | data not available | RWE Renewables Ltd | Conwy Falls | data not available | data not available | data not available | North Wales | data not available | Wales | 279840 | 354387 | CONNAHS QUAY / PENTIR / ST ASAPH (PENT) | COLWYN BAY GT1 / COLWYN BAY GT2 / DOLGARROG GT2 | BETWS-Y-COED T1 | 33 | SP Manweb plc | Stored Energy | Storage - Mechanical - Pumped Hydro | No | data not available | data not available | 5 | data not applicable | data not applicable | No | 0 | 0 | 0 | data not applicable | data not applicable | No | 0 | 0 | 0 | data not available | Accepted to Connect | data not applicable | data not applicable | data not applicable | data not applicable | data not applicable | data not applicable | 5 | 5 | 5.2632 | 0 | 0 | data not available | data not available | N | N | data not available | Y | data not available | data not available | 45749 | data not available | 880
1640000796813 | [5 empty] | 1640000796804 | MY POWER UK | STANLEY WAY GENERATION | STANLEY WAY | STANLEY WAY | SKELMERSDALE | LANCASHIRE | WN8 8EA | ENGLAND | 347226 | 407533 | WASHWAY FARM GSP / KIRKBY GSP GROUP | SKELMERSDALE | SKELMERSDALE | 33 | ELECTRICITY NORTH WEST LIMITED | FOSSIL - GAS | ENGINE (COMBUSTION / RECIPROCATING) | NO | 0 | 0 | 20.28 |  |  |  | 0 | 0 | 0 |  |  |  | 0 | 0 | 0 | NO | CONNECTED | 20.28 | 19.9994 | 21.052 | 0.475 | 0.5 | 2018-12-01 |  |  |  | 0 | 0 |  |  | NO | NO |  |  |  |  | 2021-12-06 | 53.56174612200734, -2.79821133936588
data not available | [5 empty] | data not available | N W W PLC | Effluent Treatment Wrks | Ellesmere Port E T U | Warrington Rd | Ellesmere | Wirral | CH65 5DF | England | 341042 | 375587 | FROD / INCE (INCE) | ELLESMERE PORT GT2 / INCE LOCAL GT1 / INCE LOCAL GT2 | BRITISH PIPE ASSOCIATION T1 | 33 | SP Manweb plc | Biofuel - Sewage gas | Engine (combustion / reciprocating) | No | 0 | 0 | 1.2 | data not applicable | data not applicable | No | 0 | 0 | 0 | data not applicable | data not applicable | No | 0 | 0 | 0 | data not available | Connected | 1.2 | 1.2 | 1.2632 | data not applicable | data not applicable | data not available | data not applicable | data not applicable | data not applicable | data not applicable | data not applicable | data not available | data not applicable | N | N | data not available | N | 619073437 | data not available | 44088 | data not available | 307
data not available | [5 empty] | data not available | Craig Nab Wind Energy Hub Ltd | Craig Nab Wind Energy Hub | Craig Nab Wind Energy Hub | data not available | Dranigower | Dumfries and Galloway | DG8 0QZ | Scotland | 222000 | 650000 | Glenluce | data not applicable | data not available | 33 | SP Distribution Ltd | Stored Energy | Storage - Electrochemical (Batteries) | No | data not available | data not available | 3.6 | Wind | Onshore wind turbines | No | 0 | 0 | 36 | data not applicable | data not applicable | No | 0 | 0 | 0 | No | Accepted to Connect | data not applicable | data not applicable | data not applicable | data not applicable | data not applicable | data not applicable | 39.6 | 36 | 37.8947 | 3.8 | 4 | 44888 | 46934 | N | N | data not available | Y | 617634717 | data not available | 45020 | data not available | 226
data not available | [5 empty] | data not available | data not available | Cryers Lane (619352540) | Cryers Lane | data not available | Chester | Cheshire | CH2 4LH | England | 344903 | 374040 | FROD / INCE (INCE) | data not available | data not available | 132 | SP Manweb plc | Solar | Photovoltaic | No | 0 | 0 | 20 | Stored Energy | Storage - Electrochemical (Batteries) | No | data not available | data not available | 50 | data not applicable | data not applicable | No | 0 | 0 | 0 | data not available | Accepted to Connect | data not applicable | data not applicable | data not applicable | data not applicable | data not applicable | data not applicable | 70 | 20 | 21.0526 | 0 | 0 | data not available | data not available | N | N | data not available | Y | data not available | data not available | 45569 | data not available | 234
data not available | [5 empty] | data not available | data not available | Dalmarnock Road BESS (Former Sanmex Site) | Downiebrae Road | Rutherglen | Glasgow | Glasgow City | G73 1NY | Scotland | 261853 | 662585 | Dalmarnock | data not applicable | data not available | 33 | SP Distribution Ltd | Stored Energy | Storage - Electrochemical (Batteries) | No | data not available | data not available | 40 | data not applicable | data not applicable | No | 0 | 0 | 0 | data not applicable | data not applicable | No | 0 | 0 | 0 | Yes | Accepted to Connect | data not applicable | data not applicable | data not applicable | data not applicable | data not applicable | data not applicable | 40 | 40 | 42.1053 | 40 | 42.1053 | 44139 | 45991 | N | N | data not available | N | 615401061 | data not available | 45625 | data not available | 241
Data Not Available | [5 empty] | Data Not Available | Naburn Sewage Switch Non-Exporting Generation | Naburn Sewage Switch Non-Exporting Generation | Naburn | Land off the B1222 | York | North Yorkshire | Y019 4RN | England | 462825 | 450765 | Osbaldwick | Melrosegate | York University | 11 | Northern Powergrid (Northeast) plc | Fossil - Gas | Engine (combustion / reciprocating) | No | Data Not Applicable | Data Not Applicable | 1.25 | Data Not Available | Data Not Available | Data Not Available | Data Not Available | Data Not Available | Data Not Available | Data Not Available | Data Not Available | Data Not Available | Data Not Available | Data Not Available | Data Not Available | No | Connected | 1.25 | 0 | 0 | Data Not Available | Data Not Available | Data Not Available | Data Not Applicable | Data Not Applicable | 1.316 | Data Not Applicable | Data Not Applicable | Data Not Available | Data Not Available | Data Not Available | Data Not Available | Data Not Available | Data Not Available | Data Not Available | Data Not Available | 2017-03-16 | 53.94918108722552, -1.0442324603548585 |  |  | York
data not available | [5 empty] | data not available | data not available | Dinas Dam | Dinas Dam Dinas Reservoir | data not available | Aberystwyth | Dee Valley and Mid Wales | SY23 3JY | Wales | 274288 | 281924 | SWANSEA NORTH | ABERYSTWYTH GT2 / RHYDLYDAN GT1 | data not available | 33 | SP Manweb plc | Stored Energy | Storage - Mechanical - Pumped Hydro | No | data not available | data not available | 13.5 | data not applicable | data not applicable | No | 0 | 0 | 0 | data not applicable | data not applicable | No | 0 | 0 | 0 | data not available | Connected | 13.5 | 13.5 | 14.2105 | data not applicable | data not applicable | data not available | data not applicable | data not applicable | data not applicable | data not applicable | data not applicable | data not available | data not applicable | N | N | data not available | N | data not available | data not available | 44088 | data not available | 255
data not available | [5 empty] | data not available | Low Carbon UK | Dingesmere Solar Fm 1 | Boathouse Lane | data not available | Parkgate | Wirral | CH64 3SZ | England | 328023 | 379583 | BIRKENHEAD | HESWALL GT1 / HOYLAKE GT2 / PRENTON GRID GT3 | data not available | 33 | SP Manweb plc | Solar | Photovoltaic | No | 0 | 0 | 20 | data not applicable | data not applicable | No | 0 | 0 | 0 | data not applicable | data not applicable | No | 0 | 0 | 0 | data not available | Accepted to Connect | data not applicable | data not applicable | data not applicable | data not applicable | data not applicable | data not applicable | 20 | 20 | 21.0526 | 10 | 10.5263 | 44734 | 50343 | N | N | data not available | Y | 617058162 | data not available | 45625 | data not available | 256
data not available | [5 empty] | data not available | Horizon Power & Energy Ltd | Ditton Road | data not available | data not available | data not available | Merseyside | data not available | England | 350721 | 385187 | RAINHILL | BOLD G2A / PRESCOT GT1B / WIDNES GT1 / WIDNES GT2 | data not available | 33 | SP Manweb plc | Stored Energy | Storage - Electrochemical (Batteries) | No | data not available | data not available | 2 | Solar | Photovoltaic | No | 0 | 0 | 4.1 | data not applicable | data not applicable | No | 0 | 0 | 0 | data not available | Accepted to Connect | data not applicable | data not applicable | data not applicable | data not applicable | data not applicable | data not applicable | 6.1 | 2 | 2.1053 | 2 | 2.1053 | 44440 | data not available | N | N | data not available | Y | 616148828 | data not available | 45749 | data not available | 849
data not available | [5 empty] | data not available | Hydrock Consultants Ltd | Dragons Lane BSS | Dragons Lane | Moston | Sandbach | Cheshire | CW11 3QH | England | 372554 | 362579 | CARRINGTON / FIDDLERS FERRY | ELWORTH GT1 / ELWORTH GT2 / KNUTSFORD GT1 / KNUTSFORD GT2 | data not available | 33 | SP Manweb plc | Stored Energy | Storage - Electrochemical (Batteries) | No | data not available | data not available | 12 | data not applicable | data not applicable | No | 0 | 0 | 0 | data not applicable | data not applicable | No | 0 | 0 | 0 | data not available | Accepted to Connect | data not applicable | data not applicable | data not applicable | data not applicable | data not applicable | data not applicable | 12 | 12 | 12.6316 | 12 | 12.6316 | 44544 | 45087 | N | N | data not available | N | 616663304 | data not available | 44910 | data not available | 267
data not available | [5 empty] | data not applicable | FCC Environment | Drumgray Energy from Waste | Off Darngavil Road | data not available | Airdrie | North Lanarkshire | ML6 7TD | Scotland | 278565 | 668730 | Cumbernauld | data not applicable | data not available | 33 | SP Distribution Ltd | Biofuel - Landfill gas | Steam-gas turbine (CCGT) | No | 0 | 0 | 32.082 | data not applicable | data not applicable | No | 0 | 0 | 0 | data not applicable | data not applicable | No | 0 | 0 | 0 | No | Accepted to Connect | data not applicable | data not applicable | data not applicable | data not applicable | data not applicable | data not applicable | 32.082 | 29.9 | 31.4737 | 20 | 21.0526 | 44312 | 47053 | N | N | data not available | Y | 615179902 | data not available | 45707 | data not available | 272
data not available | [5 empty] | data not applicable | Drummarnock Windfarm Ltd | Drummarnock Windfarm | Muirpark Farm | data not available | Stirling | Stirlingshire | FK7 9QS | Scotland | 273830 | 686792 | Bonnybridge | data not applicable | data not available | 33 | SP Distribution Ltd | Wind | Onshore wind turbines | No | 0 | 0 | 30 | data not applicable | data not applicable | No | 0 | 0 | 0 | data not applicable | data not applicable | No | 0 | 0 | 0 | No | Accepted to Connect | data not applicable | data not applicable | data not applicable | data not applicable | data not applicable | data not applicable | 30 | 30 | 31.5789 | 0 | 0 | 44382 | 46691 | N | N | data not available | Y | 615643707 | data not available | 44026 | data not available | 275
data not available | [5 empty] | data not applicable | Absolute Solar and Wind Ltd | Edinburgh Airport Solar | Edinburgh Airport | Ingliston | Edinburgh | City of Edinburgh | EH12 9DN | Scotland | 314968 | 673655 | Sighthill | data not applicable | EDINBURGH AIRPORT (11kV) | 11 | SP Distribution Ltd | Solar | Photovoltaic | No | 0 | 0 | 9.2 | data not applicable | data not applicable | No | 0 | 0 | 0 | data not applicable | data not applicable | No | 0 | 0 | 0 | Yes | Accepted to Connect | data not applicable | data not applicable | data not applicable | data not applicable | data not applicable | data not applicable | 9.2 | 9.2 | 9.6842 | 0 | 0 | 44719 | 46022 | N | N | data not available | N | 616921479 | data not available | 45625 | data not available | 306
data not available | [5 empty] | data not available | data not available | ENWL Dunkinfield Farm PV(5500245418A) | data not available | data not available | data not available | Merseyside | data not available | England | data not available | data not available | RAINHILL | Golborne | Culcheth | 33 | SP Manweb plc | Solar | Photovoltaic | No | 0 | 0 | 10 | data not applicable | data not applicable | No | 0 | 0 | 0 | data not applicable | data not applicable | No | 0 | 0 | 0 | data not available | Accepted to Connect | data not applicable | data not applicable | data not applicable | data not applicable | data not applicable | data not applicable | 10 | 10 | 10.5263 | 0 | 0 | data not available | data not available | N | N | data not available | Y | data not available | data not available | 45749 | data not available | 886
data not available | [5 empty] | data not available | data not available | ENWL Tritax Symmetry Parkside (55/285171B) | data not available | data not available | data not available | Merseyside | data not available | England | data not available | data not available | RAINHILL | data not available | data not available | 132 | SP Manweb plc | Solar | Photovoltaic | No | 0 | 0 | 12.53 | data not applicable | data not applicable | No | 0 | 0 | 0 | data not applicable | data not applicable | No | 0 | 0 | 0 | data not available | Connected | 12.53 | 0 | 0 | 0 | 0 | 46295 | data not applicable | data not applicable | data not applicable | data not applicable | data not applicable | data not available | data not applicable | N | N | data not available | N | data not available | data not available | 45749 | data not available | 887
data not available | [5 empty] | data not available | data not available | ERF WAY - Middlewich Solar Power Generation Plant (619741384) | data not available | data not available | data not available | Cheshire | data not available | England | 371628 | 365618 | CARRINGTON / FIDDLERS FERRY | ELWORTH GT1 / ELWORTH GT2 / KNUTSFORD GT1 / KNUTSFORD GT2 | data not available | 33 | SP Manweb plc | Solar | Photovoltaic | No | 0 | 0 | 21.18 | data not applicable | data not applicable | No | 0 | 0 | 0 | data not applicable | data not applicable | No | 0 | 0 | 0 | data not available | Accepted to Connect | data not applicable | data not applicable | data not applicable | data not applicable | data not applicable | data not applicable | 21.18 | 21.18 | 22.2947 | - | data not available | data not available | data not available | N | N | data not available | Y | data not available | data not available | 45749 | data not available | 890
data not available | [5 empty] | data not available | Renewco Power Ltd | Erkeksi Power Station | Milton Farm | Beattock | Moffat | Dumfries and Galloway | DG10 9PJ | Scotland | 317492 | 590086 | Moffat | data not applicable | data not available | 33 | SP Distribution Ltd | Stored Energy | Storage - Electrochemical (Batteries) | No | data not available | data not available | 49.84 | data not applicable | data not applicable | No | 0 | 0 | 0 | data not applicable | data not applicable | No | 0 | 0 | 0 | No | Accepted to Connect | data not applicable | data not applicable | data not applicable | data not applicable | data not applicable | data not applicable | 49.84 | 49.9 | 52.5263 | 45 | 47.3684 | 45138 | 46629 | N | N | data not available | Y | 618736122 | data not available | 45426 | data not available | 312
data not available | [5 empty] | data not available | MacTaggart and Mickel Homes Limited | Erskine South (Inchinan Solar South) | North of Red Smiddy Roundabout | data not available | Renfrew | Renfrewshire | PA8 7BB | Scotland | 246362 | 668622 | Paisley | data not applicable | GLASGOW AIRPORT (11kV) | 11 | SP Distribution Ltd | Solar | Photovoltaic | No | 0 | 0 | 4.3 | data not applicable | data not applicable | No | 0 | 0 | 0 | data not applicable | data not applicable | No | 0 | 0 | 0 | Yes | Accepted to Connect | data not applicable | data not applicable | data not applicable | data not applicable | data not applicable | data not applicable | 4.3 | 4.3 | 4.5263 | 0 | 0 | 44804 | 46326 | N | N | data not available | N | 617417569 | data not available | 45687 | data not available | 826
data not available | [5 empty] | data not available | data not available | ESF Lostock | data not available | data not available | data not available | Cheshire | data not available | England | data not available | data not available | CARRINGTON / FIDDLERS FERRY | ELWORTH GT1 / ELWORTH GT2 / KNUTSFORD GT1 / KNUTSFORD GT2 | data not available | 33 | SP Manweb plc | Waste | Engine (combustion / reciprocating) | Yes | 0 | 0 | 16.5 | data not applicable | data not applicable | No | 0 | 0 | 0 | data not applicable | data not applicable | No | 0 | 0 | 0 | data not available | Accepted to Connect | data not applicable | data not applicable | data not applicable | data not applicable | data not applicable | data not applicable | 16.5 | 16.5 | 17.3684 | data not applicable | data not applicable | data not available | data not available | N | N | data not available | Y | data not available | data not available | 45749 | data not available | 891
data not available | [5 empty] | data not available | ESF Lostock Ltd | ESF Lostock, Brummer Mond (619073437) | Energy Plant at Brummer Mond | Griffiths Road | Northwich | Cheshire | CW9 7NU | England | 367797 | 374206 | CARRINGTON / FIDDLERS FERRY | HARTFORD GT1 / LOSTOCK GT2 / WINSFORD GT1 / WINSFORD GT2 | data not available | 132 | SP Manweb plc | Fossil - Gas | Steam-gas turbine (CCGT) | Yes | 0 | 0 | 4.4 | data not applicable | data not applicable | No | 0 | 0 | 0 | data not applicable | data not applicable | No | 0 | 0 | 0 | data not available | Accepted to Connect | data not applicable | data not applicable | data not applicable | data not applicable | data not applicable | data not applicable | 4.4 | 4.4 | 4.6316 | 9.5 | 10 | data not available | 44470 | N | N | data not available | N | data not available | data not available | 45433 | data not available | 299
data not available | [5 empty] | data not available | data not available | Fazakerley WWTW | data not available | data not available | data not available | Merseyside | data not available | England | data not available | data not available | KIRKBY | AINTREE GT2 / FAZAKERLEY GT1 / GILLMOSS GT2 | ORB CLOSE / STONEBRIDGE LANE T1 / STONEBRIDGE LANE T2 | 33 | SP Manweb plc | Wind | Onshore wind turbines | No | 0 | 0 | 1.512 | data not applicable | data not applicable | No | 0 | 0 | 0 | data not applicable | data not applicable | No | 0 | 0 | 0 | data not available | Accepted to Connect | data not applicable | data not applicable | data not applicable | data not applicable | data not applicable | data not applicable | 1.512 | 1.32 | 1.3895 | data not applicable | data not applicable | data not available | data not available | N | N | data not available | Y | 614397751 | data not available | 45749 | data not available | 893
data not available | [5 empty] | data not available | Capbal Faune Ltd | Field 9 BESS | North Road | Inverkeithing | Inverkeithing | Fife | KY11 1HT | Scotland | 313383 | 684196 | Inverkeithing | data not applicable | data not available | 33 | SP Distribution Ltd | Stored Energy | Storage - Electrochemical (Batteries) | No | data not available | data not available | 49.9 | data not applicable | data not applicable | No | 0 | 0 | 0 | data not applicable | data not applicable | No | 0 | 0 | 0 | No | Accepted to Connect | data not applicable | data not applicable | data not applicable | data not applicable | data not applicable | data not applicable | 49.9 | 49.9 | 52.5263 | 49.9 | 52.5263 | 44834 | 47330 | N | N | data not available | Y | 617455619 | data not available | 44889 | data not available | 327
data not available | [5 empty] | data not available | data not available | Flint C, Aber Park, Aber Road, Flint, Fl | Aber Park Industrial Centre | Aber Road | Flint | Dee Valley and Mid Wales | CH6 5EX | Wales | 323757 | 373206 | CONNAHS QUAY / PENTIR / ST ASAPH (CONQ) | BRYMBO GT2 / HAWARDEN GT2 / HOLYWELL GT2 | FLINT T1 / FLINT T2 | 33 | SP Manweb plc | Stored Energy | Storage - Electrochemical (Batteries) | No | data not available | data not available | 1.1 | data not applicable | data not applicable | No | 0 | 0 | 0 | data not applicable | data not applicable | No | 0 | 0 | 0 | data not available | Accepted to Connect | data not applicable | data not applicable | data not applicable | data not applicable | data not applicable | data not applicable | 1.1 | 1.1 | 1.1579 | 1 | 1.0526 | 43879 | data not available | N | N | data not available | Y | 614717497 | data not available | 45132 | data not available | 333
data not available | [5 empty] | data not available | Flintshire County Council | Flint Landfill | Flint Landfill Site | Castle Park Industrial Estate | Flint | Dee Valley and Mid Wales | CH6 5XA | Wales | 324141 | 373698 | CONNAHS QUAY / PENTIR / ST ASAPH (CONQ) | BRYMBO GT2 / HAWARDEN GT2 / HOLYWELL GT2 | FLINT T1 / FLINT T2 | 33 | SP Manweb plc | Solar | Photovoltaic | No | 0 | 0 | 2 | data not applicable | data not applicable | No | 0 | 0 | 0 | data not applicable | data not applicable | No | 0 | 0 | 0 | data not available | Connected | 2 | 2 | 2.1053 | 0 | 0 | data not available | data not applicable | data not applicable | data not applicable | data not applicable | data not applicable | data not available | data not applicable | N | N | data not available | N | data not available | data not available | 44026 | data not available | 334
data not available | [5 empty] | data not available | Reliance Energy Ltd | Foundry Lane / Tomahawk | Foundary Lane | Widnes | Widnes | Merseyside | data not available | England | 349425 | 384008 | RAINHILL | BOLD G2A / PRESCOT GT1B / WIDNES GT1 / WIDNES GT2 | data not available | 33 | SP Manweb plc | Fossil - Gas | Steam-gas turbine (CCGT) | No | 0 | 0 | 20 | data not applicable | data not applicable | No | 0 | 0 | 0 | data not applicable | data not applicable | No | 0 | 0 | 0 | data not available | Accepted to Connect | data not applicable | data not applicable | data not applicable | data not applicable | data not applicable | data not applicable | 20 | 20 | 21.0526 | 5 | 5.2632 | data not available | data not available | N | N | data not available | Y | data not available | data not available | 45749 | data not available | 896
data not available | [5 empty] | data not available | Renewable Connections Developments Ltd | Fowl Farm | Back Lane | Cuerdley | Warrington | Cheshire | WA5 2XQ | England | 354612 | 387152 | CARRINGTON / FIDDLERS FERRY | DALLAM GT1 / SANKEY BRIDGES GT1 / WARRINGTON GT3 | data not available | 33 | SP Manweb plc | Solar | Photovoltaic | No | 0 | 0 | 20 | data not applicable | data not applicable | No | 0 | 0 | 0 | data not applicable | data not applicable | No | 0 | 0 | 0 | data not available | Accepted to Connect | data not applicable | data not applicable | data not applicable | data not applicable | data not applicable | data not applicable | 20 | 20 | 21.0526 | data not applicable | data not applicable | data not available | data not available | N | N | data not available | Y | 618116585 | data not available | 45433 | data not available | 337
1700000000000 | [5 empty] | 1700000000000 | NATHRACH HYDRO LTD | DATA NOT AVAILABLE | IMPORT | DATA NOT AVAILABLE | KINLOCHLEVEN | HIGHLAND | PH50 4QF | SCOTLAND | 218210 | 762313 | KINLOCHLEVEN | DATA NOT APPLICABLE | KINLOCHLEVEN | 11 | SCOTTISH HYDRO ELECTRIC POWER DISTRIBUTION PLC | HYDRO (TO BE CONFIRMED) | HYDRO POWER SYSTEM | NO | DATA NOT AVAILABLE | DATA NOT AVAILABLE | 2 | DATA NOT AVAILABLE | DATA NOT AVAILABLE | DATA NOT AVAILABLE | DATA NOT AVAILABLE | DATA NOT AVAILABLE | DATA NOT AVAILABLE | DATA NOT AVAILABLE | DATA NOT AVAILABLE | DATA NOT AVAILABLE | DATA NOT AVAILABLE | DATA NOT AVAILABLE | DATA NOT AVAILABLE | NO | CONNECTED | 2 | 2 | 2.105 | 0.014 | 0.015 | 43677 | DATA NOT AVAILABLE | DATA NOT AVAILABLE | DATA NOT AVAILABLE | DATA NOT AVAILABLE | DATA NOT AVAILABLE | DATA NOT AVAILABLE | DATA NOT AVAILABLE | N | DATA NOT AVAILABLE | DATA NOT AVAILABLE | DATA NOT AVAILABLE | DATA NOT AVAILABLE | DATA NOT AVAILABLE | 44084
data not available | [5 empty] | data not available | Onsite Energy Projects Ltd | Getrag(Ford) | Speke Boulevard | Speke | data not available | Merseyside | L24 9LE | England | 345052 | 384294 | RAINHILL | HALEWOOD / SPEKE | data not available | 132 | SP Manweb plc | Solar | Photovoltaic | No | 0 | 0 | 4 | Fossil - Gas | Steam-gas turbine (CCGT) | No | 0 | 0 | 3.7 | data not applicable | data not applicable | No | 0 | 0 | 0 | data not available | Accepted to Connect | data not applicable | data not applicable | data not applicable | data not applicable | data not applicable | data not applicable | 7.7 | 3.7 | 3.8947 | 7 | 7.3684 | data not available | data not available | N | N | data not available | Y | data not available | data not available | 44915 | data not available | 351
data not available | [5 empty] | data not applicable | Circle Power Ltd | Glasgow BESS (South Street BESS) | 239 South Street | data not available | Glasgow | Glasgow City | G14 0BX | Scotland | 253324 | 666892 | Partick | data not applicable | data not available | 33 | SP Distribution Ltd | Stored Energy | Storage - Electrochemical (Batteries) | No | 0 | 0 | 64 | data not applicable | data not applicable | No | 0 | 0 | 0 | data not applicable | data not applicable | No | 0 | 0 | 0 | No | Accepted to Connect | data not applicable | data not applicable | data not applicable | data not applicable | data not applicable | data not applicable | 64 | 63 | 66.3158 | 63 | 66.3158 | 45211 | 48029 | N | N | data not available | Y | 618687592 | data not available | 45470 | data not available | 358
data not available | [5 empty] | data not applicable | Res Ltd | Glenchamber Windfarm | Glenchamber Wind Farm | data not available | Newton Stewart | Dumfries and Galloway | DG8 0PB | Scotland | 223765 | 566671 | Glenluce | data not applicable | data not available | 33 | SP Distribution Ltd | Wind | Onshore wind turbines | No | 0 | 0 | 27.5 | data not applicable | data not applicable | No | 0 | 0 | 0 | data not applicable | data not applicable | No | 0 | 0 | 0 | No | Connected | 27.5 | 27.5 | 28.9474 | 0 | 0 | 42522 | data not applicable | data not applicable | data not applicable | data not applicable | data not applicable | data not available | data not available | Y | N | data not available | Y | data not available | data not available | 44026 | data not available | 360
data not available | [5 empty] | data not available | Evans Energy Ltd | Glenfarm | Skyreburn | data not available | Skyreburn | Dumfries and Galloway | DG7 2HG | Scotland | 254100 | 561700 | Tongland | data not applicable | data not available | 33 | SP Distribution Ltd | Stored Energy | Storage - Electrochemical (Batteries) | No | 0 | 0 | 35.2 | Wind | Onshore wind turbines | No | data not available | data not available | 35.2 | data not applicable | data not applicable | No | 0 | 0 | 0 | Yes | Accepted to Connect | data not applicable | data not applicable | data not applicable | data not applicable | data not applicable | data not applicable | 70.4 | 35.2 | 37.0526 | 35.2 | 37.0526 | 44235 | 45868 | N | N | data not available | N | 615555159 | data not available | 45565 | data not available | 361
data not available | [5 empty] | data not available | Glenrothes BESS Ltd | Glenrothes BESS | Balingall Farm | data not available | GLENROTHES | Fife | KY6 3HD | Scotland | 325198 | 703093 | Glenrothes | data not applicable | data not available | 33 | SP Distribution Ltd | Stored Energy | Storage - Electrochemical (Batteries) | No | data not available | data not available | 46 | data not applicable | data not applicable | No | 0 | 0 | 0 | data not applicable | data not applicable | No | 0 | 0 | 0 | No | Accepted to Connect | data not applicable | data not applicable | data not applicable | data not applicable | data not applicable | data not applicable | 46 | 46 | 48.4211 | 46 | 48.4211 | 44609 | 45960 | N | N | data not available | Y | 616770943 | data not available | 44883 | data not available | 366
1014572616929 | [6 empty] | NATIONAL GRID GAS PLC | TRANSCO |  |  | Norwich | Norfolk | NR12 0JD | England | 633030 | 334320 | Norwich Main | Sall Grid 33kV | Knapton Primary 11kV | 11 | Eastern Power Networks (EPN) | Fossil - Gas | Gas turbine (OCGT) |  |  |  | 1.1 | [12 empty] | No | Connected | 1.1 | 1.1 | 1.158 |  |  | 2000-01-06 | [13 empty] | 2021-01-15 | 0.0857 | 52.5737 | 52.5736757131996, 0.0856995448818254 | EPN-S0000000H6029 | Wind
data not available | [5 empty] | data not available | National Museums Liverpool | Museum Mann Island | Mann Island Museum | Liverpool | Liverpool | Merseyside | L3 1DG | England | 333977 | 390022 | LISTER DRIVE | BURLINGTON ST GT2 / LISTER DV B GT1 / PARADISE ST GT1 | HARRINGTON ST T1 / PARADISE ST T1 | 33 | SP Manweb plc | Fossil - Gas | Steam-gas turbine (CCGT) | Yes | 0 | 0 | 1 | data not applicable | data not applicable | No | 0 | 0 | 0 | data not applicable | data not applicable | No | 0 | 0 | 0 | data not available | Connected | 1 | 1 | 1.0526 | data not applicable | data not applicable | 40179 | data not applicable | data not applicable | data not applicable | data not applicable | data not applicable | data not available | data not applicable | N | N | data not available | N | data not available | data not available | 44088 | data not available | 576
1620000787480 | [5 empty] | 1640000178212 | NATURAL POWER LIMITED | SALT AYRE LANDFILL | OVANGLE ROAD | OVANGLE ROAD | LANCASTER | LANCASHIRE | LA1 5JS | ENGLAND | 346055 | 462430 | HEYSHAM GSP | LANCASTER | LANCASTER | 11 | ELECTRICITY NORTH WEST LIMITED | BIOFUEL - LANDFILL GAS | ENGINE (COMBUSTION / RECIPROCATING) | NO | 0 | 0 | 1 |  |  |  | 0 | 0 | 0 |  |  |  | 0 | 0 | 0 | NO | CONNECTED | 1 | 0.95 | 1 | 0.038 | 0.04 | 2007-09-01 |  |  |  | 0 | 0 |  |  | NO | NO |  |  |  |  | 2021-12-06 | 54.05498704964821, -2.8255280048252485
data not available | [5 empty] | data not available | Infinis Ltd | Gowy Landfill 4 | Gowy Landfill BESS | Ince Lane | Chester | Wirral | CH2 4JP | England | 344697 | 371640 | CAPENHURST | CHESTER MAIN GT4 / CRANE BANK GT1 / GUILDEN SUTTON GT1 / SALTNEY G2A | data not available | 33 | SP Manweb plc | Stored Energy | Storage - Electrochemical (Batteries) | No | data not available | data not available | 7 | data not applicable | data not applicable | No | 0 | 0 | 0 | data not applicable | data not applicable | No | 0 | 0 | 0 | data not available | Accepted to Connect | data not applicable | data not applicable | data not applicable | data not applicable | data not applicable | data not applicable | 7 | 7 | 7.3684 | 7 | 7.3684 | 44791 | data not available | N | N | data not available | Y | 617213634 | data not available | 45625 | data not available | 372
data not available | [5 empty] | data not available | Infinis Ltd | Gowy Landfill 5 | Gowy Landfill Solar | Ince Lane | Chester | Wirral | CH2 4JP | England | 344697 | 371640 | CAPENHURST | CHESTER MAIN GT4 / CRANE BANK GT1 / GUILDEN SUTTON GT1 / SALTNEY G2A | data not available | 33 | SP Manweb plc | Solar | Photovoltaic | No | 0 | 0 | 8 | data not applicable | data not applicable | No | 0 | 0 | 0 | data not applicable | data not applicable | No | 0 | 0 | 0 | data not available | Accepted to Connect | data not applicable | data not applicable | data not applicable | data not applicable | data not applicable | data not applicable | 8 | 8 | 8.4211 | data not applicable | data not applicable | 44791 | 47818 | N | N | data not available | Y | 617213634 | data not available | 45625 | data not available | 373
data not available | [5 empty] | data not available | Downing Renewable Development Ltd. | Greengairs Energy Park | West Mains Cycleway | data not available | Westfield | Falkirk | FK2 7ZT | Scotland | 290404 | 681305 | Cumbernauld | data not applicable | data not available | 33 | SP Distribution Ltd | Stored Energy | Storage - Electrochemical (Batteries) | No | 0 | 0 | 20 | Wind | Onshore wind turbines | No | data not available | data not available | 48 | data not applicable | data not applicable | No | 0 | 0 | 0 | No | Accepted to Connect | data not applicable | data not applicable | data not applicable | data not applicable | data not applicable | data not applicable | 68 | 48 | 50.5263 | 20 | 21.0526 | 45189 | 48395 | N | N | data not available | Y | 618640809 | data not available | 45565 | data not available | 380
data not available | [5 empty] | data not available | Greengate Energy Recovery | Greengates | Greengate Works | Sherdley Road | data not available | Merseyside | WA9 5DZ | England | 350996 | 394527 | RAINHILL | BOLD G2B / RAVENHEAD G1A2 / ST HELENS GT2A | data not available | 33 | SP Manweb plc | Waste | Engine (combustion / reciprocating) | Yes | 0 | 0 | 25 | data not applicable | data not applicable | No | 0 | 0 | 0 | data not applicable | data not applicable | No | 0 | 0 | 0 | data not available | Accepted to Connect | data not applicable | data not applicable | data not applicable | data not applicable | data not applicable | data not applicable | 25 | 25 | 26.3158 | data not applicable | data not applicable | data not available | data not available | N | N | data not available | Y | data not available | data not available | 45749 | data not available | 900
data not available | [5 empty] | data not available | Private Developer | Hafoty Ucha | Off B4501 By The Geipel Brewing | Gellioedd | Corwen | Dee Valley and Mid Wales | LL21 0RG | Wales | 293382 | 345494 | TRAWSFYNYDD | FOUR CROSSES GT2 / MAENTWROG GT1 / MAENTWROG GT2 | GLAN-YR-AFON T1 | 33 | SP Manweb plc | Wind | Onshore wind turbines | No | 0 | 0 | 3 | data not applicable | data not applicable | No | 0 | 0 | 0 | data not applicable | data not applicable | No | 0 | 0 | 0 | data not available | Connected | 3 | 3 | 3.1579 | data not applicable | data not applicable | data not available | data not applicable | data not applicable | data not applicable | data not applicable | data not applicable | data not available | data not applicable | N | N | data not available | N | data not available | data not available | 44026 | data not available | 396
data not available | [5 empty] | data not applicable | Caber Energy Ltd | Harburnhead Windfarm Extension | Harburnhead Wind Farm Extension | data not available | Kirknewton | Central & Fife | EH27 8DQ | Scotland | 303732 | 659574 | Livingston East | data not applicable | HARBURNHEAD WINDFARM | 33 | SP Distribution Ltd | Wind | Onshore wind turbines | No | 0 | 0 | 3 | data not applicable | data not applicable | No | 0 | 0 | 0 | data not applicable | data not applicable | No | 0 | 0 | 0 | Yes | Accepted to Connect | data not applicable | data not applicable | data not applicable | data not applicable | data not applicable | data not applicable | 3 | 0 | 0 | 0 | 0 | 45005 | 46751 | N | N | data not available | N | 617809713 | data not available | 45566 | data not available | 402
data not available | [5 empty] | data not applicable | data not available | Hareshawhead Wind Cluster | Hareshawhead Farm | data not available | Strathaven | South Lanarkshire | ML10 6PP | Scotland | 273476 | 640271 | Wishaw | data not applicable | STONEHOUSE (11kV) | 11 | SP Distribution Ltd | Wind | Onshore wind turbines | No | 0 | 0 | 1.5 | data not applicable | data not applicable | No | 0 | 0 | 0 | data not applicable | data not applicable | No | 0 | 0 | 0 | Yes | Connected | 1.5 | 1.5 | 1.5789 | 0 | 0 | data not available | data not applicable | data not applicable | data not applicable | data not applicable | data not applicable | data not available | data not available | N | N | data not available | N | data not available | data not available | 44088 | data not available | 406
data not available | [5 empty] | data not applicable | Abo Wind Uk | Hartwood Windfarm | Alba Innovation Centre | Alba Campus | Livingston | North Lanarkshire | EH54 7GA | Scotland | 303189 | 665465 | Newarthill | data not applicable | data not available | 33 | SP Distribution Ltd | Wind | Onshore wind turbines | No | 0 | 0 | 18.7 | data not applicable | data not applicable | No | 0 | 0 | 0 | data not applicable | data not applicable | No | 0 | 0 | 0 | No | Accepted to Connect | data not applicable | data not applicable | data not applicable | data not applicable | data not applicable | data not applicable | 18.7 | 18.7 | 19.6842 | 0 | 0 | 44767 | 46112 | N | N | data not available | Y | 617130245 | data not available | 44088 | data not available | 408
data not available | [5 empty] | data not available | RNA-Energy Limited | High Holm Farm BESS | Killiebone Road | Townhill | Dunfermline | Fife | KY12 0TG | Scotland | 310964 | 690347 | Dunfermline | data not applicable | data not available | 33 | SP Distribution Ltd | Stored Energy | Storage - Electrochemical (Batteries) | No | data not available | data not available | 29.9 | data not applicable | data not applicable | No | 0 | 0 | 0 | data not applicable | data not applicable | No | 0 | 0 | 0 | No | Accepted to Connect | data not applicable | data not applicable | data not applicable | data not applicable | data not applicable | data not applicable | 29.9 | 29.9 | 31.4737 | 29.9 | 31.4737 | 44804 | 48882 | N | N | data not available | Y | 617398944 | data not available | 44883 | data not available | 415
1800053647609 | [5 empty] | data not applicable | Natural Power Ltd | Melville Landfill | Melville Landfill Generation Site | Lasswade Road | Lasswade | Midlothian | EH22 3GZ | Scotland | 332034 | 666719 | Kaimes | data not applicable | POLTONHALL (11kV) | 11 | SP Distribution Ltd | Biofuel - Landfill gas | Steam-gas turbine (CCGT) | No | data not available | data not available | 1.2 | data not applicable | data not applicable | No | 0 | 0 | 0 | data not applicable | data not applicable | No | 0 | 0 | 0 | Yes | Connected | 1.2 | 1.2 | 1.2632 | 0 | 0 | 41730 | data not applicable | data not applicable | data not applicable | data not applicable | data not applicable | data not available | data not available | N | N | data not available | N | data not available | data not available | 44088 | data not available | 540
data not available | [5 empty] | data not available | BPUWL 22 Ltd | Hobs Lane | Hobs Lane Solar Energy Hub | data not available | Elton | Wirral | CH2 4JN | England | 346885 | 374415 | FROD / INCE (INCE) | ELLESMERE PORT GT2 / INCE LOCAL GT1 / INCE LOCAL GT2 |  | 33 | SP Manweb plc | data not available | data not available | No | 0 | 0 | 30 | data not applicable | data not applicable | No | 0 | 0 | 0 | data not applicable | data not applicable | No | 0 | 0 | 0 | data not available | Accepted to Connect | data not applicable | data not applicable | data not applicable | data not applicable | data not applicable | data not applicable | 30 | 30 | 31.5789 | 7 | 7.3684 | 44956 | data not available | N | N | data not available | Y | 617650499 | data not available | 45625 | data not available | 419
2394200304843 | [5 empty] | Data Not Available | Naylor Drainage Ltd CHP | Naylor Drainage Ltd CHP | Acton Works | Lane Head Road | Barnsley | South Yorkshire | S75 4AD | England | 426772 | 407185 | West Melton Section 3 | Hunningley | Burton Road | 11 | Northern Powergrid (Yorkshire) plc | Fossil - Gas | Steam turbine (thermal power plant) | Yes | Data Not Applicable | Data Not Applicable | 1.521 | Data Not Available | Data Not Available | Data Not Available | Data Not Available | Data Not Available | Data Not Available | Data Not Available | Data Not Available | Data Not Available | Data Not Available | Data Not Available | Data Not Available | No | Connected | 1.521 | 1.521 | 1.601 | Data Not Available | Data Not Available | 2021-12-03 09:08:00 | Data Not Applicable | Data Not Applicable | 1.601 | Data Not Applicable | Data Not Applicable | 2021-02-01 00:00:00 | Data Not Available | Data Not Available | Data Not Available | Data Not Available | Data Not Available | Data Not Available | Data Not Available | 2024-09-11 | 53.560606173558455, -1.5973027636320756 | 2021-02-01 | 2021-12-03 | Barnsley
2100040331994 | [5 empty] | 2100040331985 | Neath port talbot county borough council | Generation compound, giants grave road, briton ferry, neath | Generator Compound | Giants Grave Road, , Briton Ferry | Neath | South Glamorgan | SA11 2LN | United Kingdom | 273390 | 195340 | Swansea North Grid | Briton Ferry Grid | Wern | 11 | National Grid Electricity Distribution (South Wales) Plc | Fossil - Other | Gas turbine (OCGT) | No | data not available | data not available | 0.3 | data not applicable | data not applicable | data not applicable | data not available | data not available | data not applicable | data not applicable | data not applicable | data not applicable | data not available | data not available | data not applicable | data not available | Connected | 0.3 | 2.185 | 2.3 | 0.076 | 0.08 | 42370 | data not applicable | data not applicable | data not applicable | data not applicable | data not applicable | data not applicable | data not applicable | data not available | data not available | data not available | data not available | data not available | data not available | 45750
data not available | [5 empty] | data not available | Renewable Energy Systems Limited | Holmston Farm (Previously Broomfield Lodge) | Holmston Farm | Broomfield Road | Ayr | South Ayrshire | KA7 2SP | Scotland | 237720 | 620635 | Ayr | data not applicable | data not available | 33 | SP Distribution Ltd | Stored Energy | Storage - Electrochemical (Batteries) | No | data not available | data not available | 65.982 | data not applicable | data not applicable | No | 0 | 0 | 0 | data not applicable | data not applicable | No | 0 | 0 | 0 | Yes | Accepted to Connect | data not applicable | data not applicable | data not applicable | data not applicable | data not applicable | data not applicable | 65.982 | 49.9 | 52.5263 | 49.9 | 52.5263 | 44705 | 46052 | N | N | data not available | Y | 617113133 | data not available | 44861 | data not available | 423
data not available | [5 empty] | 1300012818991 | Alternative Energy Contracting Ltd | Huntington WTW | Myddle | Shrewsbury | Shrewsbury | Wirral | SY4 3RD | England | data not available | data not available | CAPENHURST | CHESTER MAIN GT4 / CRANE BANK GT1 / GUILDEN SUTTON GT1 / SALTNEY G2A | CHESTER WATER TREATMENT WORKS T1 & T2 | 33 | SP Manweb plc | Solar | Photovoltaic | No | 0 | 0 | 4.472 | data not applicable | data not applicable | No | 0 | 0 | 0 | data not applicable | data not applicable | No | 0 | 0 | 0 | data not available | Connected | 4.472 | 4.472 | 4.7074 | data not applicable | data not applicable | 42277 | data not applicable | data not applicable | data not applicable | data not applicable | data not applicable | data not available | data not applicable | N | N | data not available | N | 614564163 | data not available | 45569 | data not available | 431
data not available | [5 empty] | data not available | Iceland Frozen Foods Ltd | Iceland | Iceland | Deeside Industrial Park | Deeside | Wirral | CH5 2NW | England | 332836 | 371269 | CONNAHS QUAY / PENTIR / ST ASAPH (CONQ) | DEESIDE PK GRID GT1 / SIXTH AVE GRID GT1 | OPTICAL FIBRES T1 / SHOTWICK T1 / WALBRO T1 | 33 | SP Manweb plc | Solar | Photovoltaic | Yes | 0 | 0 | 0.9 | Fossil - Gas | Steam-gas turbine (CCGT) | Yes | 0 | 0 | 2 | data not applicable | data not applicable | No | 0 | 0 | 0 | data not available | Accepted to Connect | data not applicable | data not applicable | data not applicable | data not applicable | data not applicable | data not applicable | 2.9 | 2.9 | 3.0526 |  | data not available | data not available | data not available | N | N | data not available | Y | 614061504 | data not available | 44088 | data not available | 434
data not available | [5 empty] | data not available | Infinis Solar Ltd | Infinis Arpley (618999440) | Arpley Landfill Site | Off Liverpool Road | Warrington | Cheshire | WA4 6YZ | England | 359024 | 386868 | CARRINGTON / FIDDLERS FERRY | SANKEY BRIDGES GT3 / WARRINGTON GT5 | data not available | 33 | SP Manweb plc | Solar | Photovoltaic | No | 0 | 0 | 24.048 | data not applicable | data not applicable | No | 0 | 0 | 0 | data not applicable | data not applicable | No | 0 | 0 | 0 | data not available | Accepted to Connect | data not applicable | data not applicable | data not applicable | data not applicable | data not applicable | data not applicable | 24.048 | 16 | 16.8421 | 0.3 | 0.31579 | 45317 | data not available | N | N | data not available | Y | 618994440 | data not available | 45433 | data not available | 439
1594001036578 | [5 empty] | Data Not Available | Nestle UK Ltd (Haxby Road) | Nestle UK Ltd (Haxby Road) | Rowntree 1 | Haxby Road | York | North Yorkshire | YO1 1XY | England | 460741 | 453799 | Osbaldwick | Melrosegate | Haxby Road T1 T4 | 33 | Northern Powergrid (Northeast) plc | Fossil - Gas | Engine (combustion / reciprocating) | No | Data Not Applicable | Data Not Applicable | 9.975 | Data Not Available | Data Not Available | Data Not Available | Data Not Available | Data Not Available | Data Not Available | Data Not Available | Data Not Available | Data Not Available | Data Not Available | Data Not Available | Data Not Available | No | Connected | 9.975 | 8.55 | 9 | Data Not Available | Data Not Available | 2001-04-23 00:00:00 | Data Not Applicable | Data Not Applicable | 10.5 | Data Not Applicable | Data Not Applicable | Data Not Available | Data Not Available | Data Not Available | Data Not Available | Data Not Available | Data Not Available | Data Not Available | Data Not Available | 2017-03-08 | 53.97669457410305, -1.075378365166139 |  | 2001-04-23 | York
data not available | [5 empty] | data not applicable | Baywa | Inverclyde Windfarm | Corlick Hill | Clyde Muirshiel Regional Park | Kilmacolm | Inverclyde | PA13 4TJ | Scotland | 229563 | 672854 | Devol Moor | data not applicable | data not available | 33 | SP Distribution Ltd | Wind | Onshore wind turbines | No | 0 | 0 | 24 | data not applicable | data not applicable | No | 0 | 0 | 0 | data not applicable | data not applicable | No | 0 | 0 | 0 | Yes | Connected | 24 | 24 | 25.2632 | 0 | 0 | data not available | data not applicable | data not applicable | data not applicable | data not applicable | data not applicable | data not available | data not available | N | N | data not available | N | 184916 | data not available | 44026 | data not available | 442
data not available | [5 empty] | data not available | Greenock Hydro Power | INVERKIP RD 427-13 | Inverkip Water Hydro Scheme Powerho | data not available | Inverkip | Renfrewshire | PA16 0ED | Scotland | 221610 | 673062 | Spango Valley | data not applicable | FINNOCKBOG (11kV) | 11 | SP Distribution Ltd | Water | Hydro - Run of river | No | data not available | data not available | 1 | data not applicable | data not applicable | No | 0 | 0 | 0 | data not applicable | data not applicable | No | 0 | 0 | 0 | No | Accepted to Connect | data not applicable | data not applicable | data not applicable | data not applicable | data not applicable | data not applicable | 1 | 1 | 1.0526 | 0 | 0 | 45530 | 46691 | N | N | data not available | Y | 619620111 | data not available | 44088 | data not available | 433
data not available | [5 empty] | data not available | data not available | JAGUAR LANDROVER | Speke Blvd | Speke | Liverpool | Merseyside | L24 9BJ | England | 344911 | 384426 | RAINHILL | HALEWOOD GT1 / HALEWOOD GT2 | data not available | 132 | SP Manweb plc | Solar | Photovoltaic | No | 0 | 0 | 7.6 | Fossil - Gas | Steam-gas turbine (CCGT) | No | 0 | 0 | 7.8 | data not applicable | data not applicable | No | 0 | 0 | 0 | data not available | Accepted to Connect | data not applicable | data not applicable | data not applicable | data not applicable | data not applicable | data not applicable | 15.4 | 0.999 | 1.0516 | data not applicable | data not applicable | 45406 | data not available | N | N | data not available | Y | 619242777 | data not available | 45569 | data not available | 443
data not available | [5 empty] | data not available | Geocore Ltd, | Kellwood BESS | Kellwood Road | data not available | Dumfries | Dumfries and Galloway | DG1 4HG | Scotland | 298431 | 576056 | Dumfries | data not applicable | data not available | 33 | SP Distribution Ltd | Stored Energy | Storage - Electrochemical (Batteries) | No | data not available | data not available | 48.75 | data not applicable | data not applicable | No | 0 | 0 | 0 | data not applicable | data not applicable | No | 0 | 0 | 0 | No | Accepted to Connect | data not applicable | data not applicable | data not applicable | data not applicable | data not applicable | data not applicable | 48.75 | 40 | 42.1053 | 40 | 42.1053 | 44774 | 46691 | N | N | data not available | Y | 617319948 | data not available | 45013 | data not available | 450
1630000403060 | [5 empty] | 1620000398404 | NETWORK RAIL INFRASTRUCTURE LIMITED | EDGELEY RAILWAY STATION | STOCKHOLM ROAD |  | STOCKPORT | GREATER MANCHESTER | SK3 9PN | ENGLAND | 389049 | 388846 | BREDBURY GSP | - | - | 25 | ELECTRICITY NORTH WEST LIMITED | FOSSIL - GAS | ENGINE (COMBUSTION / RECIPROCATING) | NO | 0 | 0 | 2 |  |  |  | 0 | 0 | 0 |  |  |  | 0 | 0 | 0 | NO | CONNECTED | 2 | 1.9 | 2 | 11.4 | 12 | 2000-06-13 |  |  |  | 0 | 0 |  |  | NO | NO |  |  |  |  | 2021-12-06 | 53.39632820490549, -2.166150913948415
data not available | [5 empty] | data not available | data not available | Killeal Wind Farm | data not available | data not available | data not available | data not available | data not available | Scotland | 237786 | 563936 | Newton Stewart | data not applicable | data not available | 33 | SP Distribution Ltd | Wind | Onshore wind turbines | No | 0 | 0 | 72.6 | data not applicable | data not applicable | No | 0 | 0 | 0 | data not applicable | data not applicable | No | 0 | 0 | 0 | No | Accepted to Connect | data not applicable | data not applicable | data not applicable | data not applicable | data not applicable | data not applicable | 72.6 | 72.6 | 76.4211 | 0 | 0 | data not available | 48548 | data not available | data not available | data not available | Y | 620420192 | data not available | 45749 | data not available | 839
data not available | [5 empty] | data not available | Kingmoor Park | Kingsmoor Park | Kingsmoor Park | Bryn Lane | data not available | Dee Valley and Mid Wales | LL13 9UT | Wales | 338973 | 350104 | LEGACY | BRYMBO GT1 / LEGACY LOCAL GT1 / MARCHWIEL GT1 / MARCHWIEL GT2 / WREXHAM GT1 | data not available | 33 | SP Manweb plc | Fossil - Gas | Steam-gas turbine (CCGT) | No | 0 | 0 | 6 | data not applicable | data not applicable | No | 0 | 0 | 0 | data not applicable | data not applicable | No | 0 | 0 | 0 | data not available | Accepted to Connect | data not applicable | data not applicable | data not applicable | data not applicable | data not applicable | data not applicable | 6 | 6 | 6.3158 | data not applicable | data not applicable | data not available | data not available | N | N | data not available | Y | data not available | data not available | 45749 | data not available | 902
data not available | [5 empty] | data not available | VOX Energy | Kirkby BSS 2 | data not available | data not available | data not available | Merseyside | data not available | England | 342961 | 398159 | KIRKBY | data not available | data not available | 132 | SP Manweb plc | Stored Energy | Storage - Electrochemical (Batteries) | No | data not available | data not available | 49.9 | data not applicable | data not applicable | No | 0 | 0 | 0 | data not applicable | data not applicable | No | 0 | 0 | 0 | data not available | Accepted to Connect | data not applicable | data not applicable | data not applicable | data not applicable | data not applicable | data not applicable | 49.9 | 49.9 | 52.5263 | 49.9 | 52.5263 | data not available | data not available | N | N | data not available | Y | data not available | data not available | 45749 | data not available | 903
data not available | [5 empty] | data not available | data not available | Kirknewton Solar & BESS | data not available | data not available | data not available | data not available | data not available | Scotland | 310362 | 664958 | Currie | data not applicable | data not available | 33 | SP Distribution Ltd | Stored Energy | Storage - Electrochemical (Batteries) | No | data not available | data not available | 10 | Solar | Photovoltaic | No | 0 | 0 | 40 | data not applicable | data not applicable | No | 0 | 0 | 0 | Yes | Accepted to Connect | data not applicable | data not applicable | data not applicable | data not applicable | data not applicable | data not applicable | 50 | 40 | 42.1053 | 9 | 9.4737 | data not available | 47817 | data not available | data not available | data not available | Y | 620272517 | data not available | 45749 | data not available | 840
1620000398413 | [5 empty] | 1620000398413 | NETWORK RAIL INFRASTRUCTURE LIMITED | PARKSIDE RAILWAY STATION | PARKSIDE ROAD | PARKSIDE ROAD | WARRINGTON | CHESHIRE | WA3 1PG | ENGLAND | 359944 | 394567 | SPEN - OUT OF AREA | - | - | 25 | ELECTRICITY NORTH WEST LIMITED | FOSSIL - GAS | ENGINE (COMBUSTION / RECIPROCATING) | NO | 0 | 0 | 3 |  |  |  | 0 | 0 | 0 |  |  |  | 0 | 0 | 0 | NO | CONNECTED | 3 | 2.85 | 3 | 11.4 | 12 | 2000-06-20 |  |  |  | 0 | 0 |  |  | NO | NO |  |  |  |  | 2021-12-06 | 53.44633657996192, -2.604557629035458
data not available | [5 empty] | data not available | Bluestone Energy LTD | Laigh Park BESS | Wright Street | Gallowhill | Paisley | Renfrewshire | PA4 8AN | Scotland | 248755 | 666195 | Braehead Park | data not applicable | data not available | 33 | SP Distribution Ltd | Stored Energy | Storage - Electrochemical (Batteries) | No | data not available | data not available | 62.916 | data not applicable | data not applicable | No | 0 | 0 | 0 | data not applicable | data not applicable | No | 0 | 0 | 0 | No | Accepted to Connect | data not applicable | data not applicable | data not applicable | data not applicable | data not applicable | data not applicable | 62.916 | 50 | 52.6316 | 50 | 52.6316 | 44546 | 46295 | N | N | data not available | Y | 616409500 | data not available | 44861 | data not available | 471
data not available | [5 empty] | data not available | Enso Energy | Land Nr Oswestry | Land Off A5 | Oswestry Sy11 Grid Ref 330822 | Oswestry | Dee Valley and Mid Wales | data not available | Wales | 330818 | 330261 | LEGACY | LEGACY LOCAL GT2 / NEWTOWN GT2 / OSWESTRY GT5 / OSWESTRY GT8 / WELSHPOOL GT1 / WHITCHURCH GT1 | data not available | 33 | SP Manweb plc | Fossil - Gas | Steam-gas turbine (CCGT) | No | 0 | 0 | 30 | data not applicable | data not applicable | No | 0 | 0 | 0 | data not applicable | data not applicable | No | 0 | 0 | 0 | data not available | Accepted to Connect | data not applicable | data not applicable | data not applicable | data not applicable | data not applicable | data not applicable | 30 | 30 | 31.5789 | data not applicable | data not applicable | data not available | data not available | N | N | data not available | Y | 612539161 | data not available | 45749 | data not available | 908
data not available | [5 empty] | data not available | QUEEQUEG RENEWABLES LTD | Langlands Business Park | Hurlawcrook Road | Langlands Business and Technology Park | East Kilbride | South Lanarkshire | G75 0EP | Scotland | 265901 | 651246 | East Kilbride South | data not applicable | data not available | 33 | SP Distribution Ltd | Stored Energy | Storage - Electrochemical (Batteries) | No | data not available | data not available | 20 | data not applicable | data not applicable | No | 0 | 0 | 0 | data not applicable | data not applicable | No | 0 | 0 | 0 | No | Accepted to Connect | data not applicable | data not applicable | data not applicable | data not applicable | data not applicable | data not applicable | 20 | 20 | 21.0526 | 20 | 21.0526 | 44942 | 46690 | N | N | data not available | Y | 619748131 | data not available | 45625 | data not available | 479
data not available | [5 empty] | data not applicable | Brookfield Renewable Energy Group (Pne Wind Uk) | Larbrax Windfarm | Land West of B738 | North Rhins Peninsula | Leswalt | Wigtownshire | DG9 0RR | Scotland | 197781 | 560974 | Glenluce | data not applicable | data not available | 33 | SP Distribution Ltd | Wind | Onshore wind turbines | No | 0 | 0 | 21 | data not applicable | data not applicable | No | 0 | 0 | 0 | data not applicable | data not applicable | No | 0 | 0 | 0 | No | Accepted to Connect | data not applicable | data not applicable | data not applicable | data not applicable | data not applicable | data not applicable | 21 | 20 | 21.0526 | 0 | 0 | 44974 | 47424 | N | N | data not available | Y | 617751046 | data not available | 45013 | data not available | 481
1630000408148 | [5 empty] | 1620000145890 | NETWORK RAIL INFRASTRUCTURE LIMITED | KINGSWAY BUSINESS PARK | MICHAEL FARADAY AVENUE | NATLAND | KENDAL | CUMBRIA | LA9 7QT | ENGLAND | 352026 | 488638 | HARKER ENWL SGTS 1 2 3A 4 / HUTTON GSP GROUP | - | - | 25 | ELECTRICITY NORTH WEST LIMITED | FOSSIL - GAS | ENGINE (COMBUSTION / RECIPROCATING) | YES | 0 | 0 | 4 |  |  |  | 0 | 0 | 0 |  |  |  | 0 | 0 | 0 | NO | CONNECTED | 4 | 3.8 | 4 | 14.25 | 15 | 2000-06-20 |  |  |  | 0 | 0 |  |  | NO | NO |  |  |  |  | 2021-12-06 | 54.29110066211345, -2.738512060542329
data not available | [5 empty] | data not available | Wrexham County Council | Legacy Solar Farm | Adjacent To Berthengron Farm | Legacy | Rhostyllen | Dee Valley and Mid Wales | LL14 4LG | Wales | 328899 | 348609 | LEGACY | LEGACY LOCAL GT2 / NEWTOWN GT2 / OSWESTRY GT5 / OSWESTRY GT8 / WELSHPOOL GT1 / WHITCHURCH GT1 | LEGACY LOCAL T1 | 33 | SP Manweb plc | Solar | Photovoltaic | No | 0 | 0 | 2.4 | data not applicable | data not applicable | No | 0 | 0 | 0 | data not applicable | data not applicable | No | 0 | 0 | 0 | data not available | Connected | 2.4 | 2.4 | 2.5263 | data not applicable | data not applicable | data not available | data not applicable | data not applicable | data not applicable | data not applicable | data not applicable | data not available | data not applicable | N | N | data not available | N | data not available | data not available | 44088 | data not available | 489
data not available | [5 empty] | data not applicable | Stewart Energy | Lesmahagow Windfarm | Draffan Road | data not available | Draffan | South Lanarkshire | ML9 3DQ | Scotland | 279570 | 646510 | Linnmill | data not applicable | LESMAHAGOW (11kV) | 11 | SP Distribution Ltd | Wind | Onshore wind turbines | No | 0 | 0 | 2.175 | data not applicable | data not applicable | No | 0 | 0 | 0 | data not applicable | data not applicable | No | 0 | 0 | 0 | No | Connected | 2.175 | 2.175 | 2.2895 | 0 | 0 | data not available | data not applicable | data not applicable | data not applicable | data not applicable | data not applicable | data not available | data not available | N | N | data not available | N | data not available | data not available | 44057 | data not available | 492
DATA NOT AVAILABLE | [5 empty] | 1620000145881 | NETWORK RAIL INFRASTRUCTURE LIMITED | RAY LANE | RAY LANE | BARNACRE | PRESTON | LANCASHIRE | PR3 1GB | ENGLAND | 350939 | 443583 | PENWORTHAM EAST GSP / ROCHDALE SGT 1 GROUP | - | - | 25 | ELECTRICITY NORTH WEST LIMITED | FOSSIL - GAS | ENGINE (COMBUSTION / RECIPROCATING) | YES | 0 | 0 | 3 |  |  |  | 0 | 0 | 0 |  |  |  | 0 | 0 | 0 | NO | CONNECTED | 3 | 2.85 | 3 | 11.875 | 12.5 | 2000-06-13 |  |  |  | 0 | 0 |  |  | NO | NO |  |  |  |  | 2021-12-06 | 53.88609951412922, -2.7478898644229584
data not available | [5 empty] | data not available | data not available | Leverhulme Estate (Landican Lane) | data not available | data not available | data not available | Wirral | data not available | England | 328735 | 385186 | BIRKENHEAD | data not available | data not available | 132 | SP Manweb plc | Solar | Photovoltaic | No | 0 | 0 | 50 | Stored Energy | Storage - Electrochemical (Batteries) | No | data not available | data not available | 0 | data not applicable | data not applicable | No | 0 | 0 | 0 | data not available | Accepted to Connect | data not applicable | data not applicable | data not applicable | data not applicable | data not applicable | data not applicable | 50 | 50 | 52.6316 | 1 | 1.0526 | 45120 | data not available | N | N | data not available | Y | 618263669 | data not available | 45625 | data not available | 497
data not available | [5 empty] | data not available | Bluestone Energy LTD | Linwood BESS | Middleton Road | Linwood | Paisley | Renfrewshire | PA3 3DP | Scotland | 244495 | 665054 | Johnstone | data not applicable | data not available | 33 | SP Distribution Ltd | Stored Energy | Storage - Electrochemical (Batteries) | No | data not available | data not available | 62.916 | data not applicable | data not applicable | No | 0 | 0 | 0 | data not applicable | data not applicable | No | 0 | 0 | 0 | Yes | Accepted to Connect | data not applicable | data not applicable | data not applicable | data not applicable | data not applicable | data not applicable | 62.916 | 60 | 63.1579 | 60 | 63.1579 | 44484 | 45961 | N | N | data not available | Y | 616410651 | data not available | 44862 | data not available | 499
data not available | [5 empty] | data not applicable | BayWa r.e. UK Ltd | Little Gala Windfarm | Land off B7055 | data not available | Rigside | South Lanarkshire | ML12 6NQ | Scotland | 290838 | 633233 | Redshaw | data not applicable | data not available | 33 | SP Distribution Ltd | Wind | Onshore wind turbines | No | 0 | 0 | 29.9 | data not applicable | data not applicable | No | 0 | 0 | 0 | data not applicable | data not applicable | No | 0 | 0 | 0 | No | Accepted to Connect | data not applicable | data not applicable | data not applicable | data not applicable | data not applicable | data not applicable | 29.9 | 29.9 | 31.4737 | 0 | 0 | 43907 | 46691 | N | N | data not available | Y | 614771547 | data not available | 45426 | data not available | 501
1620000622325 | [5 empty] | 1620000622316 | NETWORK RAIL INFRASTRUCTURE LIMITED | STYAL ROAD | STYAL ROAD |  | MANCHESTER | GREATER MANCHESTER | M22 5TN | ENGLAND | 384034 | 384984 | SOUTH MANCHESTER GSP | - | - | 25 | ELECTRICITY NORTH WEST LIMITED | FOSSIL - GAS | ENGINE (COMBUSTION / RECIPROCATING) | YES | 0 | 0 | 3 |  |  |  | 0 | 0 | 0 |  |  |  | 0 | 0 | 0 | NO | CONNECTED | 3 | 2.85 | 3 | 11.4 | 12 | 2000-06-01 |  |  |  | 0 | 0 |  |  | NO | NO |  |  |  |  | 2021-12-06 | 53.36148566289297, -2.2413716008001336
data not available | [5 empty] | data not available | data not available | Llanbadarn Fynydd | data not available | data not available | data not available | Mid Wales Hub | data not available | data not available | 309971 | 281740 | MID WALES HUB (TBC) | data not available | data not available | 132 | SP Manweb plc | Wind | Onshore wind turbines | No | 0 | 0 | 61.2 | data not applicable | data not applicable | No | 0 | 0 | 0 | data not applicable | data not applicable | No | 0 | 0 | 0 | data not available | Accepted to Connect | data not applicable | data not applicable | data not applicable | data not applicable | data not applicable | data not applicable | 61.2 | 61.2 | 64.4211 | data not applicable | data not applicable | data not available | data not available | N | N | data not available | Y | data not available | data not available | 45749 | data not available | 909
1620000398422 | [5 empty] | 1620000398422 | NETWORK RAIL INFRASTRUCTURE LIMITED | JOHN MILNE AVENUE | ULLSWATER ROAD |  | PENRITH | CUMBRIA | CA11 7JQ | ENGLAND | 350918 | 530658 | HARKER ENWL SGTS 1 2 3A 4 / HUTTON GSP GROUP | - | - | 25 | ELECTRICITY NORTH WEST LIMITED | FOSSIL - GAS | ENGINE (COMBUSTION / RECIPROCATING) | YES | 0 | 0 | 3 |  |  |  | 0 | 0 | 0 |  |  |  | 0 | 0 | 0 | NO | CONNECTED | 3 | 2.85 | 3 | 20.9 | 22 | 2000-06-20 |  |  |  | 0 | 0 |  |  | NO | NO |  |  |  |  | 2021-12-06 | 54.668592842543084, -2.7625269021424423
data not available | [5 empty] | data not applicable | Derwent London Green Energy | Lochfauld Solar Park | Lochfauld Farm | Lochfauld Road | Glasgow | Glasgow City | G23 5HB | Scotland | 259353 | 671065 | Killermont | data not applicable | Killermont GSP | 33 | SP Distribution Ltd | Solar | Photovoltaic | No | 0 | 0 | 18.4 | data not applicable | data not applicable | No | 0 | 0 | 0 | data not applicable | data not applicable | No | 0 | 0 | 0 | Yes | Accepted to Connect | data not applicable | data not applicable | data not applicable | data not applicable | data not applicable | data not applicable | 18.4 | 18.4 | 19.3684 | 0 | 0 | 44294 | 45931 | N | N | data not available | N | 615721449 | data not available | 44859 | data not available | 516
data not available | [5 empty] | data not available | data not available | Lymm Service Area | data not available | data not available | data not available | Cheshire | data not available | England | 366555 | 384842 | CARRINGTON / FIDDLERS FERRY | SANKEY BRIDGES GT3 / WARRINGTON GT5 |  | 33 | SP Manweb plc | data not available | data not available | No | 0 | 0 | 6 | data not applicable | data not applicable | No | 0 | 0 | 0 | data not applicable | data not applicable | No | 0 | 0 | 0 | data not available | Accepted to Connect | data not applicable | data not applicable | data not applicable | data not applicable | data not applicable | data not applicable | 6 | 6 | 6.3158 |  | data not available | data not available | data not available | N | N | data not available | Y | data not available | data not available | 45749 | data not available | 912
data not available | [5 empty] | data not applicable | data not available | Maidenhill | Maidenhill Housing Development | Newton Mearns | Glasgow | Ayrshire | G77 5XH | Scotland | 253148 | 654503 | Giffnock | data not applicable | CASTLE (11kV) | 11 | SP Distribution Ltd | Solar | Photovoltaic | No | 0 | 0 | 1.3 | data not applicable | data not applicable | No | 0 | 0 | 0 | data not applicable | data not applicable | No | 0 | 0 | 0 | Yes | Connected | 1.3 | 1.3 | 1.3684 | 0 | 0 | data not available | data not applicable | data not applicable | data not applicable | data not applicable | data not applicable | 43616 | data not available | N | N | data not available | N | 614033242 | data not available | 45273 | data not available | 528
data not available | [5 empty] | data not available | data not available | Manor Road | data not available | data not available | data not available | Wirral | data not available | England | 334155 | 367874 | CAPENHURST | data not available | data not available | 132 | SP Manweb plc | Stored Energy | Storage - Electrochemical (Batteries) | No | data not available | data not available | 89 | Solar | Photovoltaic | No | 0 | 0 | 90.625 | data not applicable | data not applicable | No | 0 | 0 | 0 | data not available | Accepted to Connect | data not applicable | data not applicable | data not applicable | data not applicable | data not applicable | data not applicable | 179.625 | 89 | 93.6842 | 40 | 42.1053 | 44503 | data not available | N | N | data not available | Y | 616333498 | data not available | 45749 | data not available | 850
data not available | [5 empty] | data not available | UK Power Reserve | Marl Road | Marl Road | Knowsley | data not available | Merseyside | data not available | England | 343210 | 399455 | KIRKBY | GILLMOSS GT1 / KIRKBY GT2 / SIMONSWOOD GT1 | data not available | 33 | SP Manweb plc | Fossil - Gas | Steam-gas turbine (CCGT) | No | 0 | 0 | 20 | data not applicable | data not applicable | No | 0 | 0 | 0 | data not applicable | data not applicable | No | 0 | 0 | 0 | data not available | Accepted to Connect | data not applicable | data not applicable | data not applicable | data not applicable | data not applicable | data not applicable | 20 | 20 | 21.0526 | 0.75 | 0.78947 | 43676 | data not available | N | N | data not available | Y | 614104982 | data not available | 45749 | data not available | 913
data not available | [5 empty] | data not available | data not available | Meadowhead WWTW | data not available | data not available | data not available | data not available | data not available | Scotland | data not available | data not available | Kilmarnock Town | data not applicable | TROON (11kV) | 11 | SP Distribution Ltd | Solar | Photovoltaic | No | 0 | 0 | 1.32 | data not applicable | data not applicable | No | 0 | 0 | 0 | data not applicable | data not applicable | No | 0 | 0 | 0 | Yes | Accepted to Connect | data not applicable | data not applicable | data not applicable | data not applicable | data not applicable | data not applicable | 1.32 | 0.2 | 0.21053 | 0 | 0 | 45503 | 46022 | N | N | data not available | N | 619596433 | data not available | 45594 | data not available | 538
data not available | [5 empty] | data not available | data not available | Meysydd Gwynion | data not available | data not available | data not available | North Wales | data not available | Wales | 311803 | 382638 | CONNAHS QUAY / PENTIR / ST ASAPH (SASA) | HOLYWELL GT1 / RHYL GT1 / ST ASAPH GT2 / ST ASAPH GT4 | data not available | 33 | SP Manweb plc | Stored Energy | Storage - Electrochemical (Batteries) | No | data not available | data not available | 10 | data not applicable | data not applicable | No | 0 | 0 | 0 | data not applicable | data not applicable | No | 0 | 0 | 0 | data not available | Accepted to Connect | data not applicable | data not applicable | data not applicable | data not applicable | data not applicable | data not applicable | 10 | 10 | 10.5263 | 10 | 10.5263 | data not available | data not available | N | N | data not available | Y | data not available | data not available | 45749 | data not available | 914
data not available | [5 empty] | data not available | GPC Solar Ltd. | Mieklelaught Farm | Meiklelaught Farm | data not available | Saltcoats | North Ayrshire | KA21 6NF | Scotland | 226066 | 644531 | Saltcoats | data not applicable | data not available | 33 | SP Distribution Ltd | Stored Energy | Storage - Electrochemical (Batteries) | No | data not available | data not available | 30 | data not applicable | data not applicable | No | 0 | 0 | 0 | data not applicable | data not applicable | No | 0 | 0 | 0 | No | Accepted to Connect | data not applicable | data not applicable | data not applicable | data not applicable | data not applicable | data not applicable | 30 | 30 | 31.5789 | 30 | 31.5789 | 45026 | 46986 | N | N | data not available | Y | 618081565 | data not available | 45625 | data not available | 548
data not available | [5 empty] | data not applicable | Banks Renewables | Mill Rig Windfarm | Land adjacent to Bankend Rig WF | data not available | Dungavel | South Lanarkshire | ML10 6RG | Scotland | 263028 | 634395 | Kilmarnock South | data not applicable | data not available | 33 | SP Distribution Ltd | Wind | Onshore wind turbines | No | 0 | 0 | 34.2 | data not applicable | data not applicable | No | 0 | 0 | 0 | data not applicable | data not applicable | No | 0 | 0 | 0 | Yes | Accepted to Connect | data not applicable | data not applicable | data not applicable | data not applicable | data not applicable | data not applicable | 34.2 | 36 | 37.8947 | 0 | 0 | 43258 | 45930 | N | N | data not available | N | 269683 | data not available | 44088 | data not available | 549
data not available | [5 empty] | data not available | data not available | Mochdre BESS site | data not available | data not available | data not available | North Wales | data not available | Wales | data not available | data not available | CONNAHS QUAY / PENTIR / ST ASAPH (SASA) | data not available | data not available | 132 | SP Manweb plc | Stored Energy | Storage - Electrochemical (Batteries) | No | data not available | data not available | 49.9 | data not applicable | data not applicable | No | 0 | 0 | 0 | data not applicable | data not applicable | No | 0 | 0 | 0 | data not available | Accepted to Connect | data not applicable | data not applicable | data not applicable | data not applicable | data not applicable | data not applicable | 49.9 | 49.9 | 52.5263 | 49.9 | 52.5263 | data not available | data not available | N | N | data not available | Y | data not available | data not available | 45749 | data not available | 915
2000000000000 | [5 empty] | 2000000000000 | NETWORK RAIL INFRASTRUCTURE LTD | NORTH HYDE SUB STN | NORTH HYDE SUB STN | KEITH ROAD | HAYES | HILLINGDON | UB3 4HW | ENGLAND | 509476 | 179341 | NORTH HYDE GSP | DATA NOT APPLICABLE | NORTH HYDE | 11 | SOUTHERN ELECTRIC POWER DISTRIBUTION PLC | OTHER | OTHER | NO | DATA NOT AVAILABLE | DATA NOT AVAILABLE | 9.5 | DATA NOT AVAILABLE | DATA NOT AVAILABLE | DATA NOT AVAILABLE | DATA NOT AVAILABLE | DATA NOT AVAILABLE | DATA NOT AVAILABLE | DATA NOT AVAILABLE | DATA NOT AVAILABLE | DATA NOT AVAILABLE | DATA NOT AVAILABLE | DATA NOT AVAILABLE | DATA NOT AVAILABLE | NO | CONNECTED | 9.5 | 9.5 | 10 | DATA NOT AVAILABLE | DATA NOT AVAILABLE | DATA NOT AVAILABLE | DATA NOT AVAILABLE | DATA NOT AVAILABLE | DATA NOT AVAILABLE | DATA NOT AVAILABLE | DATA NOT AVAILABLE | DATA NOT AVAILABLE | DATA NOT AVAILABLE | N | DATA NOT AVAILABLE | DATA NOT AVAILABLE | DATA NOT AVAILABLE | DATA NOT AVAILABLE | DATA NOT AVAILABLE | 44034
data not available | [5 empty] | data not applicable | Green Switch Capital Limited | Monashee Windfarm | Drakemyre | data not available | Grantshouse | Scottish Borders | TD11 3RL | Scotland | 381335 | 661352 | Berwick | data not applicable | data not available | 33 | SP Distribution Ltd | Wind | Onshore wind turbines | No | 0 | 0 | 24 | data not applicable | data not applicable | No | 0 | 0 | 0 | data not applicable | data not applicable | No | 0 | 0 | 0 | No | Accepted to Connect | data not applicable | data not applicable | data not applicable | data not applicable | data not applicable | data not applicable | 24 | 24 | 25.2632 | 0 | 0 | 44705 | 46296 | N | N | data not available | Y | 620022319 | data not available | 44866 | data not available | 561
data not available | [5 empty] | data not applicable | Wind 2 Ltd | Moorshield Windfarm [Soame Windfarm] | Moorshield Wind Farm | data not available | Newton Mearns | East Renfrewshire | G77 6SQ | Scotland | 251621 | 649554 | Giffnock | data not applicable | CASTLE (33kV) | 33 | SP Distribution Ltd | Wind | Onshore wind turbines | No | 0 | 0 | 18 | data not applicable | data not applicable | No | 0 | 0 | 0 | data not applicable | data not applicable | No | 0 | 0 | 0 | Yes | Accepted to Connect | data not applicable | data not applicable | data not applicable | data not applicable | data not applicable | data not applicable | 18 | 18 | 18.9474 | 0 | 0 | 43852 | 46326 | N | N | data not available | N | 614277134 | data not available | 44862 | data not available | 563
data not available | [5 empty] | data not available | Dalriada Renewables Ltd. | Muircleugh Farm | Muircleugh Farm | data not available | Lauder | Scottish Borders | TD2 6RG | Scotland | 350971 | 645181 | Galashiels | data not applicable | data not available | 33 | SP Distribution Ltd | Stored Energy | Storage - Electrochemical (Batteries) | No | 0 | 0 | 60 | Solar | Photovoltaic | No | data not available | data not available | 60 | data not applicable | data not applicable | No | 0 | 0 | 0 | No | Accepted to Connect | data not applicable | data not applicable | data not applicable | data not applicable | data not applicable | data not applicable | 120 | 60 | 63.1579 | 60 | 63.1579 | 45142 | 47664 | N | N | data not available | Y | 618222711 | data not available | 45565 | data not available | 572
data not available | [5 empty] | data not available | data not available | Myers Hill Wind Farm Extension | data not available | data not available | data not available | data not available | data not available | Scotland | 256816 | 647001 | East Kilbride | data not applicable | data not available | 33 | SP Distribution Ltd | Wind | Storage - Electrochemical (Batteries) | No | 0 | 0 | data not available | data not applicable | data not applicable | No | 0 | 0 | 0 | data not applicable | data not applicable | No | 0 | 0 | 0 | No | Accepted to Connect | data not applicable | data not applicable | data not applicable | data not applicable | data not applicable | data not applicable | 33 | 29.9 | 31.4737 | 0.1 | 0.10526 | data not available | 48548 | data not available | data not available | data not available | Y | 620200342 | data not available | 45749 | data not available | 843
data not available | [5 empty] | data not available | MYNYDD CLOGAU WINDFARM | Mynydd Clogau | Tregynyon | Newton | Newtown | Dee Valley and Mid Wales | SY21 0AJ | Wales | 310053 | 299169 | LEGACY | LEGACY LOCAL GT2 / NEWTOWN GT2 / OSWESTRY GT5 / OSWESTRY GT8 / WELSHPOOL GT1 / WHITCHURCH GT1 | data not available | 33 | SP Manweb plc | Wind | Onshore wind turbines | No | 0 | 0 | 14.5 | data not applicable | data not applicable | No | 0 | 0 | 0 | data not applicable | data not applicable | No | 0 | 0 | 0 | data not available | Connected | 14.5 | 14.5 | 15.2632 | data not applicable | data not applicable | data not available | data not applicable | data not applicable | data not applicable | data not applicable | data not applicable | data not available | data not applicable | N | N | data not available | N | data not available | data not available | 44088 | data not available | 577
data not available | [5 empty] | data not available | BEAUFORT WIND LIMITED | Mynydd Gorddu | Mynydd Gorddu Windfarm | Bont Goch | Aberystwyth | Dee Valley and Mid Wales | SY23 4SP | Wales | 266298 | 287184 | SWANSEA NORTH | ABERYSTWYTH GT2 / RHYDLYDAN GT1 | data not available | 33 | SP Manweb plc | Wind | Onshore wind turbines | No | 0 | 0 | 10.2 | data not applicable | data not applicable | No | 0 | 0 | 0 | data not applicable | data not applicable | No | 0 | 0 | 0 | data not available | Connected | 10.2 | 10.2 | 10.7368 | data not applicable | data not applicable | data not available | data not applicable | data not applicable | data not applicable | data not applicable | data not applicable | data not available | data not applicable | N | N | data not available | N | data not available | data not available | 44088 | data not available | 578
data not available | [5 empty] | data not available | data not available | Mynydd Tryfan Wind Farm | data not available | data not available | data not available | North Wales | data not available | Wales | data not available | data not available | CONNAHS QUAY / PENTIR / ST ASAPH (CONQ) | HOLYWELL GT1 / RHYL GT1 / ST ASAPH GT2 / ST ASAPH GT4 | data not available | 33 | SP Manweb plc | Wind | Onshore wind turbines | No | 0 | 0 | 24 | data not applicable | data not applicable | No | 0 | 0 | 0 | data not applicable | data not applicable | No | 0 | 0 | 0 | data not available | Accepted to Connect | data not applicable | data not applicable | data not applicable | data not applicable | data not applicable | data not applicable | 24 | 24 | 25.2632 | 0.225 | 0.23684 | data not available | data not available | N | N | data not available | Y | data not available | data not available | 45749 | data not available | 918
data not available | [5 empty] | data not available | BELECTRIC SOLAR LTD | Nanhoron Solar Farm | Land East Of Botwnnog Botwnnog Gwynedd | Nanhoron_Sola_Farm | data not available | North Wales | LL53 8DW | Wales | 227097 | 330757 | TRAWSFYNYDD | FOUR CROSSES GT2 / MAENTWROG GT1 / MAENTWROG GT2 | BOTWNNOG T1 | 33 | SP Manweb plc | Solar | Photovoltaic | No | 0 | 0 | 4 | data not applicable | data not applicable | No | 0 | 0 | 0 | data not applicable | data not applicable | No | 0 | 0 | 0 | data not available | Accepted to Connect | data not applicable | data not applicable | data not applicable | data not applicable | data not applicable | data not applicable | 4 | 4 | 4.2105 | N/A | data not available | data not available | data not available | N | N | data not available | Y | data not available | data not available | 45749 | data not available | 919
data not available | [5 empty] | data not applicable | NATIONAL AIR TRAFFIC SERVICES LIMIT | NATS Prestwick | Fresson Avenue | data not available | Prestwick | Ayrshire | KA9 2GX | Scotland | 236307 | 625590 | Kilmarnock South | data not applicable | MONKTON (11kV) | 11 | SP Distribution Ltd | Solar | Photovoltaic | No | 0 | 0 | 1.103 | data not applicable | data not applicable | No | 0 | 0 | 0 | data not applicable | data not applicable | No | 0 | 0 | 0 | Yes | Accepted to Connect | data not applicable | data not applicable | data not applicable | data not applicable | data not applicable | data not applicable | 1.103 | 0.2 | 0.21053 | 0 | 0 | 44845 | 46022 | N | N | data not available | N | 617334712 | data not available | 45566 | data not available | 581
data not available | [5 empty] | data not available | Advance Grid Solutions Ltd | Nerston 2 BESS | Highflatt, off Cairnmuir Road | Stewartfield | East Kilbride | South Lanarkshire | G76 9EU | Scotland | 262360 | 656954 | East Kilbride | data not applicable | data not available | 33 | SP Distribution Ltd | Stored Energy | Storage - Electrochemical (Batteries) | No | data not available | data not available | 55 | data not applicable | data not applicable | No | 0 | 0 | 0 | data not applicable | data not applicable | No | 0 | 0 | 0 | No | Accepted to Connect | data not applicable | data not applicable | data not applicable | data not applicable | data not applicable | data not applicable | 55 | 55 | 57.8947 | 55 | 57.8947 | 45188 | 48883 | N | N | data not available | Y | 618578779 | data not available | 45426 | data not available | 591
data not available | [5 empty] | data not available | Advance Grid Solutions Ltd | Nerston 3 BESS | Highflatt, off Cairnmuir Road | Stewartfield | East Kilbride | South Lanarkshire | G76 9EU | Scotland | 262360 | 656954 | East Kilbride | data not applicable | data not available | 33 | SP Distribution Ltd | Stored Energy | Storage - Electrochemical (Batteries) | No | data not available | data not available | 55 | data not applicable | data not applicable | No | 0 | 0 | 0 | data not applicable | data not applicable | No | 0 | 0 | 0 | No | Accepted to Connect | data not applicable | data not applicable | data not applicable | data not applicable | data not applicable | data not applicable | 55 | 55 | 57.8947 | 55 | 57.8947 | 45229 | 48883 | N | N | data not available | Y | 618796691 | data not available | 45426 | data not available | 592
data not available | [5 empty] | data not applicable | Abbey Group | Nether Farm | Land At Nether Carswell Farm | data not available | Neilston | East Renfrewshire | G78 3DH | Scotland | 246151 | 653113 | Crookston | data not applicable | AURS ROAD (11kV) | 11 | SP Distribution Ltd | Wind | Onshore wind turbines | No | 0 | 0 | 4 | data not applicable | data not applicable | No | 0 | 0 | 0 | data not applicable | data not applicable | No | 0 | 0 | 0 | Yes | Accepted to Connect | data not applicable | data not applicable | data not applicable | data not applicable | data not applicable | data not applicable | 4 | 4 | 4.2105 | 0 | 0 | 43733 | 46568 | N | N | data not available | N | 613871421 | data not available | 45749 | data not available | 844
data not available | [5 empty] | data not available | Locogen Yieldco Ltd | Nether Southbar Farm | Nether Southbar | Greenock Road | Inchinnan | Renfrewshire | PA4 0NA | Scotland | 245601 | 669229 | Erskine | data not applicable | data not available | 33 | SP Distribution Ltd | Stored Energy | Storage - Electrochemical (Batteries) | No | data not available | data not available | 10 | Solar | Photovoltaic | No | 0 | 0 | 20 | data not applicable | data not applicable | No | 0 | 0 | 0 | No | Accepted to Connect | data not applicable | data not applicable | data not applicable | data not applicable | data not applicable | data not applicable | 30 | 20 | 21.0526 | 10 | 10.5263 | 45365 | 47817 | N | N | data not available | Y | 619484588 | data not available | 45383 | data not available | 594
2100041403683 | [5 empty] | 2100041403674 | Nevern power limited | Ebbw vale waun y pound 2 | Nevern Power | Waun Y Pound Industrial Estate Bottom Ac | Ebbw vale | Blaenau Gwent | NP23 6PL | United Kingdom | 315743 | 210553 | Rassau Gsp | Ebbw Vale | data not available | 33 | National Grid Electricity Distribution (South Wales) Plc | Fossil - Gas | Engine (combustion / reciprocating) | No | data not available | data not available | 16 | data not applicable | data not applicable | data not applicable | data not available | data not available | data not applicable | data not applicable | data not applicable | data not applicable | data not available | data not available | data not applicable | data not available | Connected | 16 | 15.998 | 16.84 | 0.19 | 0.2 | 42704 | data not applicable | data not applicable | data not applicable | data not applicable | data not applicable | data not applicable | data not applicable | data not available | data not available | data not available | data not available | data not available | data not available | 45750
1700000000000 | [5 empty] | 1700000000000 | NEVIS RANGE HYDRO COMPANY LTD | DATA NOT AVAILABLE | DATA NOT AVAILABLE | DATA NOT AVAILABLE | FORT WILLIAM | HIGHLAND | PH33 6SQ | SCOTLAND | 216230 | 777868 | FORT WILLIAM | DATA NOT APPLICABLE | INVERLOCHY | 11 | SCOTTISH HYDRO ELECTRIC POWER DISTRIBUTION PLC | HYDRO (TO BE CONFIRMED) | HYDRO POWER SYSTEM | NO | DATA NOT AVAILABLE | DATA NOT AVAILABLE | 1.1 | DATA NOT AVAILABLE | DATA NOT AVAILABLE | DATA NOT AVAILABLE | DATA NOT AVAILABLE | DATA NOT AVAILABLE | DATA NOT AVAILABLE | DATA NOT AVAILABLE | DATA NOT AVAILABLE | DATA NOT AVAILABLE | DATA NOT AVAILABLE | DATA NOT AVAILABLE | DATA NOT AVAILABLE | NO | CONNECTED | 1.1 | 1.1 | 1.158 | 0.323 | 0.34 | 42675 | DATA NOT AVAILABLE | DATA NOT AVAILABLE | DATA NOT AVAILABLE | DATA NOT AVAILABLE | DATA NOT AVAILABLE | DATA NOT AVAILABLE | DATA NOT AVAILABLE | N | DATA NOT AVAILABLE | DATA NOT AVAILABLE | DATA NOT AVAILABLE | DATA NOT AVAILABLE | DATA NOT AVAILABLE | 44084
data not available | [5 empty] | data not available | data not available | NoestoNo | Neston Rdc Chester High Road | Neston Ch64 3Ts | Chester | Wirral | data not available | England | 329455 | 378838 | BIRKENHEAD | HESWALL GT1 / HOYLAKE GT2 / PRENTON GRID GT3 | GEC MARCONI T1 / MORGAN REFRACTORIES T1 / NESTON MAIN T1 | 11 | SP Manweb plc | Solar | Photovoltaic | No | 0 | 0 | 1 | data not applicable | data not applicable | No | 0 | 0 | 0 | data not applicable | data not applicable | No | 0 | 0 | 0 | data not available | Accepted to Connect | data not applicable | data not applicable | data not applicable | data not applicable | data not applicable | data not applicable | 1 | 1 | 1.0526 | N/A | data not available | data not available | data not available | N | N | data not available | Y | data not available | data not available | 45749 | data not available | 921
data not available | [5 empty] | data not applicable | Norham Development Trust Ltd | Norham Wind and Solar Facility | Land off B6470 | data not available | Norham | Northumberland | TD15 2LW | Scotland | 390160 | 646525 | Berwick | data not applicable | data not available | 33 | SP Distribution Ltd | Wind | Onshore wind turbines | No | 0 | 0 | 0.9 | Solar | Photovoltaic | No | 0 | 0 | 8.97 | data not applicable | data not applicable | No | 0 | 0 | 0 | No | Accepted to Connect | data not applicable | data not applicable | data not applicable | data not applicable | data not applicable | data not applicable | 9.87 | 9.87 | 10.3895 | 0 | 0 | 45152 | 46873 | N | N | data not available | Y | 617740278 | data not available | 45168 | data not available | 601
data not available | [5 empty] | data not available | North Lanarkshire Bio Power Ltd | North Lanarkshire Bio (Carnbroe EFW) | 251 Glasgow and Edinburgh road | data not available | Coatbridge | North Lanarkshire | ML5 4UG | Scotland | 274384 | 662602 | Coatbridge | data not applicable | data not available | 33 | SP Distribution Ltd | Biofuel - Landfill gas | Steam-gas turbine (CCGT) | No | data not available | data not available | 32.1 | data not applicable | data not applicable | No | 0 | 0 | 0 | data not applicable | data not applicable | No | 0 | 0 | 0 | Yes | Accepted to Connect | data not applicable | data not applicable | data not applicable | data not applicable | data not applicable | data not applicable | 32.1 | 29 | 30.5263 | 6 | 6.3158 | 45371 | 46142 | N | N | data not available | N | 619330483 | data not available | 44088 | data not available | 604
data not available | [5 empty] | data not available | Baker Street Generation Limited | North Rd 1 | North Road | data not available | Ellesmere Port | Wirral | CH65 1AL | England | 338211 | 379126 | CAPENHURST | HOOTON PARK 1B / HOOTON PARK 2B | data not available | 33 | SP Manweb plc | Fossil - Gas | Steam-gas turbine (CCGT) | No | 0 | 0 | 22.5 | data not applicable | data not applicable | No | 0 | 0 | 0 | data not applicable | data not applicable | No | 0 | 0 | 0 | data not available | Accepted to Connect | data not applicable | data not applicable | data not applicable | data not applicable | data not applicable | data not applicable | 22.5 | 22.5 | 23.6842 | 0.75 | 0.78947 | 44658 | 50343 | N | N | data not available | Y | 616992184 | data not available | 44917 | data not available | 605
2394000085123 | [5 empty] | Data Not Available | New Bridge House | New Bridge House | Leeds City Office Park | Holbeck | Leeds | West Yorkshire | LS11 5BD | England | 430031 | 432780 | Skelton Grange | Low Road | Brookfield Street | 11 | Northern Powergrid (Yorkshire) plc | Other | Other | No | Data Not Applicable | Data Not Applicable | 1 | Data Not Available | Data Not Available | Data Not Available | Data Not Available | Data Not Available | Data Not Available | Data Not Available | Data Not Available | Data Not Available | Data Not Available | Data Not Available | Data Not Available | No | Connected | 1 | 0.105 | 0.111 | Data Not Available | Data Not Available | 2012-11-21 00:00:00 | Data Not Applicable | Data Not Applicable | 1.053 | Data Not Applicable | Data Not Applicable | Data Not Available | Data Not Available | Data Not Available | Data Not Available | Data Not Available | Data Not Available | Data Not Available | Data Not Available | 2017-03-08 | 53.790474789431876, -1.54563696471329 |  | 2012-11-21 | Leeds
data not available | [5 empty] | data not available | Grupotec Renewables Ltd | Outh Muir PV and BESS | A823 | Hillend | Dunfermline | Fife | FK14 7NR | Scotland | 307400 | 693800 | Dunfermline | data not applicable | data not available | 33 | SP Distribution Ltd | Stored Energy | Storage - Electrochemical (Batteries) | No | data not available | data not available | 15.705 | Solar | Photovoltaic | No | 0 | 0 | 60 | data not applicable | data not applicable | No | 0 | 0 | 0 | No | Accepted to Connect | data not applicable | data not applicable | data not applicable | data not applicable | data not applicable | data not applicable | 75.705 | 60 | 63.1579 | 15 | 15.7895 | 44872 | 46325 | N | N | data not available | Y | 617540959 | data not available | 45013 | data not available | 612
data not available | [5 empty] | data not applicable | Wind Estate (UK) Ltd | Pearie Law II | Pearie Law II Wind Farm | data not available | Livingston | West Lothian | EH55 8LH | Scotland | 300622 | 658638 | Drumcross | data not applicable | data not available | 33 | SP Distribution Ltd | Wind | Onshore wind turbines | No | 0 | 0 | 20.7 | data not applicable | data not applicable | No | 0 | 0 | 0 | data not applicable | data not applicable | No | 0 | 0 | 0 | No | Accepted to Connect | data not applicable | data not applicable | data not applicable | data not applicable | data not applicable | data not applicable | 20.7 | 20.7 | 21.7895 | 0 | 0 | 44837 | 48121 | N | N | data not available | Y | 617034884 | data not available | 44883 | data not available | 621
data not available | [5 empty] | data not available | data not available | Pennersaughs Farm (Ecclefechan Solar & BESS) | data not available | data not available | data not available | data not available | data not available | Scotland | 322154 | 573566 | Chapelcross | data not applicable | data not available | 33 | SP Distribution Ltd | Stored Energy | Storage - Electrochemical (Batteries) | No | 0 | 0 | 60 | Solar | Photovoltaic | No | 0 | 0 | 60 | data not applicable | data not applicable | No | 0 | 0 | 0 | No | Accepted to Connect | data not applicable | data not applicable | data not applicable | data not applicable | data not applicable | data not applicable | 120 | 60 | 63.1579 | 60 | 63.1579 | 45428 | 48518 | N | N | data not available | Y | 619527821 | data not available | 45532 | data not available | 626
Data not available | [6 empty] | New Street Square | New Street Square | 1 NEW STREET SQUARE |  | Holborn | LONDON | EC4A 3BN | England | 531341 | 181367 | City Road 132kV | - | Beech St B 11kV | 0 | London Power Networks (LPN) | Fossil - Oil | Engine (combustion / reciprocating) |  |  |  | 3.52 | [12 empty] | No | Connected | 3.52 | 3.52 | 4.4 |  |  | 2016-08-04 | [13 empty] | 2021-12-14 | -0.16602 | 51.5532 | 51.5531827761705, -0.166017695878118 | LPN-S000000000252 | Fossil fuel
data not available | [5 empty] | data not available | UK Power Reserve Ltd | Percival Lane | Percival Lane | Runcorn | Runcorn | Wirral | WA7 4DS | England | 349749 | 381951 | FROD / INCE (FROD) | DUTTON GT2 / MOORE GT1 / PERCIVAL LA GT1 | data not available | 33 | SP Manweb plc | Stored Energy | Storage - Electrochemical (Batteries) | No | data not available | data not available | 20 | data not applicable | data not applicable | No | 0 | 0 | 0 | data not applicable | data not applicable | No | 0 | 0 | 0 | data not available | Connected | 20 | 20 | 21.0526 | 20 | 21.0526 | data not available | data not applicable | data not applicable | data not applicable | data not applicable | data not applicable | data not available | data not applicable | N | N | data not available | N | 614374931 | data not available | 45625 | data not available | 629
data not available | [5 empty] | data not available | data not available | Pines Burn Windfarm (Fernilees Windfarm) | data not available | data not available | data not available | Edinburgh City | data not available | Scotland | data not available | data not available | Hawick | data not applicable | data not available | 33 | SP Distribution Ltd | Wind | Onshore wind turbines | No | 0 | 0 | 52.8 | data not applicable | data not applicable | No | 0 | 0 | 0 | data not applicable | data not applicable | No | 0 | 0 | 0 | No | Connected | 52.8 | 50 | 52.6316 | 0 | 0 | data not available | data not applicable | data not applicable | data not applicable | data not applicable | data not applicable | 44525 | data not available | N | N | data not available | Y | 616619430 | data not available | 45532 | data not available | 631
data not available | [5 empty] | data not available | data not available | Pitkevey Energy Storage (PV part) | data not available | data not available | data not available | data not available | data not available | Scotland | 324400 | 703170 | Glenrothes | data not applicable | data not available | 33 | SP Distribution Ltd | Solar | Photovoltaic | No | 0 | 0 | 45.21 | data not applicable | data not applicable | No | 0 | 0 | 0 | data not applicable | data not applicable | No | 0 | 0 | 0 | No | Accepted to Connect | data not applicable | data not applicable | data not applicable | data not applicable | data not applicable | data not applicable | 45.21 | 45.21 | 47.5895 | 0 | 0 | 44454 | 45838 | data not available | data not available | data not available | Y | 620387681 | data not available | 45749 | data not available | 845
data not available | [5 empty] | data not available | data not available | Port Dundas Concrete Plant BESS | Port Dundas Concrete Plant | High Craighall Rd | Port Dundas | Glasgow City | G4 9UD | Scotland | 259004 | 666745 | West George Street | data not applicable | data not available | 33 | SP Distribution Ltd | Stored Energy | Storage - Electrochemical (Batteries) | No | data not available | data not available | 88.22 | data not applicable | data not applicable | No | 0 | 0 | 0 | data not applicable | data not applicable | No | 0 | 0 | 0 | No | Accepted to Connect | data not applicable | data not applicable | data not applicable | data not applicable | data not applicable | data not applicable | 88.22 | 90 | 94.7368 | 90 | 94.7368 | 45426 | 48669 | N | N | data not available | Y | 619304198 | data not available | 45470 | data not available | 638
data not available | [5 empty] | data not available | Firstway Solar Ltd | Prenton Dell Storage (FWS Melford Drive) | Land lying South of Melford Drive | data not available | Prenton | Wirral | CH43 3BS | England | 329449 | 385799 | BIRKENHEAD | data not available | data not available | 132 | SP Manweb plc | Stored Energy | Storage - Electrochemical (Batteries) | No | data not available | data not available | 99.8 | data not applicable | data not applicable | No | 0 | 0 | 0 | data not applicable | data not applicable | No | 0 | 0 | 0 | data not available | Accepted to Connect | data not applicable | data not applicable | data not applicable | data not applicable | data not applicable | data not applicable | 99.8 | 99.8 | 105.0526 | 99.8 | 105.0526 | data not available | data not available | N | N | data not available | Y | data not available | data not available | 45749 | data not available | 927
data not available | [5 empty] | data not available | data not available | Red Lane | data not available | data not available | data not available | Wirral | data not available | England | 349977 | 361149 | CAPENHURST | CHESTER MAIN GT4 / CRANE BANK GT1 / GUILDEN SUTTON GT1 / SALTNEY G2A | data not available | 132 | SP Manweb plc | Solar | Photovoltaic | No | 0 | 0 | 13 | data not applicable | data not applicable | No | 0 | 0 | 0 | data not applicable | data not applicable | No | 0 | 0 | 0 | data not available | Accepted to Connect | data not applicable | data not applicable | data not applicable | data not applicable | data not applicable | data not applicable | 13 | 13 | 13.6842 | 0.1 | 0.10526 | 43685 | data not available | N | N | data not available | Y | 614435709 | data not available | 45749 | data not available | 928
data not available | [5 empty] | data not available | Lightsource Renewable UK Development Ltd | Roaring Hill 2 | Roaring Hill | Whinnyknowe | Leslie | Fife | KY6 3HA | Scotland | 325381 | 702443 | Glenrothes | data not applicable | data not available | 33 | SP Distribution Ltd | Stored Energy | Storage - Electrochemical (Batteries) | No | data not available | data not available | 60 | data not applicable | data not applicable | No | 0 | 0 | 0 | data not applicable | data not applicable | No | 0 | 0 | 0 | No | Accepted to Connect | data not applicable | data not applicable | data not applicable | data not applicable | data not applicable | data not applicable | 60 | 60 | 63.1579 | 60 | 63.1579 | 45337 | 47756 | N | N | data not available | Y | 618713480 | data not available | 45426 | data not available | 665
data not available | [5 empty] | data not available | Roaring Hill Energy Storage Ltd | Roaring Hill Energy Storage System | LAND ON THE EAST SIDE OF BALLINBREICH | LESLIE | GLENROTHES | Fife | KY6 3HD | Scotland | 325428 | 702299 | Glenrothes | data not applicable | data not available | 33 | SP Distribution Ltd | Stored Energy | Storage - Electrochemical (Batteries) | No | data not available | data not available | 65.982 | data not applicable | data not applicable | No | 0 | 0 | 0 | data not applicable | data not applicable | No | 0 | 0 | 0 | Yes | Connected | 65.982 | 49.99 | 52.6211 | 49.99 | 52.6211 | 45344 | data not applicable | data not applicable | data not applicable | data not applicable | data not applicable | 44267 | data not available | N | N | data not available | N | 615864489 | data not available | 45383 | data not available | 666
data not available | [5 empty] | data not available | Chint Solar UK Management Ltd | Rose Cottage | Rose Cottage | Station Road | data not available | Wirral | CH61 0HL | England | 323948 | 384470 | BIRKENHEAD | HESWALL GT1 / HOYLAKE GT2 / PRENTON GRID GT3 | data not available | 132 | SP Manweb plc | Solar | Photovoltaic | No | 0 | 0 | 20 | data not applicable | data not applicable | No | 0 | 0 | 0 | data not applicable | data not applicable | No | 0 | 0 | 0 | data not available | Accepted to Connect | data not applicable | data not applicable | data not applicable | data not applicable | data not applicable | data not applicable | 20 | 20 | 21.0526 | 0.6 | 0.63158 | 45352 | data not available | N | N | data not available | Y | 614266893 | data not available | 45433 | data not available | 671
data not available | [5 empty] | data not available | Newbridge Energy Ltd | GEN / Brickfield Lane, Denbigh Road, Rut | Newbridge Energy Ltd | Brickfeild Lane | Ruthin | North Wales | LL15 2TN | Wales | 311585 | 359063 | CONNAHS QUAY / PENTIR / ST ASAPH (CONQ) | HOLYWELL GT1 / RHYL GT1 / ST ASAPH GT2 / ST ASAPH GT4 | RUTHIN T1 | 33 | SP Manweb plc | Fossil - Gas | Steam-gas turbine (CCGT) | Yes | 0 | 0 | 1.5 | data not applicable | data not applicable | No | 0 | 0 | 0 | data not applicable | data not applicable | No | 0 | 0 | 0 | data not available | Connected | 1.5 | 1.5 | 1.5789 | data not applicable | data not applicable | 42825 | data not applicable | data not applicable | data not applicable | data not applicable | data not applicable | data not available | data not applicable | N | N | data not available | N | data not available | data not available | 44910 | data not available | 341
data not available | [5 empty] | data not available | Rubicon Land Ltd | Rutherglen Park | Dalmarnock Road | data not available | Rutherglen | South Lanarkshire | G73 1AE | Scotland | 261538 | 662495 | Dalmarnock | data not applicable | Dalmarnock GSP | 33 | SP Distribution Ltd | Stored Energy | Storage - Electrochemical (Batteries) | No | data not available | data not available | 29 | data not applicable | data not applicable | No | 0 | 0 | 0 | data not applicable | data not applicable | No | 0 | 0 | 0 | Yes | Accepted to Connect | data not applicable | data not applicable | data not applicable | data not applicable | data not applicable | data not applicable | 29 | 29 | 30.5263 | 29 | 30.5263 | 44552 | 45961 | N | N | data not available | Y | 616129942 | data not available | 44859 | data not available | 679
data not available | [5 empty] | data not available | data not available | Sandbach service | data not available | data not available | data not available | Cheshire | data not available | England | 377653 | 360095 | CELLARHEAD | COPPENHALL GT1 / CREWE GT1 / CREWE GT2A / CREWE GT4A / RADWAY GREEN GT1 / RADWAY GREEN GT2 / WHITCHURCH GT2 |  | 33 | SP Manweb plc | Stored Energy | Storage - Electrochemical (Batteries) | No | data not available | data not available | 6 | data not applicable | data not applicable | No | 0 | 0 | 0 | data not applicable | data not applicable | No | 0 | 0 | 0 | data not available | Accepted to Connect | data not applicable | data not applicable | data not applicable | data not applicable | data not applicable | data not applicable | 6 | 6 | 6.3158 |  | data not available | data not available | data not available | N | N | data not available | Y | data not available | data not available | 45749 | data not available | 932
1100770557111 | [5 empty] | 1100770556925 | Newenco limited | Bilsthorpe landfill site | Bilsthorpe Landfill Site | Brailwood Road | Bilsthorpe | Nottinghamshire | NG22 8UA | United Kingdom | 465645 | 360555 | Chesterfield 132Kv S Stn | Clipstone 33Kv S Stn | Bilsthorpe 33 11Kv S Stn | 11 | National Grid Electricity Distribution (East Midlands) Plc | Biofuel - Landfill gas | Gas turbine (OCGT) | No | data not available | data not available | 0.33 | data not applicable | data not applicable | data not applicable | data not available | data not available | data not applicable | data not applicable | data not applicable | data not applicable | data not available | data not available | data not applicable | data not available | Connected | 0.33 | 1.9 | 2 | 0.057 | 0.06 | 42453 | data not applicable | data not applicable | data not applicable | data not applicable | data not applicable | data not applicable | data not applicable | data not available | data not available | data not available | data not available | data not available | data not available | 45750
data not available | [5 empty] | data not available | EXPORT PORTFOLIO | Seaforth Wind Farm | Freeport | Seaforth | Liverpool | Merseyside | L21 1LA | England | 331457 | 396489 | KIRKBY | BOOTLE GT1 / LITHERLAND GT1A | MDHB FREEPORT T1 | 33 | SP Manweb plc | Wind | Onshore wind turbines | No | 0 | 0 | 3 | data not applicable | data not applicable | No | 0 | 0 | 0 | data not applicable | data not applicable | No | 0 | 0 | 0 | data not available | Connected | 3 | 3 | 3.1579 | data not applicable | data not applicable | data not available | data not applicable | data not applicable | data not applicable | data not applicable | data not applicable | data not available | data not applicable | N | N | data not available | N | data not available | data not available | 44088 | data not available | 690
data not available | [5 empty] | data not available | Cambrian Services Ltd | Seiont Brickyard | Y Glyn | Canol Y Dre | Denbigh | North Wales | LL55 2YL | Wales | 249022 | 361512 | CONNAHS QUAY / PENTIR / ST ASAPH (PENT) | BANGOR GT2 / CAERNARFON GT2 | data not available | 33 | SP Manweb plc | Fossil - Gas | Steam-gas turbine (CCGT) | No | 0 | 0 | 20 | data not applicable | data not applicable | No | 0 | 0 | 0 | data not applicable | data not applicable | No | 0 | 0 | 0 | data not available | Accepted to Connect | data not applicable | data not applicable | data not applicable | data not applicable | data not applicable | data not applicable | 20 | 20 | 21.0526 | 1 | 1.0526 | data not available | data not available | N | N | data not available | Y | 613277085 | data not available | 44088 | data not available | 691
data not available | [5 empty] | data not available | Selms Muir Energy Centre Ltd | Selms Muir Solar and BESS | Selms Muir | Kirknewton | West Lothian | West Lothian | EH27 8DQ | Scotland | 308200 | 665400 | Livingston East | data not applicable | data not available | 33 | SP Distribution Ltd | Stored Energy | Storage - Electrochemical (Batteries) | No | 0 | 0 | 22.25 | Solar | Photovoltaic | No | data not available | data not available | 22.25 | data not applicable | data not applicable | No | 0 | 0 | 0 | No | Accepted to Connect | data not applicable | data not applicable | data not applicable | data not applicable | data not applicable | data not applicable | 22.25 | 6 | 6.3158 | 18 | 18.9474 | 44362 | 46567 | N | N | data not available | Y | 615696622 | data not available | 44889 | data not available | 692
Data Not Available | [5 empty] | Data Not Available | Newton on Trent Water Works | Newton on Trent Water Works | Newton on Trent Waterworks | Dunham Road | Newton On Trent | Lincolnshire | LN1 2JT | England | 483320 | 375468 | Keadby | Blyton | Stow | 11 | Northern Powergrid (Yorkshire) plc | Fossil - Gas | Engine (combustion / reciprocating) | No | Data Not Applicable | Data Not Applicable | 3.1 | Data Not Available | Data Not Available | Data Not Available | Data Not Available | Data Not Available | Data Not Available | Data Not Available | Data Not Available | Data Not Available | Data Not Available | Data Not Available | Data Not Available | No | Connected | 3.1 | 0 | 0 | Data Not Available | Data Not Available | Data Not Available | Data Not Applicable | Data Not Applicable | 3.263 | Data Not Applicable | Data Not Applicable | Data Not Available | Data Not Available | Data Not Available | Data Not Available | Data Not Available | Data Not Available | Data Not Available | Data Not Available | 2017-03-08 | 53.2696674337079, -0.7521336183017534 |  |  | West Lindsey
1900060483490 | [5 empty] | Data not available | NFPA | WINDMILL QUARRY 522992 | HOLLOW LANE |  | WASHINGTON | WEST SUSSEX | RH20 3BQ | England | 511997 | 114245 | Bolney SGT | Steyning Grid 33kV | Ashington 11kV | 11 | South Eastern Power Networks (SPN) | Biofuel landfill gas | Gas turbine (OCGT) |  |  |  | 4.5 | [12 empty] | No | Connected | 4.5 | 4.5 | 4.737 |  |  | 1997-04-01 | [13 empty] | 2021-01-15 | -0.16797 | 50.9774 | 50.977358099279, -0.167970465432262 | SPN-S000000008563 | Solar PV
data not available | [5 empty] | data not available | ShottonStor1 | Shotton STOR 1 | Shottonstor1 | Welsh Power Group Limited | data not available | Wirral | CH5 2NH | England | data not available | data not available | CONNAHS QUAY / PENTIR / ST ASAPH (CONQ) | DEESIDE PK GRID GT1 / SIXTH AVE GRID GT1 | data not available | 33 | SP Manweb plc | Fossil - Gas | Steam-gas turbine (CCGT) | No | 0 | 0 | 16 | data not applicable | data not applicable | No | 0 | 0 | 0 | data not applicable | data not applicable | No | 0 | 0 | 0 | data not available | Accepted to Connect | data not applicable | data not applicable | data not applicable | data not applicable | data not applicable | data not applicable | 16 | 16 | 16.8421 | N/A | data not available | data not available | data not available | N | N | data not available | Y | data not available | data not available | 45749 | data not available | 933
data not available | [5 empty] | data not available | Shotton STOR 2 | Shotton STOR 2 | Shotton Stor 2 | Vacant Land | data not available | Wirral | data not available | England | 331073 | 370612 | CONNAHS QUAY / PENTIR / ST ASAPH (CONQ) | DEESIDE PK GRID GT1 / SIXTH AVE GRID GT1 | data not available | 33 | SP Manweb plc | Fossil - Gas | Steam-gas turbine (CCGT) | No | 0 | 0 | 16 | data not applicable | data not applicable | No | 0 | 0 | 0 | data not applicable | data not applicable | No | 0 | 0 | 0 | data not available | Accepted to Connect | data not applicable | data not applicable | data not applicable | data not applicable | data not applicable | data not applicable | 16 | 16 | 16.8421 | data not applicable | data not applicable | data not available | data not available | N | N | data not available | Y | data not available | data not available | 45749 | data not available | 934
data not available | [5 empty] | data not applicable | data not available | Skeddoway Farm Windfarm | Skeddoway Farm | Strathore Road | Kirkcaldy | Fife | KY1 4DQ | Scotland | 326564 | 697716 | Westfield | data not applicable | SOUTHFIELD (11kV) | 11 | SP Distribution Ltd | Wind | Onshore wind turbines | No | 0 | 0 | 2.5 | data not applicable | data not applicable | No | 0 | 0 | 0 | data not applicable | data not applicable | No | 0 | 0 | 0 | Yes | Connected | 2.5 | 2.5 | 2.6316 | 0 | 0 | data not available | data not applicable | data not applicable | data not applicable | data not applicable | data not applicable | data not available | data not available | N | N | data not available | N | data not available | data not available | 45625 | data not available | 706
data not available | [5 empty] | data not available | data not available | Solar PV 13 Ash Road South, Wrexham, LL1 | Ash Road South | Wrexham Industrial Estate | Wrexham | Dee Valley and Mid Wales | LL13 9UG | Wales | 338120 | 350404 | LEGACY | BRYMBO GT1 / LEGACY LOCAL GT1 / MARCHWIEL GT1 / MARCHWIEL GT2 / WREXHAM GT1 | ASH ROAD/KELLOGGS T1/T2 | 33 | SP Manweb plc | Solar | Photovoltaic | No | 0 | 0 | 1.75 | data not applicable | data not applicable | No | 0 | 0 | 0 | data not applicable | data not applicable | No | 0 | 0 | 0 | data not available | Connected | 1.75 | 1.75 | 1.8421 | data not applicable | data not applicable | data not available | data not applicable | data not applicable | data not applicable | data not applicable | data not applicable | 43753 | data not applicable | N | N | data not available | N | 614249780 | data not available | 44088 | data not available | 708
data not available | [5 empty] | data not available | data not available | Speke Hall Rd EV (BESS) | data not available | data not available | data not available | Merseyside | data not available | England | 342408 | 384133 | LISTER DRIVE | GARSTON / SPEKE / WAVERTREE | data not available | 33 | SP Manweb plc | Solar | Photovoltaic | No | 0 | 0 | 6 | data not applicable | data not applicable | No | 0 | 0 | 0 | data not applicable | data not applicable | No | 0 | 0 | 0 | data not available | Accepted to Connect | data not applicable | data not applicable | data not applicable | data not applicable | data not applicable | data not applicable | 6 | 6 | 6.3158 | data not applicable | data not applicable | 44631 | data not available | N | N | data not available | Y | 616795264 | data not available | 44915 | data not available | 717
data not available | [5 empty] | data not applicable | ENGIE Urban Energy | St James Energy Centre CHP | Edinburgh St James | Leith Street | Edinburgh | Edinburgh City | EH1 3SP | Scotland | 325936 | 674211 | Shrubhill | data not applicable | ST. JAMES CENTRE (11kV) | 11 | SP Distribution Ltd | Other | Steam-gas turbine (CCGT) | Yes | 0 | 0 | 1.2 | data not applicable | data not applicable | No | 0 | 0 | 0 | data not applicable | data not applicable | No | 0 | 0 | 0 | Yes | Accepted to Connect | data not applicable | data not applicable | data not applicable | data not applicable | data not applicable | data not applicable | 1.2 | 1.2 | 1.2632 | 0 | 0 | data not available | 46022 | N | N | data not available | N | 614055185 | data not available | 44088 | data not available | 718
data not available | [5 empty] | data not available | Springburn Depot SPV Limited | St Rollox 9.5MW BESS | Charles St | data not available | Glasgow | Glasgow City | G21 2PX | Scotland | 260591 | 666519 | Charlotte Street | data not applicable | ROTTEN ROW B (11kV) | 11 | SP Distribution Ltd | Stored Energy | Storage - Electrochemical (Batteries) | No | 0 | 0 | 10.35 | Solar | Storage - Electrochemical (Batteries) | data not available | data not available | data not available | 10 | data not applicable | data not applicable | No | 0 | 0 | 0 | No | data not available | data not applicable | data not applicable | data not applicable | data not applicable | data not applicable | data not applicable | data not applicable | data not applicable | data not applicable | data not applicable | data not applicable | data not available | 46691 | N | N | data not available | Y | data not available | data not available | 45470 | data not available | 720
1023490094814 | [6 empty] | NFPA EXPORT (CEMG) | HYDER INTERNATIONAL LANDFILL SITE |  |  | Sundon | Beds | LU3 3PE | England | 503810 | 228290 | Sundon | Sundon 33kV | Sundon Primary 11kV T3&T4 | 11 | Eastern Power Networks (EPN) | Biofuel - Landfill gas | Engine (combustion / reciprocating) |  |  |  | 1.76 | [12 empty] | No | Connected | 1.76 | 1.76 | 1.853 |  |  | 1996-09-24 | [13 empty] | 2024-11-14 | -0.38826 | 51.6803 | 51.6803210302638, -0.388257656123437 | EPN-S0000000F8006 | Fossil fuel
2000000000000 | [5 empty] | DATA NOT AVAILABLE | NFPA LTD | DATA NOT AVAILABLE | EXPORT SUPPLY | WASTE PLANT | BASINGSTOKE | HAMPSHIRE | RG24 8YF | ENGLAND | 462321 | 153521 | BRAMLEY (BASI) | BASINGSTOKE | CHINEHAM | 11 | SOUTHERN ELECTRIC POWER DISTRIBUTION PLC | OTHER | ENGINE (COMBUSTION / RECIPROCATING) | NO | DATA NOT AVAILABLE | DATA NOT AVAILABLE | 11.4 | DATA NOT AVAILABLE | DATA NOT AVAILABLE | DATA NOT AVAILABLE | DATA NOT AVAILABLE | DATA NOT AVAILABLE | DATA NOT AVAILABLE | DATA NOT AVAILABLE | DATA NOT AVAILABLE | DATA NOT AVAILABLE | DATA NOT AVAILABLE | DATA NOT AVAILABLE | DATA NOT AVAILABLE | NO | CONNECTED | 11.4 | 11.4 | 12 | DATA NOT AVAILABLE | DATA NOT AVAILABLE | DATA NOT AVAILABLE | DATA NOT AVAILABLE | DATA NOT AVAILABLE | DATA NOT AVAILABLE | DATA NOT AVAILABLE | DATA NOT AVAILABLE | DATA NOT AVAILABLE | DATA NOT AVAILABLE | N | DATA NOT AVAILABLE | DATA NOT AVAILABLE | DATA NOT AVAILABLE | DATA NOT AVAILABLE | DATA NOT AVAILABLE | 44105
data not available | [5 empty] | data not available | Innova | Storeton Hall Fm | Storeton Hall Farm | data not available | Storeton | Wirral | CH63 6HT | England | 329391 | 385322 | BIRKENHEAD | data not available | data not available | 132 | SP Manweb plc | Stored Energy | Storage - Electrochemical (Batteries) | No | data not available | data not available | 80 | data not applicable | data not applicable | No | 0 | 0 | 0 | data not applicable | data not applicable | No | 0 | 0 | 0 | data not available | Accepted to Connect | data not applicable | data not applicable | data not applicable | data not applicable | data not applicable | data not applicable | 80 | 80 | 84.2105 | 80 | 84.2105 | 44837 | 46327 | N | N | data not available | Y | 615296657 | data not available | 45625 | data not available | 729
data not available | [5 empty] | data not available | Renewables Connections Solar Holdings Ltd | Strathruddie Farm | Strathruddie Farm | Kinglassie | Westfield | Fife | KY5 0UA | Scotland | 321400 | 697300 | Westfield | data not applicable | data not available | 33 | SP Distribution Ltd | Stored Energy | Storage - Electrochemical (Batteries) | No | 0 | 0 | 22 | Solar | Photovoltaic | No | data not available | data not available | 22 | data not applicable | data not applicable | No | 0 | 0 | 0 | No | Accepted to Connect | data not applicable | data not applicable | data not applicable | data not applicable | data not applicable | data not applicable | 44 | 20 | 21.0526 | 20 | 21.0526 | 44243 | 46326 | N | N | data not available | Y | 619697746 | data not available | 44889 | data not available | 735
data not available | [5 empty] | data not available | Thistle Power Services Ltd | Thistle Energy Complex | Bandeath Industrial Estate | Throsk | Stirling | Stirlingshire | FK7 7NP | Scotland | 285270 | 691574 | Stirling | data not applicable | data not available | 33 | SP Distribution Ltd | Stored Energy | Storage - Electrochemical (Batteries) | No | data not available | data not available | 42.7 | Solar | Photovoltaic | No | 0 | 0 | 49.9 | data not applicable | data not applicable | No | 0 | 0 | 0 | No | Accepted to Connect | data not applicable | data not applicable | data not applicable | data not applicable | data not applicable | data not applicable | 92.6 | 49.9 | 52.5263 | 26 | 27.3684 | 45279 | 46843 | N | N | data not available | Y | 618989153 | data not available | 45426 | data not available | 747
data not available | [5 empty] | data not available | EcoDev Group | Tomahawk BESS | Lower House Lane Depot, LowerHouse Lane | Kingsway Estate, Widnes | Halton | Merseyside | WA8 7AW | England | 349425 | 384008 | RAINHILL | BOLD G2A / PRESCOT GT1B / WIDNES GT1 / WIDNES GT2 | data not available | 33 | SP Manweb plc | Stored Energy | Storage - Electrochemical (Batteries) | No | data not available | data not available | 13.37 | data not applicable | data not applicable | No | 0 | 0 | 0 | data not applicable | data not applicable | No | 0 | 0 | 0 | data not available | Accepted to Connect | data not applicable | data not applicable | data not applicable | data not applicable | data not applicable | data not applicable | 13.37 | 13.37 | 14.0737 | 13.37 | 14.0737 | data not available | data not available | N | N | data not available | Y | 615296657 | data not available | 45565 | data not available | 752
data not available | [5 empty] | data not applicable | GreenGridPower3 Ltd | Torrance Farm extension 2 | Netherton Farm | Westcraigs Road | Harthill | North Lanarkshire | ML7 5TT | Scotland | 290545 | 665245 | Bathgate | data not applicable | data not available | 33 | SP Distribution Ltd | Wind | Onshore wind turbines | No | 0 | 0 | 21.6 | data not applicable | data not applicable | No | 0 | 0 | 0 | data not applicable | data not applicable | No | 0 | 0 | 0 | No | Accepted to Connect | data not applicable | data not applicable | data not applicable | data not applicable | data not applicable | data not applicable | 21.6 | 21.6 | 22.7368 | 0 | 0 | 44278 | 46112 | N | N | data not available | Y | 615716469 | data not available | 44862 | data not available | 758
data not available | [5 empty] | data not available | FRV TH POWERTEK LIMITED | Tyler Hill | Tyller Hill | Pitcox, West Barns | Dunbar | East Lothian | EH42 1RG | Scotland | 364327 | 676169 | Dunbar | data not applicable | data not available | 33 | SP Distribution Ltd | Stored Energy | Storage - Electrochemical (Batteries) | No | data not available | data not available | 50.96 | data not applicable | data not applicable | No | 0 | 0 | 0 | data not applicable | data not applicable | No | 0 | 0 | 0 | No | Accepted to Connect | data not applicable | data not applicable | data not applicable | data not applicable | data not applicable | data not applicable | 50.96 | 49.9 | 52.5263 | 49.9 | 52.5263 | 44994 | 46873 | N | N | data not available | Y | 618091105 | data not available | 45625 | data not available | 767
data not available | [5 empty] | data not available | data not available | Units 1 & 2, Omega, Warrington, Warrington | data not available | data not available | data not available | Cheshire | data not available | England | 355539 | 390373 | CARRINGTON / FIDDLERS FERRY | DALLAM GT1 / SANKEY BRIDGES GT1 / WARRINGTON GT3 | NORTH WEST WATER CAMPUS T1 / NORTH WEST WATER CAMPUS T2 / OMEGA T1 / OMEGA T2 / ORION BOULEVARD T1 | 33 | SP Manweb plc | Solar | Photovoltaic | No | 0 | 0 | 1.75 | data not applicable | data not applicable | No | 0 | 0 | 0 | data not applicable | data not applicable | No | 0 | 0 | 0 | data not available | Connected | 1.75 | 1.75 | 1.8421 | data not applicable | data not applicable | data not available | data not applicable | data not applicable | data not applicable | data not applicable | data not applicable | data not available | data not applicable | N | N | data not available | N | data not available | data not available | 45625 | data not available | 771
data not available | [5 empty] | data not available | UK Power Reserve Ltd | Vauxhall B (Booston Wood) | North Road Ellesmere Port Vauxhall | Ch65 2Jf | Ellesmere | Wirral | CH65 2JF | England | 338169 | 379085 | CAPENHURST | BROMBOROUGH GT2 / ELLESMERE PORT GT1 / HOOTON PK GT1A / HOOTON PK GT2A | data not available | 33 | SP Manweb plc | Stored Energy | Storage - Electrochemical (Batteries) | No | data not available | data not available | 20 | data not applicable | data not applicable | No | 0 | 0 | 0 | data not applicable | data not applicable | No | 0 | 0 | 0 | data not available | Connected | 20 | 20 | 21.0526 | 20 | 21.0526 | data not available | data not applicable | data not applicable | data not applicable | data not applicable | data not applicable | data not available | data not applicable | N | N | data not available | N | data not available | data not available | 44088 | data not available | 774
data not available | [5 empty] | data not available | On-Site Energy Ltd | Vauxhall Motors | North Road | data not available | Ellesemere Port | Cheshire | CH65 1AL | England | 337974 | 378760 | CAPENHURST | HOOTON PARK 1B / HOOTON PARK 2B | data not available | 33 | SP Manweb plc | Fossil - Gas | Steam-gas turbine (CCGT) | Yes | 0 | 0 | 5.68 | data not applicable | data not applicable | No | 0 | 0 | 0 | data not applicable | data not applicable | No | 0 | 0 | 0 | data not available | Accepted to Connect | data not applicable | data not applicable | data not applicable | data not applicable | data not applicable | data not applicable | 5.68 | 0 | 0 | 0 | 0 | 45250 | 45625 | N | N | data not available | Y | 619115395 | data not available | 45433 | data not available | 775
data not available | [5 empty] | data not available | data not available | Warmingham Solar Farm (619362288) | data not available | data not available | data not available | Cheshire | data not available | England | 371045 | 360732 | SOUTH MANCHESTER B | COPPENHALL GT1 / CREWE GT1 / CREWE GT2A / CREWE GT4A / RADWAY GREEN GT1 / RADWAY GREEN GT2 / WHITCHURCH GT2 | data not available | 33 | SP Manweb plc | Solar | Photovoltaic | No | 0 | 0 | 20 | data not applicable | data not applicable | No | 0 | 0 | 0 | data not applicable | data not applicable | No | 0 | 0 | 0 | data not available | Accepted to Connect | data not applicable | data not applicable | data not applicable | data not applicable | data not applicable | data not applicable | 20 | 20 | 21.0526 | 0.2 | 0.21053 | 45397 | 46627 | N | N | data not available | Y | 619362288 | data not available | 45532 | data not available | 781
1030085114723 | [6 empty] | NG Bailey | ARLA FOODS | COLLEGE RD |  | Aston | Bucks | HP22 5EZ | England | 487485 | 213389 | Sundon | Aylesbury East Grid 33kV | Arla Dairies Primary 11kV | 11 | Eastern Power Networks (EPN) | Fossil - Gas | Steam turbine (thermal power plant) |  |  |  | 6 | [12 empty] | No | Connected | 6 | 6 | 6.316 |  |  | 2016-07-13 | [13 empty] | 2020-11-13 | 1.1441 | 51.7909 | 51.790925157012, 1.14408688605513 | EPN-S0000000D3027 | Wind
1200062610723 | [6 empty] | NHS | HAMMERSMITH HOSPITAL | HAMMERSMITH HOSPITAL | DU CANE ROAD | HAMMERSMITH | LONDON | W12 0HS | England | 522450 | 181207 | Willesden Grid 66kV | - | Bulwer St 11kV | 11 | London Power Networks (LPN) | Fossil - Gas | Engine (combustion / reciprocating) |  |  |  | 2 | [12 empty] | No | Connected | 2 | 2 | 2.105 | 0.001 | 0.001 | 2019-07-25 | [13 empty] | 2020-11-13 | 0.073016 | 51.4941 | 51.4941399816517, 0.0730160187105806 | LPN-S000000000784 | Fossil fuel
data not available | [5 empty] | data not available | Ineos | Weston Point Steam 62 | South Parade | Weston Point | Runcorn | Wirral | WA7 4HZ | England | 350476 | 380563 | FRODSHAM / ROCKSAVAGE | data not available | data not available | 33 | SP Manweb plc | Waste | Engine (combustion / reciprocating) | Yes | 0 | 0 | 62.325 | data not applicable | data not applicable | No | 0 | 0 | 0 | data not applicable | data not applicable | No | 0 | 0 | 0 | data not available | Connected | 62.325 | 62.325 | 65.6053 | data not applicable | data not applicable | data not available | data not applicable | data not applicable | data not applicable | data not applicable | data not applicable | data not available | data not applicable | N | N | data not available | N | data not available | data not available | 44088 | data not available | 803
data not available | [5 empty] | data not available | data not available | Wincham Lane Farm | N/A | N/A | data not available | Cheshire | data not available | England | 367735 | 375387 | CARRINGTON / FIDDLERS FERRY | HARTFORD GT1 / LOSTOCK GT2 / WINSFORD GT1 / WINSFORD GT2 | data not available | 33 | SP Manweb plc | Fossil - Oil | Engine (combustion / reciprocating) | No | 0 | 0 | 20 | data not applicable | data not applicable | No | 0 | 0 | 0 | data not applicable | data not applicable | No | 0 | 0 | 0 | data not available | Accepted to Connect | data not applicable | data not applicable | data not applicable | data not applicable | data not applicable | data not applicable | 20 | 20 | 21.0526 | data not applicable | data not applicable | data not available | data not available | N | N | data not available | Y | data not available | data not available | 45749 | data not available | 942
data not available | [5 empty] | data not applicable | Energiekontor UK LTD | Wull Muir Wind Farm | Will Muir | data not available | Heriot | Midlothian | EH38 5YE | Scotland | 337514 | 654340 | Kaimes | data not applicable | data not available | 33 | SP Distribution Ltd | Wind | Onshore wind turbines | No | 0 | 0 | 38.4 | data not applicable | data not applicable | No | 0 | 0 | 0 | data not applicable | data not applicable | No | 0 | 0 | 0 | No | Accepted to Connect | data not applicable | data not applicable | data not applicable | data not applicable | data not applicable | data not applicable | 38.4 | 40 | 42.1053 | 0.25 | 0.26316 | 45413 | 47056 | N | N | data not available | Y | 619317293 | data not available | 45687 | data not available | 820
1800035344396 | [5 empty] | data not applicable | NHS Greater Glasgow & Clyde | Royal Infirmary CHP | Glasgow Royal Infirmary | Castle Street | Glasgow | Glasgow City | G4 0SF | Scotland | 260200 | 665771 | Charlotte Street | data not applicable | HUNTER STREET (11kV) | 11 | SP Distribution Ltd | Other | Steam-gas turbine (CCGT) | Yes | 0 | 0 | 2 | data not applicable | data not applicable | No | 0 | 0 | 0 | data not applicable | data not applicable | No | 0 | 0 | 0 | Yes | Connected | 2 | 0 | 0 | 0 | 0 | data not available | data not applicable | data not applicable | data not applicable | data not applicable | data not applicable | data not available | data not available | N | N | data not available | N | data not available | data not available | 44934 | data not available | 675
data not available | [5 empty] | data not applicable | Aldi | Aldi Distribution Centre | Pottishaw Road |  | Bathgate | West Lothian | EH48 2FB | Scotland | 296982 | 666291 | Bathgate | data not applicable | Pyramid | 11 | SP Distribution Ltd | Solar | Photovoltaic | No | 0 | 0 | 1.3 | data not applicable | data not applicable | No | 0 | 0 | 0 | data not applicable | data not applicable | No | 0 | 0 | 0 | No | Connected | 1.3 | 1.3 | data not available | 0 | 0 | 42299 | data not applicable | data not available | data not available | data not available | data not available | data not available | data not available | N | N | data not available | N | data not available | data not available | 44088 | data not available | 1
data not available | [5 empty] | data not applicable | data not available | Cic Quote, Off A6106 Newcraighall, Edinb | OFF A6106 | NEWCRAIGHALL | Edinburgh | Edinburgh City | EH15 3## | Scotland | data not available | data not available | Kaimes | data not applicable | data not available | data not available | SP Distribution Ltd | Solar | Photovoltaic | No | 0 | 0 | 4.983 | data not applicable | data not applicable | No | 0 | 0 | 0 | data not applicable | data not applicable | No | 0 | 0 | 0 | No | Accepted to Connect | data not applicable | data not applicable | data not applicable | data not applicable | data not applicable | data not applicable | 4.983 | data not available | data not available | data not available | data not available | data not available | data not available | N | N | data not available | N | data not available | data not available | 44057 | data not available | 5
data not available | [5 empty] | data not available | data not available | Cic, G98, Cammo, Edinburgh Cala | Cammo Grove | Maybury Road | Armadale | West Lothian | EH4 8HA | Scotland | 318497 | 674765 | Sighthill | data not applicable | data not available | data not available | SP Distribution Ltd | data not available | data not available | No | 0 | 0 | 1 | data not applicable | data not applicable | No | 0 | 0 | 0 | data not applicable | data not applicable | No | 0 | 0 | 0 | No | Accepted to Connect | data not applicable | data not applicable | data not applicable | data not applicable | data not applicable | data not applicable | 1 | data not available | data not available | data not available | data not available | 43774 | data not available | N | N | data not available | N | data not available | data not available | 44026 | data not available | 7
data not available | [5 empty] | data not available | data not available | Gen+P Off A7 & B704, Gorebridge, Eh23 4L | Off A7 & B704 |  | Gorebridge | Midlothian | EH23 4LJ | Scotland | 333158 | 662689 | Portobello | data not applicable | data not available | data not available | SP Distribution Ltd | data not available | data not available | No | 0 | 0 | 1.43 | data not applicable | data not applicable | No | 0 | 0 | 0 | data not applicable | data not applicable | No | 0 | 0 | 0 | No | Accepted to Connect | data not applicable | data not applicable | data not applicable | data not applicable | data not applicable | data not applicable | 1.43 | data not available | data not available | data not available | data not available | 43725 | data not available | N | N | data not available | N | data not available | data not available | 44026 | data not available | 13
data not available | [5 empty] | data not applicable | Environmental Energy Investments | Glenhead Farm (Upper) | Glenhead Farm | High Banton Road | Kilsyth | North Lanarkshire | G65 0RB | Scotland | 273746 | 680043 | Bonnybridge | data not applicable | data not available | 11 | SP Distribution Ltd | Solar | Photovoltaic | No | 0 | 0 | 5 | data not applicable | data not applicable | No | 0 | 0 | 0 | data not applicable | data not applicable | No | 0 | 0 | 0 | No | Accepted to Connect | data not applicable | data not applicable | data not applicable | data not applicable | data not applicable | data not applicable | 5 | data not available | data not available | data not available | data not available | data not available | data not available | N | N | data not available | N | data not available | data not available | 44026 | data not available | 16
data not available | [5 empty] | data not applicable | Environmental Energy Investments | Glenhead Farm Lower Solar Array | Glenhead Farm | High Banton Road | Kilsyth | North Lanarkshire | G65 0RB | Scotland | 274229 | 678358 | Bonnybridge | data not applicable | data not available | 11 | SP Distribution Ltd | Solar | Photovoltaic | No | 0 | 0 | 4.1 | data not applicable | data not applicable | No | 0 | 0 | 0 | data not applicable | data not applicable | No | 0 | 0 | 0 | No | Accepted to Connect | data not applicable | data not applicable | data not applicable | data not applicable | data not applicable | data not applicable | 4.1 | data not available | data not available | data not available | data not available | data not available | data not available | N | N | data not available | N | data not available | data not available | 44026 | data not available | 17
data not available | [5 empty] | data not applicable | Forsa (Formerly Buccleuch/2020) | Glenmuckloch Wind Farm | Land North Of Glenmuckloch Surface Coal Mine |  | Glenmuckloch | Dumfries and Galloway | DG4 | Scotland | 270269 | 615690 | Coylton | data not applicable | data not available | 11 | SP Distribution Ltd | Wind | Onshore wind turbines | No | 0 | 0 | 25.6 | data not applicable | data not applicable | No | 0 | 0 | 0 | data not applicable | data not applicable | No | 0 | 0 | 0 | No | Accepted to Connect | data not applicable | data not applicable | data not applicable | data not applicable | data not applicable | data not applicable | 25.6 | data not available | data not available | data not available | data not available | data not available | data not available | N | N | data not available | N | data not available | data not available | 44057 | data not available | 18
data not available | [5 empty] | data not available | Kerry Group | Glenochil Yeast Factory | Tullibody Road |  | Menstrie | Clackmanshire | FK11 7ES | Scotland | 285787 | 696483 | Devonside | data not applicable | Menstrie | 11 | SP Distribution Ltd | data not available | data not available | No | 0 | 0 | 1.96 | data not applicable | data not applicable | No | 0 | 0 | 0 | data not applicable | data not applicable | No | 0 | 0 | 0 | No | Accepted to Connect | data not applicable | data not applicable | data not applicable | data not applicable | data not applicable | data not applicable | 1.96 | data not available | data not available | data not available | data not available | 43683 | data not available | N | N | data not available | N | data not available | data not available | 44088 | data not available | 19
data not available | [5 empty] | data not applicable | Ventient (Formerly Infinis) | Glentaggart Wind Farm | To The South East Of The Settlement Of Glespin In South Lanarkshire |  | Glespin | South Lanarkshire | ML11 | Scotland | 286170 | 627590 | Linnmill | data not applicable | data not available | data not available | SP Distribution Ltd | Wind | Onshore wind turbines | No | 0 | 0 | 17 | data not applicable | data not applicable | No | 0 | 0 | 0 | data not applicable | data not applicable | No | 0 | 0 | 0 | No | Accepted to Connect | data not applicable | data not applicable | data not applicable | data not applicable | data not applicable | data not applicable | 17 | data not available | data not available | data not available | data not available | data not available | data not available | N | N | data not available | N | data not available | data not available | 44057 | data not available | 20
data not available | [5 empty] | data not applicable | Rm Brown & Son Ltd | Inchdairnie | Inchdairnie Renewable Energy |  | Lochgelly | Fife | KY5 0UL | Scotland | 324885 | 699061 | Westfield | data not applicable | data not available | data not available | SP Distribution Ltd | Biofuel - Biogas from anaerobic digestion (excluding landfill & sewage) | Gas turbine (OCGT) | No | 0 | 0 | 2 | data not applicable | data not applicable | No | 0 | 0 | 0 | data not applicable | data not applicable | No | 0 | 0 | 0 | No | Accepted to Connect | data not applicable | data not applicable | data not applicable | data not applicable | data not applicable | data not applicable | 2 | data not available | data not available | data not available | data not available | data not available | data not available | N | N | data not available | N | data not available | data not available | 44088 | data not available | 21
data not available | [5 empty] | data not applicable | Peel Environmental | North Clyde Recycling Centre (Resubmission) | Rothesay Dock |  | Clydebank | West Dunbartonshire | G81 1LX | Scotland | 250389 | 669199 | Drumchapel | data not applicable | data not available | data not available | SP Distribution Ltd | Biofuel - Biogas from anaerobic digestion (excluding landfill & sewage) | Gas turbine (OCGT) | No | 0 | 0 | 1.6 | data not applicable | data not applicable | No | 0 | 0 | 0 | data not applicable | data not applicable | No | 0 | 0 | 0 | No | Accepted to Connect | data not applicable | data not applicable | data not applicable | data not applicable | data not applicable | data not applicable | 1.6 | data not available | data not available | data not available | data not available | data not available | data not available | N | N | data not available | N | data not available | data not available | 44088 | data not available | 26
2199989617794 | [5 empty] | data not applicable | Nhs wales | Princess of wales hospital | Princess Of Wales Hospital | Coity Road | Bridgend | Mid Glamorgan | CF31 1RQ | United Kingdom | 291046 | 181032 | Pyle Grid | Bridgend Grid | Litchard | data not available | National Grid Electricity Distribution (South Wales) Plc | Fossil - Oil | Engine (combustion / reciprocating) | No | data not available | data not available | 1.225 | data not applicable | data not applicable | data not applicable | data not available | data not available | data not applicable | data not applicable | data not applicable | data not applicable | data not available | data not available | data not applicable | data not available | Connected | 1.225 | data not available | data not available | data not available | data not available | 39569 | data not applicable | data not applicable | data not applicable | data not applicable | data not applicable | data not applicable | data not applicable | data not available | data not available | data not available | data not available | data not available | data not available | 45750
data not available | [5 empty] | data not applicable | Abbey Group | Blackhill Wind Turbine | Black Hill | Letham mains farm | Lesmahagow | Lanarkshire | ML11 0HJ | Scotland | 278789 | 639399 | Redshaw | data not applicable | LESMAHAGOW (11kV) | 11 | SP Distribution Ltd | Wind | Onshore wind turbines | No | 0 | 0 | 4.2 | data not applicable | data not applicable | No | 0 | 0 | 0 | data not applicable | data not applicable | No | 0 | 0 | 0 | No | Accepted to Connect | data not applicable | data not applicable | data not applicable | data not applicable | data not applicable | 2 | 8 | 8.4 | 8.8421 | 0 | 0 | 1899-12-31 00:00:00 | 47057 | N | N | data not available | Y | 617821167 | data not available | 45625 | data not available | 37
data not available | [5 empty] | data not applicable | Stewart Energy | Lesmahagow Windfarm | Draffan Road | data not available | Draffan | South Lanarkshire | ML9 3DQ | Scotland | 279570 | 646510 | Redshaw | data not applicable | LESMAHAGOW (11kV) | 11 | SP Distribution Ltd | Wind | Onshore wind turbines | No | 0 | 0 | 2.175 | data not applicable | data not applicable | No | 0 | 0 | 0 | data not applicable | data not applicable | No | 0 | 0 | 0 | No | Accepted to Connect | data not applicable | data not applicable | data not applicable | data not applicable | data not applicable | data not applicable | 2.25 | 2.25 | 2.3684 | 0 | 0 | data not available | data not available | N | N | data not available | Y | data not available | data not available | 45625 | data not available | 40
1023470439930 | [6 empty] | NM RENEWABLE ENERGY | MAYTON WOOD LANDFILL | Mayton Eoad | Frettingham | Norwich | Norfolk | NR12 7NT | England | 624590 | 320940 | Norwich Main | Thorpe Grid 33kV | Scottow Primary 11kV | 11 | Eastern Power Networks (EPN) | Biofuel - Landfill gas | Engine (combustion / reciprocating) |  |  |  | 1.8 | [12 empty] | No | Connected | 1.8 | 1.8 | 1.895 |  |  | 2002-10-07 | [13 empty] | 2024-11-14 | 1.761 | 52.4797 | 52.4797470626083, 1.7609586959393 | EPN-S0000000H5039 | Wind
data not available | [5 empty] | data not applicable | Greentech Projects Holding UK Limited | Aberdour Solar Farm | Aberdour | Burtisland | Inverkeithing | Fife | KY3 0RN | Scotland | 316986 | 687017 | Inverkeithing | data not applicable | data not available | 33 | SP Distribution Ltd | Solar | Photovoltaic | No | 0 | 0 | 25 | data not applicable | data not applicable | No | 0 | 0 | 0 | data not applicable | data not applicable | No | 0 | 0 | 0 | No | Accepted to Connect | data not applicable | data not applicable | data not applicable | data not applicable | data not applicable | data not applicable | 25 | 25 | 26.3158 | 0 | 0 | 44445 | 46203 | N | N | data not available | Y | 620554653 | data not available | 44889 | data not available | 57
data not available | [5 empty] | data not applicable | Advanced Grid Solutions Ltd | AGS Bonnyton Solar & BESS | Land opposite Bonnyton Golf Club | Kirkton Moor Road | data not available | data not available | G74 0QA | Scotland | 254866 | 652841 | Giffnock | data not applicable | data not available | 33 | SP Distribution Ltd | Stored Energy | Storage - Electrochemical (Batteries) | No | 0 | 0 | 9.9 | Solar | Photovoltaic | No | 0 | 0 | 19.8 | data not applicable | data not applicable | No | 0 | 0 | 0 | No | Accepted to Connect | data not applicable | data not applicable | data not applicable | data not applicable | data not applicable | data not applicable | 29.7 | 19.8 | 20.8421 | 7 | 7.3684 | 45483 | 46721 | N | N | data not available | Y | 619176020 | data not available | 45706 | data not available | 45
data not available | [5 empty] | data not available | Bluestone Energy Ltd | Airdrie BESS | Airdrie WWTW, | Coatbridge | Coatbridge | North Lanarkshire | ML5 4RL | Scotland | 275079 | 664332 | Coatbridge | data not applicable | data not available | 33 | SP Distribution Ltd | Stored Energy | Storage - Electrochemical (Batteries) | No | data not available | data not available | 46.8 | data not applicable | data not applicable | No | 0 | 0 | 0 | data not applicable | data not applicable | No | 0 | 0 | 0 | Yes | Accepted to Connect | data not applicable | data not applicable | data not applicable | data not applicable | data not applicable | data not applicable | 46.8 | 45 | 47.3684 | 45 | 47.3684 | 44628 | 47057 | N | N | data not available | Y | 616565590 | data not available | 44886 | data not available | 62
data not available | [5 empty] | data not available | Task Contractor Solutions | Altcar Battery | Altcar Training Camp | Altcar Training Camp | data not available | Merseyside | data not available | England | 329365 | 404768 | KIRKBY | AINTREE GT1 / FORMBY GT2A / LITHERLAND GT1B | data not available | 33 | SP Manweb plc | Stored Energy | Storage - Electrochemical (Batteries) | No | data not available | data not available | 10 | data not applicable | data not applicable | No | 0 | 0 | 0 | data not applicable | data not applicable | No | 0 | 0 | 0 | data not available | Accepted to Connect | data not applicable | data not applicable | data not applicable | data not applicable | data not applicable | data not applicable | 10 | 10 | 10.5263 | 10 | 10.5263 | data not available | data not available | N | N | data not available | Y | data not available | data not available | 45749 | data not available | 852
data not available | [5 empty] | data not available | Innogy Renewables Uk Ltd | Alwens Forest extension | Alwen Forest | Alwen Reservoir Cerrigydrudion | Corwen | North Wales | LL21 9TT | Wales | 296254 | 353765 | CONNAHS QUAY / PENTIR / ST ASAPH (SASA) | data not available | data not available | 33 | SP Manweb plc | Wind | Onshore wind turbines | No | 0 | 0 | 26.9 | data not applicable | data not applicable | No | 0 | 0 | 0 | data not applicable | data not applicable | No | 0 | 0 | 0 | data not available | Accepted to Connect | data not applicable | data not applicable | data not applicable | data not applicable | data not applicable | data not applicable | 26.9 | 32.5 | 34.2105 | data not applicable | data not applicable | data not available | 46752 | N | N | data not available | Y | data not available | data not available | 45594 | data not available | 70
1800060906847 | [5 empty] | data not applicable | No Info. | Levenseat EfW | Levenseat Efw | Levenseat Quarry | Forth | South Lanarkshire | ML11 8EP | Scotland | 294854 | 655234 | Newarthill | data not applicable | FORTH (11kV) | 11 | SP Distribution Ltd | Biofuel - Landfill gas | Steam-gas turbine (CCGT) | No | data not available | data not available | 11 | data not applicable | data not applicable | No | 0 | 0 | 0 | data not applicable | data not applicable | No | 0 | 0 | 0 | No | Connected | 11 | 11 | 11.5789 | 0 | 0 | 42876 | data not applicable | data not applicable | data not applicable | data not applicable | data not applicable | 42779 | data not available | N | N | data not available | N | 224220 | data not available | 44088 | data not available | 495
data not available | [5 empty] | data not available | NoESTLE UK LTD | Cereal Partners | Port Causeway | Bromborough | Bromborough | Wirral | CH62 4TH | England | 334953 | 383594 | BIRKENHEAD | BROMBOROUGH GT3 / ROCK FERRY GT2 | CEREAL PARTNoERS T1 / LEVER GEORGIA AVE T1 / POOL LA T1 / UML LEVER BROMBOROUGH T2 | 33 | SP Manweb plc | Fossil - Gas | Steam-gas turbine (CCGT) | Yes | 0 | 0 | 4.6 | data not applicable | data not applicable | No | 0 | 0 | 0 | data not applicable | data not applicable | No | 0 | 0 | 0 | data not available | Connected | 4.6 | 4.6 | 4.8421 | data not applicable | data not applicable | data not available | data not applicable | data not applicable | data not applicable | data not applicable | data not applicable | data not available | data not applicable | N | N | data not available | N | data not available | data not available | 44088 | data not available | 208
data not available | [5 empty] | data not available | YLEM Energy limited | Ardencaple Farm | Ardencaple Farm | Rhu | Helensburgh | Argyll and Bute | G84 8JX | Scotland | 228626 | 684225 | Helensburgh | data not applicable | Helensburgh GSP | 33 | SP Distribution Ltd | Stored Energy | Storage - Electrochemical (Batteries) | No | data not available | data not available | 51.75 | data not applicable | data not applicable | No | 0 | 0 | 0 | data not applicable | data not applicable | No | 0 | 0 | 0 | No | Accepted to Connect | data not applicable | data not applicable | data not applicable | data not applicable | data not applicable | data not applicable | 51.75 | 50 | 52.6316 | 50.5 | 53.1579 | 45302 | 47088 | N | N | data not available | Y | 619322099 | data not available | 45706 | data not available | 80
data not available | [5 empty] | data not applicable | Airtricity | Ardrossan Windfarm (Hauplandmuir) | Ardrossan Farm | Anderson Terrace | Ardrossan | North Ayrshire | KA22 8JP | Scotland | 223500 | 642500 | Saltcoats | data not applicable | data not available | 33 | SP Distribution Ltd | Wind | Onshore wind turbines | No | 0 | 0 | 24 | data not applicable | data not applicable | No | 0 | 0 | 0 | data not applicable | data not applicable | No | 0 | 0 | 0 | Yes | Connected | 30 | 29.9 | 31.4737 | 0 | 0 | 37974 | data not applicable | data not applicable | data not applicable | data not applicable | data not applicable | data not available | data not available | N | N | data not available | N | data not available | data not available | 44088 | data not available | 84
data not available | [5 empty] | data not available | Arran View Storage Limited | Arran View | Jameston Farm | Arran View Dairy | Dalry | North Ayrshire | KA24 4EY | Scotland | 231795 | 646569 | Kilwinning | data not applicable | data not available | 33 | SP Distribution Ltd | Stored Energy | Storage - Electrochemical (Batteries) | No | data not available | data not available | 20 | data not applicable | data not applicable | No | 0 | 0 | 0 | data not applicable | data not applicable | No | 0 | 0 | 0 | Yes | Accepted to Connect | data not applicable | data not applicable | data not applicable | data not applicable | data not applicable | data not applicable | 20 | 20 | 21.0526 | 20 | 21.0526 | 44823 | 46295 | N | N | data not available | N | 617008176 | data not available | 45019 | data not available | 86
2200042424768 | [5 empty] | 2200042424759 | Nomansland biogas limited | Tiverton menchine farm ad plant | Ad Plant, Menchine Farm | Nomansland | Tiverton | Devon | EX16 8NP | United Kingdom | 283338 | 113536 | Exeter Main Sgp | Exeter City Bsp | Witheridge | 11 | National Grid Electricity Distribution (South West) Plc | Biofuel - Biogas from anaerobic digestion (excluding landfill & sewage) | Engine (combustion / reciprocating) | No | data not available | data not available | 2 | data not applicable | data not applicable | Yes | data not available | data not available | 0.6 | Solar | Photovoltaic | No | data not available | data not available | 0.3 | data not available | Connected | 2.9 | 1.805 | 1.9 | 0.285 | 0.3 | 42349 | data not applicable | data not applicable | data not applicable | data not applicable | data not applicable | data not applicable | data not applicable | data not available | data not available | data not available | data not available | data not available | data not available | 45750
data not available | [5 empty] | data not available | data not available | Astmoor Sewerage | Warrington Rd | data not available | Runcorn | Wirral | WA7 1QH | England | 354227 | 383736 | FROD / INCE (FROD) | DUTTON GT2 / MOORE GT1 / PERCIVAL LA GT1 | ASTMOOR IND EST T1 / MACKAMAX T1 / MERSEY RD T1 / PICOW FARM RD T1 | 33 | SP Manweb plc | Solar | Photovoltaic | No | 0 | 0 | 1.0522 | data not applicable | data not applicable | No | 0 | 0 | 0 | data not applicable | data not applicable | No | 0 | 0 | 0 | data not available | Connected | 1.0522 | 0.9384 | 0.98779 | data not applicable | data not applicable | data not available | data not applicable | data not applicable | data not applicable | data not applicable | data not applicable | data not available | data not applicable | N | N | data not available | N | data not available | data not available | 45569 | data not available | 91
data not available | [5 empty] | data not applicable | CoGen Ltd | Avondale Bio Power | Land off Avondale Road | data not available | Falkirk | Stirlingshire | FK2 0YA | Scotland | 296118 | 678905 | Bainsford | data not applicable | data not available | 33 | SP Distribution Ltd | Biofuel - Landfill gas | Steam-gas turbine (CCGT) | No | 0 | 0 | 29.9 | data not applicable | data not applicable | No | 0 | 0 | 0 | data not applicable | data not applicable | No | 0 | 0 | 0 | No | Accepted to Connect | data not applicable | data not applicable | data not applicable | data not applicable | data not applicable | data not applicable | 29.9 | 29.9 | 31.4737 | 14 | 14.7368 | 44216 | 45230 | N | N | data not available | Y | 615144286 | data not available | 44861 | data not available | 98
1100050223227 | [5 empty] | data not applicable | Non fossil purchasing agency | Ebet export site 2 | Ebet Export Site 2, Arc Central | Burntstump Hill, Arnold | Nottingham | Nottinghamshire | NG5 8PR | United Kingdom | 458547 | 350098 | Chesterfield 132Kv S Stn | Annesley 33Kv S Stn | Calverton 33 11Kv S Stn | 0.4 | National Grid Electricity Distribution (East Midlands) Plc | Biofuel - Landfill gas | Engine (combustion / reciprocating) | No | data not available | data not available | 1 | data not applicable | data not applicable | data not applicable | data not available | data not available | data not applicable | data not applicable | data not applicable | data not applicable | data not available | data not available | data not applicable | data not available | Connected | 1 | data not available | data not available | data not available | data not available | 36264 | data not applicable | data not applicable | data not applicable | data not applicable | data not applicable | data not applicable | data not applicable | data not available | data not available | data not available | data not available | data not available | data not available | 45750
data not available | [5 empty] | data not applicable | SP Distribution plc | Balmore WTW | Scottish Water, Balmore Water Treatment Works | Glenorchard Road | Balmore | East Renfrewshire | G64 4DR | Scotland | 260332 | 674133 | Killermont | data not applicable | BALMORE (11kV) | 11 | SP Distribution Ltd | Solar | Photovoltaic | No | 0 | 0 | 5.145 | data not applicable | data not applicable | No | 0 | 0 | 0 | data not applicable | data not applicable | No | 0 | 0 | 0 | Yes | Connected | 5.145 | 5.145 | 5.4158 | 0 | 0 | data not available | data not applicable | data not applicable | data not applicable | data not applicable | data not applicable | 44505 | data not available | N | N | data not available | N | 616652218 | data not available | 45625 | data not available | 107
data not available | [5 empty] | data not available | Banc_Du_Wind_Farm | Banc Du Wind Farm | Banc_Du_Wind_Farm | West Coast Energy Limited | data not available | Dee Valley and Mid Wales | SY18 6PP | Wales | 290050 | 282582 | LEGACY | LEGACY LOCAL GT2 / NEWTOWN GT2 / OSWESTRY GT5 / OSWESTRY GT8 / WELSHPOOL GT1 / WHITCHURCH GT1 | data not available | 33 | SP Manweb plc | Wind | Onshore wind turbines | No | 0 | 0 | 20 | data not applicable | data not applicable | No | 0 | 0 | 0 | data not applicable | data not applicable | No | 0 | 0 | 0 | data not available | Accepted to Connect | data not applicable | data not applicable | data not applicable | data not applicable | data not applicable | data not applicable | 20 | 20 | 21.0526 | data not applicable | data not applicable | data not available | 43496 | N | N | data not available | N | data not available | data not available | 45749 | data not available | 855
data not available | [5 empty] | data not applicable | Wilson Renewables | Bankend Rig Extension Windfarm | Bank End Rig II Windfarm | data not available | Darvel | East Ayrshire | KA17 0NA | Scotland | 264000 | 633700 | Kilmarnock South | data not applicable | data not available | 33 | SP Distribution Ltd | Wind | Onshore wind turbines | No | 0 | 0 | 6.9 | data not applicable | data not applicable | No | 0 | 0 | 0 | data not applicable | data not applicable | No | 0 | 0 | 0 | Yes | Accepted to Connect | data not applicable | data not applicable | data not applicable | data not applicable | data not applicable | data not applicable | 6.9 | 6.9 | 7.2632 | 0 | 0 | 44032 | 46691 | N | N | data not available | N | 614669579 | data not available | 44026 | data not available | 108
1023470533312 | [6 empty] | NON FOSSIL PURCHASING AGENCY | NPOWER LIMITED - FOXHALL LANDFILL SITE |  | Foxhall Road | Ipswich | Suffolk | IP10 0HT | England | 624960 | 243070 | Bramford | Cliff Quay Grid 33kV | Martlesham Primary 11kV | 11 | Eastern Power Networks (EPN) | Biofuel - Landfill gas | Engine (combustion / reciprocating) |  |  |  | 1.175 | [12 empty] | No | Connected | 1.175 | 1.175 | 1.237 |  |  | 1996-08-01 | [13 empty] | 2024-11-14 | 0.23276 | 51.5043 | 51.5043276004572, 0.232764335256464 |  | Biogas
data not available | [5 empty] | data not available | Roadnight Taylor | Bellevue Lane | Site 2 | Bellevue Lane | Chester | Wirral | CH3 7EJ | England | 343719 | 367804 | CAPENHURST | CHESTER MAIN GT4 / CRANE BANK GT1 / GUILDEN SUTTON GT1 / SALTNEY G2A | data not available | 33 | SP Manweb plc | Stored Energy | Storage - Electrochemical (Batteries) | No | data not available | data not available | 40 | data not applicable | data not applicable | No | 0 | 0 | 0 | data not applicable | data not applicable | No | 0 | 0 | 0 | data not available | Accepted to Connect | data not applicable | data not applicable | data not applicable | data not applicable | data not applicable | data not applicable | 40 | 20 | 21.0526 | 20 | 21.0526 | 42783 | 47208 | N | N | data not available | Y | 615850004 | data not available | 44917 | data not available | 119
data not available | [5 empty] | data not available | Bentley Motors | Bentley Motors | Bentley Motors | Pyms Lane | Crewe | Cheshire | CW1 3PL | England | 368511 | 356746 | CELLARHEAD | COPPENHALL GT1 / CREWE GT1 / CREWE GT2A / CREWE GT4A / RADWAY GREEN GT1 / RADWAY GREEN GT2 / WHITCHURCH GT2 |  | 33 | SP Manweb plc | Solar | Photovoltaic | No | 0 | 0 | 8 | data not applicable | data not applicable | No | 0 | 0 | 0 | data not applicable | data not applicable | No | 0 | 0 | 0 | data not available | Connected | 8 | 8 | 8.4211 | data not applicable | data not applicable |  | data not applicable | data not applicable | data not applicable | data not applicable | data not applicable | data not available | data not applicable | N | N | data not available | N | 617462032 | data not available | 45625 | data not available | 121
data not available | [5 empty] | data not applicable | Abbey Group | Blackhill Wind Turbine | Black Hill | Letham mains farm | Lesmahagow | Lanarkshire | ML11 0HJ | Scotland | 278789 | 639399 | Redshaw | data not applicable | LESMAHAGOW (11kV) | 11 | SP Distribution Ltd | Wind | Onshore wind turbines | No | 0 | 0 | 8 | data not applicable | data not applicable | No | 0 | 0 | 0 | data not applicable | data not applicable | No | 0 | 0 | 0 | No | Accepted to Connect | data not applicable | data not applicable | data not applicable | data not applicable | data not applicable | data not applicable | 8 | 8.4 | 8.8421 | 0 | 0 | 44988 | 47057 | N | N | data not available | Y | 617821167 | data not available | 45566 | data not available | 125
data not available | [5 empty] | data not available | data not available | Booth Lane | data not available | data not available | data not available | Cheshire | data not available | England | data not available | data not available | CARRINGTON / FIDDLERS FERRY | data not available | data not available | 132 | SP Manweb plc | Stored Energy | Storage - Electrochemical (Batteries) | No | data not available | data not available | 49.5 | data not applicable | data not applicable | No | 0 | 0 | 0 | data not applicable | data not applicable | No | 0 | 0 | 0 | data not available | Accepted to Connect | data not applicable | data not applicable | data not applicable | data not applicable | data not applicable | data not applicable | 49.5 | 49.5 | 52.1053 | 49.5 | 52.1053 | data not available | data not available | N | N | data not available | Y | 613643808 | data not available | 45749 | data not available | 859
data not available | [5 empty] | data not available | data not available | Bootle Data Centre 2 | data not available | data not available | data not available | Merseyside | data not available | England | 335700 | 397800 | KIRKBY | AINTREE GT1 / FORMBY GT2A / LITHERLAND GT1B | data not available | 33 | SP Manweb plc | Stored Energy | Storage - Electrochemical (Batteries) | No | data not available | data not available | 11 | data not applicable | data not applicable | No | 0 | 0 | 0 | data not applicable | data not applicable | No | 0 | 0 | 0 | data not available | Accepted to Connect | data not applicable | data not applicable | data not applicable | data not applicable | data not applicable | data not applicable | 11 | 11 | 11.5789 | 11 | 11.5789 | data not available | data not available | N | N | data not available | Y | data not available | data not available | 45749 | data not available | 860
data not available | [5 empty] | data not available | data not available | Brichfield | data not available | data not available | data not available | Wirral | data not available | England | data not available | data not available | BIRKENHEAD | data not available | data not available | 132 | SP Manweb plc | Stored Energy | Storage - Electrochemical (Batteries) | No | data not available | data not available | 80 | data not applicable | data not applicable | No | 0 | 0 | 0 | data not applicable | data not applicable | No | 0 | 0 | 0 | data not available | Accepted to Connect | data not applicable | data not applicable | data not applicable | data not applicable | data not applicable | data not applicable | 80 | 80 | 84.2105 | 80 | 84.2105 | data not available | data not available | N | N | data not available | Y | data not available | data not available | 45749 | data not available | 863
data not available | [5 empty] | data not available | Bridge road | Bridge Road | N/A | N/A | Isycoed | Dee Valley and Mid Wales | LL13 9PS | Wales | 330884 | 349550 | LEGACY | BRYMBO GT1 / LEGACY LOCAL GT1 / MARCHWIEL GT1 / MARCHWIEL GT2 / WREXHAM GT1 | data not available | 33 | SP Manweb plc | Fossil - Gas | Steam-gas turbine (CCGT) | No | 0 | 0 | 20 | data not applicable | data not applicable | No | 0 | 0 | 0 | data not applicable | data not applicable | No | 0 | 0 | 0 | data not available | Accepted to Connect | data not applicable | data not applicable | data not applicable | data not applicable | data not applicable | data not applicable | 20 | 20 | 21.0526 | N/A | data not available | data not available | data not available | N | N | data not available | Y | 613605898 | data not available | 45749 | data not available | 865
data not available | [5 empty] | data not applicable | Radio City Asscociation Ltd | Bridgend Wind | 1a Bridgend | data not available | Kilbirnie | North Ayrshire | KA25 7DF | Scotland | 231660 | 654679 | Johnstone | data not applicable | LOCHWINNOCH (11kV) | 11 | SP Distribution Ltd | Wind | Onshore wind turbines | No | 0 | 0 | 3 | data not applicable | data not applicable | No | 0 | 0 | 0 | data not applicable | data not applicable | No | 0 | 0 | 0 | Yes | Accepted to Connect | data not applicable | data not applicable | data not applicable | data not applicable | data not applicable | data not applicable | 3 | 2.5 | 2.6316 | 0 | 0 | 43327 | 45808 | N | N | data not available | N | 618188012 | data not available | 44088 | data not available | 144
data not available | [5 empty] | data not available | RWE Ltd | Bridgewater Paper 15MW BSS | Bridgewater Paper | North Road | Ellesmere Port | Wirral | CH65 1AF | England | 339131 | 378395 | CAPENHURST | data not available | data not available | 132 | SP Manweb plc | Stored Energy | Storage - Electrochemical (Batteries) | No | data not available | data not available | 15 | data not applicable | data not applicable | No | 0 | 0 | 0 | data not applicable | data not applicable | No | 0 | 0 | 0 | data not available | Accepted to Connect | data not applicable | data not applicable | data not applicable | data not applicable | data not applicable | data not applicable | 15 | 90 | 94.7368 | 17 | 17.8947 | data not available | data not available | N | N | data not available | Y | data not available | data not available | 45749 | data not available | 868
data not available | [5 empty] | data not available | Brain Kilgour | Broomloan Road | Broomloan Road | data not available | Glasgow | Glasgow City | G51 2QJ | Scotland | 255244 | 664850 | Govan | data not applicable | Govan GSP | 33 | SP Distribution Ltd | Stored Energy | Storage - Electrochemical (Batteries) | No | data not available | data not available | 49.9 | data not applicable | data not applicable | No | 0 | 0 | 0 | data not applicable | data not applicable | No | 0 | 0 | 0 | No | Accepted to Connect | data not applicable | data not applicable | data not applicable | data not applicable | data not applicable | data not applicable | 49.9 | 49.9 | 52.5263 | 49.9 | 52.5263 | 44630 | 46203 | N | N | data not available | Y | 616404644 | data not available | 44859 | data not available | 150
1023545882168 | [6 empty] | NON FOSSIL PURCHASING AGENCY | ROXWELL LANDFILL GENERATION |  | Boyton Cross | Roxwell | Essex | CM1 4LT | England | 565690 | 208580 | Rayleigh | Chelmsford East Grid 33kV | West Chelmsford Primary 11kV | 11 | Eastern Power Networks (EPN) | Biofuel - Landfill gas | Engine (combustion / reciprocating) |  |  |  | 3.5 | [12 empty] | No | Connected | 3.5 | 3.5 | 3.684 |  |  | 2006-07-06 | [13 empty] | 2024-11-14 | 1.3255 | 52.7394 | 52.7394094747786, 1.32554283371632 | EPN-S0000000H5059 | Biogas
data not available | [5 empty] | data not available | data not available | BYK Additives, Moorfield Road, Widnes | Moorfield Road | data not available | Widnes | Merseyside | WA8 3AA | England | 352518 | 387783 | RAINHILL | BOLD G2A / PRESCOT GT1B / WIDNES GT1 / WIDNES GT2 | data not available | 33 | SP Manweb plc | Solar | Photovoltaic | No | 0 | 0 | 1.848 | Fossil - Gas | Steam-gas turbine (CCGT) | No | 0 | 0 | 0.635 | data not applicable | data not applicable | No | 0 | 0 | 0 | data not available | Accepted to Connect | data not applicable | data not applicable | data not applicable | data not applicable | data not applicable | data not applicable | 2.483 | 2.483 | 2.6137 | data not applicable | data not applicable | data not available | data not available | N | N | data not available | Y | data not available | data not available | 45569 | data not available | 102
data not available | [5 empty] | data not available | data not available | Caergeiliog Solar Farm | B1 V1 The Solar Building Company | Sp Powersystems | Holyhead | North Wales | LL65 3HL | Wales | 230433 | 378080 | WYLFA | AMLWCH GT1 / CAERGEILIOG GT1 / GT2 | data not available | 33 | SP Manweb plc | Solar | Photovoltaic | No | 0 | 0 | 49.2 | data not applicable | data not applicable | No | 0 | 0 | 0 | data not applicable | data not applicable | No | 0 | 0 | 0 | data not available | Accepted to Connect | data not applicable | data not applicable | data not applicable | data not applicable | data not applicable | data not applicable | 49.2 | 49.2 | 51.7895 | data not applicable | data not applicable | data not available | data not available | N | N | data not available | Y | data not available | data not available | 44026 | data not available | 173
1023478541454 | [6 empty] | NON FOSSIL PURCHASING AGENCY | ARLESEY LANDFILL SITE | MILL LANE |  | ARLESEY | Herts | SG15 6RF | England | 518850 | 235400 | Wymondley | Letchworth Grid 33kV | West Letchworth Primary 11kV | 11 | Eastern Power Networks (EPN) | Biofuel - Landfill gas | Engine (combustion / reciprocating) |  |  |  | 3 | [12 empty] | No | Connected | 3 | 3 | 3.158 |  |  | 1998-06-01 | [13 empty] | 2024-11-14 | -0.1718 | 52.5564 | 52.5564434461282, -0.171801253980993 | EPN-S0000000H6005 | Wind
data not available | [5 empty] | data not applicable | Edf Energy Renewables (Formerly Partnerships For Renewables/Camilty Wind Farm Llp) | Camilty Windfarm | Harburnhead Farm | data not available | West Calder | West Lothian | EH55 8RL | Scotland | 305615 | 659320 | Drumcross | data not applicable | data not available | 33 | SP Distribution Ltd | Wind | Onshore wind turbines | No | 0 | 0 | 21.6 | data not applicable | data not applicable | No | 0 | 0 | 0 | data not applicable | data not applicable | No | 0 | 0 | 0 | Yes | Accepted to Connect | data not applicable | data not applicable | data not applicable | data not applicable | data not applicable | data not applicable | 21.6 | 21.6 | 22.7368 | 0 | 0 | data not available | 46476 | N | N | data not available | N | 613253342 | data not available | 44026 | data not available | 181
data not available | [5 empty] | data not available | data not available | Carnegie Rd 40 | data not available | data not available | data not available | Merseyside | data not available | England | data not available | data not available | LISTER DRIVE | data not available | data not available | 132 | SP Manweb plc | Stored Energy | Storage - Electrochemical (Batteries) | No | data not available | data not available | 40 | data not applicable | data not applicable | No | 0 | 0 | 0 | data not applicable | data not applicable | No | 0 | 0 | 0 | data not available | Accepted to Connect | data not applicable | data not applicable | data not applicable | data not applicable | data not applicable | data not applicable | 40 | 40 | 42.1053 | 40 | 42.1053 | 43410 | data not available | N | N | data not available | N | 613104308 | data not available | 45749 | data not available | 873
data not available | [5 empty] | data not available | Shaw-Energi LTD | Carnegie Road | Sfr 19/20 | Carnegie Road | Liverpool | Merseyside | L13 7HY | England | 338536 | 391877 | LISTER DRIVE | BURLINGTON ST GT2 / LISTER DV B GT1 / PARADISE ST GT1 | data not available | 33 | SP Manweb plc | Stored Energy | Storage - Electrochemical (Batteries) | No | data not available | data not available | 20 | data not applicable | data not applicable | No | 0 | 0 | 0 | data not applicable | data not applicable | No | 0 | 0 | 0 | data not available | Connected | 20 | 20 | 21.0526 | 20 | 21.0526 | 43101 | data not applicable | data not applicable | data not applicable | data not applicable | data not applicable | 44489 | data not applicable | N | N | data not available | N | 614899374 | data not available | 44088 | data not available | 187
data not available | [5 empty] | data not available | FOSSIL PURCHASING AGENCY | Carno A | Caersws | Sy17 5 | Caersws | Dee Valley and Mid Wales | SY17 5LE | Wales | 293377 | 295998 | LEGACY | CARNO | data not available | 33 | SP Manweb plc | Wind | Onshore wind turbines | No | 0 | 0 | 16 | data not applicable | data not applicable | No | 0 | 0 | 0 | data not applicable | data not applicable | No | 0 | 0 | 0 | data not available | Connected | 16 | 16 | 16.8421 | data not applicable | data not applicable | data not available | data not applicable | data not applicable | data not applicable | data not applicable | data not applicable | 44138 | data not applicable | N | N | data not available | N | data not available | data not available | 44026 | data not available | 188
data not available | [5 empty] | data not available | FOSSIL PURCHASING AGENCY | Carno B | Carno B Windfarm | Caersws | Caersws | Dee Valley and Mid Wales | SY17 5 | Wales | 293377 | 295998 | LEGACY | CARNO | data not available | 33 | SP Manweb plc | Wind | Onshore wind turbines | No | 0 | 0 | 16 | data not applicable | data not applicable | No | 0 | 0 | 0 | data not applicable | data not applicable | No | 0 | 0 | 0 | data not available | Connected | 16 | 16 | 16.8421 | data not applicable | data not applicable | data not available | data not applicable | data not applicable | data not applicable | data not applicable | data not applicable | 44489 | data not applicable | N | N | data not available | N | data not available | data not available | 44026 | data not available | 189
data not available | [5 empty] | data not applicable | data not available | Castlehill Road Multi G98 | Multiple sites near Castlehill Road | Gowkthrapple | Overtown | North Lanarkshire | ML2 0LS | Scotland | 279702 | 653313 | Wishaw | data not applicable | OVERTON (11kV) | 11 | SP Distribution Ltd | Solar | Photovoltaic | No | 0 | 0 | 2.2 | data not applicable | data not applicable | No | 0 | 0 | 0 | data not applicable | data not applicable | No | 0 | 0 | 0 | Yes | Accepted to Connect | data not applicable | data not applicable | data not applicable | data not applicable | data not applicable | data not applicable | 2.2 | 2.2 | 2.3158 | 0 | 0 | 45580 | 46022 | N | N | data not available | N | 619944090 | data not available | 45240 | data not available | 195
data not available | [5 empty] | data not available | Vortex (Formerly Sunedison) | Cefn Cae For | Cefn Caer For | Gwalchmai | Holyhead | North Wales | LL65 4SF | Wales | 239589 | 374868 | WYLFA | AMLWCH GT1 / CAERGEILIOG GT1 / GT2 | data not available | 33 | SP Manweb plc | Solar | Photovoltaic | No | 0 | 0 | 5 | data not applicable | data not applicable | No | 0 | 0 | 0 | data not applicable | data not applicable | No | 0 | 0 | 0 | data not available | Accepted to Connect | data not applicable | data not applicable | data not applicable | data not applicable | data not applicable | data not applicable | 5 | 5 | 5.2632 | data not applicable | data not applicable | data not available | data not available | N | N | data not available | Y | data not available | data not available | 44026 | data not available | 200
data not available | [5 empty] | data not available | NFPA EXPORT (CEMG) | Cefn Croes B | Cefn Croes Nffo 3 Export | Cefn Croes Windfarm | Aberystwyth | Dee Valley and Mid Wales | SY23 3LB | Wales | 280782 | 280865 | SWANSEA NORTH | data not available | data not available | 33 | SP Manweb plc | Wind | Onshore wind turbines | No | 0 | 0 | 13.85 | data not applicable | data not applicable | No | 0 | 0 | 0 | data not applicable | data not applicable | No | 0 | 0 | 0 | data not available | Connected | 13.85 | 13.85 | 14.5789 | data not applicable | data not applicable | data not available | data not applicable | data not applicable | data not applicable | data not applicable | data not applicable | data not available | data not applicable | N | N | data not available | N | data not available | data not available | 44026 | data not available | 202
data not available | [5 empty] | data not available | Vestas | Cemmaes B | Cemmaes Windfarm B | Bryn Meurig | Cemmaes | North Wales | SY20 9PZ | Wales | 286300 | 305663 | TRAWSFYNYDD | FOUR CROSSES GT2 / MAENTWROG GT1 / MAENTWROG GT2 | data not available | 33 | SP Manweb plc | Wind | Onshore wind turbines | No | 0 | 0 | 4.878 | data not applicable | data not applicable | No | 0 | 0 | 0 | data not applicable | data not applicable | No | 0 | 0 | 0 | data not available | Connected | 4.878 | 4.878 | 5.1347 | data not applicable | data not applicable | data not available | data not applicable | data not applicable | data not applicable | data not applicable | data not applicable | data not available | data not applicable | N | N | data not available | N | 614407948 | data not available | 44088 | data not available | 205
data not available | [5 empty] | data not available | Westbury Windfarms | Cemmaes C | Bryn Meurig | Cemmaes | Cemmaes | North Wales | SY20 9PZ | Wales | 286300 | 305663 | TRAWSFYNYDD | FOUR CROSSES GT2 / MAENTWROG GT1 / MAENTWROG GT2 | data not available | 33 | SP Manweb plc | Wind | Onshore wind turbines | No | 0 | 0 | 12.5 | data not applicable | data not applicable | No | 0 | 0 | 0 | data not applicable | data not applicable | No | 0 | 0 | 0 | data not available | Connected | 12.5 | 12.5 | 13.1579 | data not applicable | data not applicable | data not available | data not applicable | data not applicable | data not applicable | data not applicable | data not applicable | data not available | data not applicable | N | N | data not available | N | data not available | data not available | 44910 | data not available | 206
1030020271056 | [6 empty] | NON FOSSIL PURCHASING AGENCY | PITSEA LANDFILL |  |  | BASILDON | Essex | SS16 4UW | England | 574050 | 185300 | Tilbury | South Benfleet Grid 33kV |  | 33 | Eastern Power Networks (EPN) | Biofuel - Landfill gas | Engine (combustion / reciprocating) |  |  |  | 21 | [12 empty] | No | Connected | 21 | 21 | 22.105 |  |  | 2005-09-22 | [13 empty] | 2022-12-14 | 1.731 | 52.5916 | 52.5916044490958, 1.73095837704539 | EPN-S0000000D5067 | Wind
1023525149808 | [6 empty] | NON FOSSIL PURCHASING AGENCY | RAINHAM LANDFILL |  |  | RAINHAM | Essex | RM13 9DA | England | 552500 | 179200 | Warley | Purfleet Grid 33kV |  | 33 | Eastern Power Networks (EPN) | Biofuel - Landfill gas | Engine (combustion / reciprocating) |  |  |  | 23.22 | [12 empty] | No | Connected | 23.22 | 23.22 | 24.442 | 0.3 | 0.316 | 2001-01-24 | [13 empty] | 2024-11-14 | -0.58573 | 52.0499 | 52.0498993377087, -0.585726129684479 | EPN-S0000000D8023 | Biogas
data not available | [5 empty] | data not available | data not available | CEW | Cew Merton St | data not available | St Helens | Merseyside | WA9 1HU | England | 352086 | 396209 | RAINHILL | BOLD G2B / RAVENHEAD G1A2 / ST HELENS GT2A | data not available | 33 | SP Manweb plc | Biofuel - Other | Engine (combustion / reciprocating) | Yes | 0 | 0 | 11 | data not applicable | data not applicable | No | 0 | 0 | 0 | data not applicable | data not applicable | No | 0 | 0 | 0 | data not available | Accepted to Connect | data not applicable | data not applicable | data not applicable | data not applicable | data not applicable | data not applicable | 11 | 11 | 11.5789 | 0 | 0 | data not available | data not available | N | N | data not available | Y | 613963027 | data not available | 44088 | data not available | 170
data not available | [5 empty] | data not available | Apricate Energy Ltd | Chads Fm | Chads Farm | Barhill Drivew | Tushingham | Cheshire | DY13 4QU | England | 352505 | 346499 | CELLARHEAD | COPPENHALL GT1 / CREWE GT1 / CREWE GT2A / CREWE GT4A / RADWAY GREEN GT1 / RADWAY GREEN GT2 / WHITCHURCH GT2 | data not available | 33 | SP Manweb plc | Solar | Photovoltaic | No | 0 | 0 | 15 | data not applicable | data not applicable | No | 0 | 0 | 0 | data not applicable | data not applicable | No | 0 | 0 | 0 | data not available | Accepted to Connect | data not applicable | data not applicable | data not applicable | data not applicable | data not applicable | data not applicable | 15 | 15 | 15.7895 | 0.15 | 0.15789 | data not available | data not available | N | N | data not available | Y | 614867466 | data not available | 44910 | data not available | 209
data not available | [5 empty] | data not available | Grupotec Renewables Ltd | Challoch Solar Farm | Barnkirk | Challoch | Newton Stewart | Dumfries and Galloway | DG8 6QD | Scotland | 239500 | 566200 | Newton Stewart | data not applicable | data not available | 33 | SP Distribution Ltd | Stored Energy | Storage - Electrochemical (Batteries) | No | 0 | 0 | 6 | Solar | Photovoltaic | No | data not available | data not available | 16 | data not applicable | data not applicable | No | 0 | 0 | 0 | No | Accepted to Connect | data not applicable | data not applicable | data not applicable | data not applicable | data not applicable | data not applicable | 22 | 16 | 16.8421 | 6 | 6.3158 | 44897 | 46966 | N | N | data not available | Y | 617612984 | data not available | 45565 | data not available | 211
data not available | [5 empty] | data not available | data not available | Cheshire Farm | data not available | data not available | data not available | Wirral | data not available | England | data not available | data not available | CONNAHS QUAY / PENTIR / ST ASAPH (CONQ) | data not available | data not available | 132 | SP Manweb plc | data not available | data not available | No | 0 | 0 | 99.4 | data not applicable | data not applicable | No | 0 | 0 | 0 | data not applicable | data not applicable | No | 0 | 0 | 0 | data not available | Accepted to Connect | data not applicable | data not applicable | data not applicable | data not applicable | data not applicable | data not applicable | 99.4 | 99.4 | 104.6316 | data not applicable | data not applicable | data not available | data not available | N | N | data not available | Y | data not available | data not available | 45749 | data not available | 875
data not available | [5 empty] | data not available | data not available | Cholmondeley Solar Project (619708422) | data not available | data not available | data not available | Cheshire | data not available | England | 353798 | 347286 | CELLARHEAD | data not available | data not available | 132 | SP Manweb plc | Solar | Photovoltaic | No | 0 | 0 | 49.99 | data not applicable | data not applicable | No | 0 | 0 | 0 | data not applicable | data not applicable | No | 0 | 0 | 0 | data not available | Accepted to Connect | data not applicable | data not applicable | data not applicable | data not applicable | data not applicable | data not applicable | 49.99 | 49.99 | 52.6211 | 0.35 | 0.36842 | data not available | data not available | N | N | data not available | Y | data not available | data not available | 45749 | data not available | 877
Data Not Available | [5 empty] | Data Not Available | Non-Exporting Backup Generator | Non-Exporting Backup Generator | Unit 11 | Shaw Park | Huddersfield | West Yorkshire | HD5 9AG | England | 415205 | 416484 | Skelton Grange | Saint Andrews Road 132/33kV | Saint Andrews Road 33/11kV | 0.4 | Northern Powergrid (Yorkshire) plc | Fossil - Gas | Engine (combustion / reciprocating) | No | Data Not Applicable | Data Not Applicable | 1 | Data Not Available | Data Not Available | Data Not Available | Data Not Available | Data Not Available | Data Not Available | Data Not Available | Data Not Available | Data Not Available | Data Not Available | Data Not Available | Data Not Available | No | Connected | 1 | 0 | 0 | Data Not Available | Data Not Available | 2017-12-07 00:00:00 | Data Not Applicable | Data Not Applicable | 1.053 | Data Not Applicable | Data Not Applicable | Data Not Available | Data Not Available | Data Not Available | Data Not Available | Data Not Available | Data Not Available | Data Not Available | Data Not Available | 2018-01-05 | 53.644647261954574, -1.7714739189911384 |  | 2017-12-07 | Kirklees
data not available | [5 empty] | data not available | data not available | Coldstream Solar PV Plant (Elwartlaw Farm) | data not available | data not available | data not available | data not available | data not available | Scotland | data not available | data not available | Eccles | data not applicable | data not available | 33 | SP Distribution Ltd | Solar | Photovoltaic | No | 0 | 0 | 40.56 | data not applicable | data not applicable | No | 0 | 0 | 0 | data not applicable | data not applicable | No | 0 | 0 | 0 | No | Accepted to Connect | data not applicable | data not applicable | data not applicable | data not applicable | data not applicable | data not applicable | 40.56 | 40.56 | 42.6947 | 0 | 0 | 44895 | 46387 | data not available | data not available | data not available | Y | 617704599 | data not available | 45749 | data not available | 831
data not available | [5 empty] | data not available | data not available | Commercial Road | N/A | N/A | Birkenhead | Wirral | CH62 3NL | England | 335811 | 383217 | BIRKENHEAD | BROMBOROUGH GT3 / ROCK FERRY GT2 | data not available | 33 | SP Manweb plc | Fossil - Gas | Steam-gas turbine (CCGT) | No | 0 | 0 | 20 | Fossil - Gas | Steam-gas turbine (CCGT) | No | 0 | 0 | 20 | data not applicable | data not applicable | No | 0 | 0 | 0 | data not available | Accepted to Connect | data not applicable | data not applicable | data not applicable | data not applicable | data not applicable | data not applicable | 40 | 40 | 42.1053 | N/A | data not available | data not available | data not available | N | N | data not available | Y | 613820028 | data not available | 45749 | data not available | 879
data not available | [5 empty] | data not available | data not available | Craigdow Hill Farm Wind and BESS | data not available | data not available | data not available | data not available | data not available | Scotland | 227400 | 605142 | Maybole | data not applicable | data not available | 33 | SP Distribution Ltd | Stored Energy | Storage - Electrochemical (Batteries) | No | data not available | data not available | 35.91 | Wind | Onshore wind turbines | No | 0 | 0 | 38.4 | data not applicable | data not applicable | No | 0 | 0 | 0 | No | Accepted to Connect | data not applicable | data not applicable | data not applicable | data not applicable | data not applicable | data not applicable | 74.31 | 38.4 | 40.4211 | 38.4 | 40.4211 | data not available | 48518 | data not available | data not available | data not available | Y | 619590720 | data not available | 45749 | data not available | 832
data not available | [5 empty] | data not available | data not available | Craighton & Spittalhill Windfarm (Shelloch B) | data not available | data not available | data not available | data not available | data not available | Scotland | data not available | data not available | Strathleven | data not applicable | SSEN NETWORK | 33 | SP Distribution Ltd | Wind | Onshore wind turbines | No | 0 | 0 | 21 | data not applicable | data not applicable | No | 0 | 0 | 0 | data not applicable | data not applicable | No | 0 | 0 | 0 | Yes | Accepted to Connect | data not applicable | data not applicable | data not applicable | data not applicable | data not applicable | data not applicable | 21 | 21 | 22.1053 | 0 | 0 | 42767 | 45199 | data not available | data not available | data not available | N | 213979 | data not available | 45749 | data not available | 833
data not available | [5 empty] | data not available | Locogen Energy Services Limited | Craigluscar Farm | Craigluscar Road | data not available | Dunfermline | Fife | KY12 9HT | Scotland | 306670 | 690100 | Dunfermline | data not applicable | data not available | 33 | SP Distribution Ltd | Stored Energy | Storage - Electrochemical (Batteries) | No | 0 | 0 | 10.35 | Solar | Photovoltaic | No | data not available | data not available | 40 | data not applicable | data not applicable | No | 0 | 0 | 0 | No | Accepted to Connect | data not applicable | data not applicable | data not applicable | data not applicable | data not applicable | data not applicable | 50.35 | 40 | 42.1053 | 10.75 | 11.3158 | 44673 | 47057 | N | N | data not available | Y | 617004451 | data not available | 45013 | data not available | 231
1023470428663 | [6 empty] | NON-FOSSIL PURCHASING AGENCY LIMITED | EDGEFIELD SAND & GRAVEL WORKS |  |  | Great Yarmouth | Norfolk | NR24 2RJ | England | 608390 | 335630 | Norwich Main | Sall Grid 33kV | Stody Primary 11kV | 11 | Eastern Power Networks (EPN) | Biofuel - Landfill gas | Engine (combustion / reciprocating) |  |  |  | 1.3 | [12 empty] | No | Connected | 1.3 | 1.3 | 1.368 |  |  | 2005-07-22 | [13 empty] | 2024-11-14 | 0.16268 | 52.3443 | 52.3442665499646, 0.162679687156684 | EPN-S0000000H4016 | Solar PV
data not available | [5 empty] | data not available | Iona Capital | Crowland Street | Southport Skip Hire | 55 Crowland Street | Southport | Merseyside | PR9 7RX | England | 336689 | 416735 | KIRKBY | FORMBY GT2B / SOUTHPORT GT1 / SOUTHPORT GT2 | data not available | 33 | SP Manweb plc | Stored Energy | Storage - Electrochemical (Batteries) | No | data not available | data not available | 2 | Fossil - Gas | Steam-gas turbine (CCGT) | No | 0 | 0 | 9 | data not applicable | data not applicable | No | 0 | 0 | 0 | data not available | Accepted to Connect | data not applicable | data not applicable | data not applicable | data not applicable | data not applicable | data not applicable | 11 | 11 | 11.5789 | 2 | 2.1053 | data not available | data not available | N | N | data not available | Y | 614358536 | data not available | 45749 | data not available | 881
data not available | [5 empty] | data not available | data not available | Cryers Lane PV | data not available | data not available | data not available | Wirral | data not available | England | data not available | data not available | FROD / INCE (INCE) | ELLESMERE PORT GT2 / INCE LOCAL GT3 | data not available | 33 | SP Manweb plc | Solar | Photovoltaic | No | 0 | 0 | 20 | data not applicable | data not applicable | No | 0 | 0 | 0 | data not applicable | data not applicable | No | 0 | 0 | 0 | data not available | Accepted to Connect | data not applicable | data not applicable | data not applicable | data not applicable | data not applicable | data not applicable | 20 | 20 | 21.0526 | 4.5 | 4.7368 | 44380 | 45323 | N | N | data not available | N | 616105726 | data not available | 45749 | data not available | 883
data not available | [5 empty] | data not available | D&G2 Ltd | D&G2 Windfarm | D&G2 Wind Farm Facility | data not available | Auchemalg | Dumfries and Galloway | DG8 0LE | Scotland | 225328 | 553997 | Glenluce | data not applicable | data not available | 33 | SP Distribution Ltd | Wind | Onshore wind turbines | No | 0 | 0 | 60 | data not applicable | data not applicable | No | 0 | 0 | 0 | data not applicable | data not applicable | No | 0 | 0 | 0 | No | Accepted to Connect | data not applicable | data not applicable | data not applicable | data not applicable | data not applicable | data not applicable | 60 | 60 | 63.1579 | 1.5 | 1.5789 | 44909 | 46235 | N | N | data not available | Y | 617547350 | data not available | 45022 | data not available | 239
data not available | [5 empty] | data not available | data not available | Daresbury NPL 1 | Daresbury Laboratory | Keckwick Lane | Daresbury | Wirral | WA4 4AD | England | 357352 | 383073 | FROD / INCE (FROD) | DUTTON GT2 / MOORE GT1 / PERCIVAL LA GT1 | data not available | 33 | SP Manweb plc | Solar | Photovoltaic | No | 0 | 0 | 1.4 | data not applicable | data not applicable | No | 0 | 0 | 0 | data not applicable | data not applicable | No | 0 | 0 | 0 | data not available | Connected | 1.4 | 1.4 | 1.4737 | data not applicable | data not applicable | data not available | data not applicable | data not applicable | data not applicable | data not applicable | data not applicable | data not available | data not applicable | N | N | data not available | N | data not available | data not available | 45625 | data not available | 246
1900060749851 | [5 empty] | Data not available | NON-FOSSIL PURCHASING AGENCY LIMITED | LANDFILL GENERATION PHS1 | LANGHURSTWOOD RD |  | HORSHAM | WEST SUSSEX | RH12 4QD | England | 517745 | 134707 | Bolney SGT | - | Horsham Grid 11kV | 11 | South Eastern Power Networks (SPN) | Biofuel landfill gas | Gas turbine (OCGT) |  |  |  | 3 | [12 empty] | No | Connected | 3 | 3 | 3.158 |  |  | 2000-10-06 | [13 empty] | 2021-01-15 | -0.21162 | 51.2027 | 51.2027431202609, -0.21162073684568 | SPN-S000000009929 | Solar PV
data not available | [5 empty] | data not available | NoPOWER COGENo LTD | Bridgewater Paper | Bridgewater Division | North Rd | Ellesmere | Wirral | data not available | England | data not available | data not available | CAPENHURST | BRIDGEWATER PAPER | data not available | 33 | SP Manweb plc | Fossil - Gas | Steam-gas turbine (CCGT) | No | 0 | 0 | 90 | data not applicable | data not applicable | No | 0 | 0 | 0 | data not applicable | data not applicable | No | 0 | 0 | 0 | data not available | Connected | 90 | 90 | 94.7368 | data not applicable | data not applicable | data not available | data not applicable | data not applicable | data not applicable | data not applicable | data not applicable | data not available | data not applicable | N | N | data not available | N | data not available | data not available | 45749 | data not available | 867
data not available | [5 empty] | data not applicable | Norbord | Cowie Norboard CHP | Norbord Ltd | Station Road | Cowie | Stirlingshire | FK7 7BW | Scotland | 284085 | 688685 | Stirling | data not applicable | COWIE (Customer substation) | 11 | SP Distribution Ltd | Other | Steam-gas turbine (CCGT) | Yes | 0 | 0 | 14 | data not applicable | data not applicable | No | 0 | 0 | 0 | data not applicable | data not applicable | No | 0 | 0 | 0 | Yes | Connected | 14 | 14 | 14.7368 | 0 | 0 | 39479 | data not applicable | data not applicable | data not applicable | data not applicable | data not applicable | data not available | data not available | N | N | data not available | N | data not available | data not available | 44088 | data not available | 222
data not available | [5 empty] | data not available | RNAEnergy Ltd | Dolphingstone Farm | Land at Dolphingstone Farm | data not available | Tranent | East Lothian | EH33 1NH | Scotland | 339636 | 673355 | Cockenzie | data not applicable | data not available | 33 | SP Distribution Ltd | Stored Energy | Storage - Electrochemical (Batteries) | No | data not available | data not available | 63.2 | data not applicable | data not applicable | No | 0 | 0 | 0 | data not applicable | data not applicable | No | 0 | 0 | 0 | No | Accepted to Connect | data not applicable | data not applicable | data not applicable | data not applicable | data not applicable | data not applicable | 63.2 | 63 | 66.3158 | 63 | 66.3158 | 44754 | 47057 | N | N | data not available | Y | 617042303 | data not available | 44866 | data not available | 262
data not available | [5 empty] | data not available | Doveryard Ltd | Doveryard (Oldhall ERF) | Oldhall Industrial Estate | data not available | Irvine | North Ayrshire | KA11 5DG | Scotland | 233746 | 636541 | Kilmarnock Town | data not applicable | data not available | 33 | SP Distribution Ltd | Fossil - Gas | Gas turbine (OCGT) | No | 0 | 0 | 25 | data not applicable | data not applicable | No | 0 | 0 | 0 | data not applicable | data not applicable | No | 0 | 0 | 0 | Yes | Accepted to Connect | data not applicable | data not applicable | data not applicable | data not applicable | data not applicable | data not applicable | 25 | 25 | 26.3158 | 0 | 0 | 44712 | 46081 | N | N | data not available | N | 617332065 | data not available | 45707 | data not available | 265
data not available | [5 empty] | data not available | Capbal | Drumfad Battery Storage System | Land North East Of Blackhill, Luss Road | Argyll And Bute | Helensburgh | Argyll and Bute | G84 9EE | Scotland | 231381 | 684279 | Helensburgh | data not applicable | data not available | 33 | SP Distribution Ltd | Stored Energy | Storage - Electrochemical (Batteries) | No | data not available | data not available | 43.56 | data not applicable | data not applicable | No | 0 | 0 | 0 | data not applicable | data not applicable | No | 0 | 0 | 0 | Yes | Accepted to Connect | data not applicable | data not applicable | data not applicable | data not applicable | data not applicable | data not applicable | 43.56 | 39.9 | 42 | 39.9 | 42 | 44685 | 46691 | N | N | data not available | N | 616510498 | data not available | 44026 | data not available | 271
data not available | [5 empty] | data not available | NextEnergy Solar Holdings III Ltd | Drury Lane | Land Adjoining Drury Lane | data not available | Crewe | Cheshire | CW1 4PN | England | 369515 | 359556 | CELLARHEAD | COPPENHALL GT1 / CREWE GT1 / CREWE GT2A / CREWE GT4A / RADWAY GREEN GT1 / RADWAY GREEN GT2 / WHITCHURCH GT2 | data not available | 33 | SP Manweb plc | Solar | Photovoltaic | No | 0 | 0 | 25 | data not applicable | data not applicable | No | 0 | 0 | 0 | data not applicable | data not applicable | No | 0 | 0 | 0 | data not available | Accepted to Connect | data not applicable | data not applicable | data not applicable | data not applicable | data not applicable | data not applicable | 25 | 25 | 26.3158 | 0.2 | 0.21053 | 43810 | data not available | N | N | data not available | Y | 613815384 | data not available | 44910 | data not available | 276
data not available | [5 empty] | data not applicable | Tamani | Easter Drumclair (formerly Greenhills WF) | Land To North Of Lochview House | Slamannan | Falkirk | Falkirk | FK1 3BZ | Scotland | 289827 | 670711 | Bathgate | data not applicable | BURNHEAD (33kV) | 33 | SP Distribution Ltd | Wind | Onshore wind turbines | No | 0 | 0 | 6 | data not applicable | data not applicable | No | 0 | 0 | 0 | data not applicable | data not applicable | No | 0 | 0 | 0 | No | Connected | 6 | 6 | 6.3158 | 0 | 0 | data not available | data not applicable | data not applicable | data not applicable | data not applicable | data not applicable | 43990 | data not available | N | N | data not available | Y | 613830260 | data not available | 44861 | data not available | 304
data not available | [5 empty] | data not available | TNEI Services Ltd | ex Buttington Quarry | data not available | data not available | data not available | Dee Valley and Mid Wales | data not available | Wales | data not available | data not available | LEGACY | LEGACY LOCAL GT2 / NEWTOWN GT2 / OSWESTRY GT5 / OSWESTRY GT8 / WELSHPOOL GT1 / WHITCHURCH GT1 | data not available | 33 | SP Manweb plc | Biofuel - Other | Engine (combustion / reciprocating) | No | 0 | 0 | 10 | data not applicable | data not applicable | No | 0 | 0 | 0 | data not applicable | data not applicable | No | 0 | 0 | 0 | data not available | Accepted to Connect | data not applicable | data not applicable | data not applicable | data not applicable | data not applicable | data not applicable | 10 | 10 | 10.5263 | N/A | data not available | data not available | data not available | N | N | data not available | Y | data not available | data not available | 45749 | data not available | 892
1030006718533 | [6 empty] | Norfolk County Council | SNETTERTON LANDFILL GENERATION | Harling Road | Snetterton | Norwich | Norfolk | NR16 2JU | England | 601400 | 289800 | Bramford | Diss Grid 33kV | Snetterton Primary 11kV | 11 | Eastern Power Networks (EPN) | Biofuel - Landfill gas | Engine (combustion / reciprocating) |  |  |  | 1.46 | [12 empty] | No | Connected | 1.46 | 1.46 | 1.537 |  |  | 2005-05-04 | [13 empty] | 2024-11-14 | 0.23276 | 51.5043 | 51.5043276004572, 0.232764335256464 | EPN-S0000000H7072 | Biogas
1470000732313 | [5 empty] | 1470000732304 | Noriker staunch limited | Staunch standby generation | Holditch House | Holditch Road | Newcastle | Under Lyne Staffordshire | ST5 9JQ | United Kingdom | 383781 | 348429 | Cellarhead 132Kv | Newcastle 132Kv S Stn | data not available | 33 | National Grid Electricity Distribution (West Midlands) Plc | Fossil - Oil | Engine (combustion / reciprocating) | No | data not available | data not available | 20 | data not applicable | data not applicable | No | data not available | data not available | 20 | data not applicable | data not applicable | data not applicable | data not available | data not available | data not applicable | data not available | Connected | 40 | 19 | 20 | 0.475 | 0.5 | 42801 | data not applicable | data not applicable | data not applicable | data not applicable | data not applicable | data not applicable | data not applicable | data not available | data not available | data not available | data not available | data not available | data not available | 45750
data not available | [5 empty] | data not available | data not available | Fechan Generation Facility | Purdomstone farm | data not available | Lockerbie | Dumfries | DG11 3JY | Scotland | 320850 | 578250 | Chapelcross | data not applicable | data not available | 33 | SP Distribution Ltd | Stored Energy | Storage - Electrochemical (Batteries) | No | data not available | data not available | 30 | Wind | Onshore wind turbines | No | 0 | 0 | 30 | data not applicable | data not applicable | No | 0 | 0 | 0 | No | Accepted to Connect | data not applicable | data not applicable | data not applicable | data not applicable | data not applicable | data not applicable | 60 | 30 | 31.5789 | 10 | 10.5263 | data not available | 48548 | data not available | data not available | data not available | Y | 620015209 | data not available | 45687 | data not available | 827
data not available | [5 empty] | data not applicable | Elgin Energy EsCo | Fernishaw Farm PV | Fernishaw Farm | data not available | Motherwell | North Lanarkshire | ML1 5NQ | Scotland | 281611 | 658839 | Newarthill | data not applicable | data not available | 33 | SP Distribution Ltd | Solar | Photovoltaic | No | 0 | 0 | 50.4 | data not applicable | data not applicable | No | 0 | 0 | 0 | data not applicable | data not applicable | No | 0 | 0 | 0 | No | Accepted to Connect | data not applicable | data not applicable | data not applicable | data not applicable | data not applicable | data not applicable | 50.4 | 49.9 | 52.5263 | 0 | 0 | 44173 | 46325 | N | N | data not available | Y | 615033319 | data not available | 44088 | data not available | 325
data not available | [5 empty] | data not available | Fields Farm SaNobach | Fields Farm Sandbach | Fields Farm | Congleton Rd | Sandbach | Cheshire | CW11 4TE | England | 375731 | 362161 | CELLARHEAD | COPPENHALL GT1 / CREWE GT1 / CREWE GT2A / CREWE GT4A / RADWAY GREEN GT1 / RADWAY GREEN GT2 / WHITCHURCH GT2 | data not available | 33 | SP Manweb plc | Fossil - Gas | Steam-gas turbine (CCGT) | No | 0 | 0 | 19.5 | data not applicable | data not applicable | No | 0 | 0 | 0 | data not applicable | data not applicable | No | 0 | 0 | 0 | data not available | Accepted to Connect | data not applicable | data not applicable | data not applicable | data not applicable | data not applicable | data not applicable | 19.5 | 19.5 | 20.5263 | 0.1 | 0.10526 | data not available | data not available | N | N | data not available | Y | data not available | data not available | 45749 | data not available | 894
data not available | [5 empty] | data not applicable | West Cost Energy | Forrestfield Windfarm | Site South Of, Airdrie Road | Caldercruix | Airdrie | North Lanarkshire | ML6 8NX | Scotland | 286255 | 665690 | Bathgate | data not applicable | ARMADALE (11kV) | 11 | SP Distribution Ltd | Wind | Onshore wind turbines | No | 0 | 0 | 10 | data not applicable | data not applicable | No | 0 | 0 | 0 | data not applicable | data not applicable | No | 0 | 0 | 0 | No | Accepted to Connect | data not applicable | data not applicable | data not applicable | data not applicable | data not applicable | data not applicable | 10 | 9 | 9.4737 | 0 | 0 | data not available | 46355 | N | N | data not available | Y | 619439154 | data not available | 44026 | data not available | 336
data not available | [5 empty] | data not available | data not available | Four Crosses Diesel | Four Crosses Diesel Power Station | Bwlch Y Ffordd | Pwllheli | North Wales | data not available | Wales | data not available | data not available | TRAWSFYNYDD | FOUR CROSSES GT2 / MAENTWROG GT1 / MAENTWROG GT2 | data not available | 33 | SP Manweb plc | Fossil - Oil | Engine (combustion / reciprocating) | No | 0 | 0 | 15 | data not applicable | data not applicable | No | 0 | 0 | 0 | data not applicable | data not applicable | No | 0 | 0 | 0 | data not available | Accepted to Connect | data not applicable | data not applicable | data not applicable | data not applicable | data not applicable | data not applicable | 15 | 15 | 15.7895 | N/A | data not available | data not available | data not available | N | N | data not available | Y | data not available | data not available | 45749 | data not available | 897
data not available | [5 empty] | data not available | Firstway Solar Ltd | FWS Bridle Lane | Bridle Lane | data not available | Capenhurst | Wirral | CH61 6LZ | England | 338348 | 372598 | CAPENHURST | data not available | data not available | 132 | SP Manweb plc | Stored Energy | Storage - Electrochemical (Batteries) | No | data not available | data not available | 99.8 | data not applicable | data not applicable | No | 0 | 0 | 0 | data not applicable | data not applicable | No | 0 | 0 | 0 | data not available | Accepted to Connect | data not applicable | data not applicable | data not applicable | data not applicable | data not applicable | data not applicable | 99.8 | 99.8 | 105.0526 | 99.8 | 105.0526 | 45198 | 46751 | N | N | data not available | Y | 618642326 | data not available | 45749 | data not available | 898
data not available | [5 empty] | data not available | Firstway Solar Ltd | FWS Mill Hey Farm | Mill Hey Farm | Rectory Lane | Capenhurst | Wirral | CH1 6HN | England | 335693 | 374003 | CHESHIRE E | data not available | data not available | 132 | SP Manweb plc | Stored Energy | Storage - Electrochemical (Batteries) | No | data not available | data not available | 199.6 | data not applicable | data not applicable | No | 0 | 0 | 0 | data not applicable | data not applicable | No | 0 | 0 | 0 | data not available | Accepted to Connect | data not applicable | data not applicable | data not applicable | data not applicable | data not applicable | data not applicable | 199.6 | 199.6 | 210.1053 | 199.6 | 210.1053 | 45196 | 46751 | N | N | data not available | Y | 618718733 | data not available | 45433 | data not available | 321
DATA NOT AVAILABLE | [5 empty] | 1600000142610 | NORTH CUMBRIA UNIVERSITY NHS TRUST | WEST CUMBERLAND HOSPITAL | HOMEWOOD | HOMEWOOD | WHITEHAVEN | CUMBRIA | CA28 8JG | ENGLAND | 298950 | 516106 | HARKER ENWL SGTS 1 2 3A 4 / HUTTON GSP GROUP | EGREMONT | HENSINGHAM | 11 | ELECTRICITY NORTH WEST LIMITED | FOSSIL - OIL | ENGINE (COMBUSTION / RECIPROCATING) | NO | 0 | 0 | 3.6 | BIOFUEL - OTHER | ENGINE (COMBUSTION / RECIPROCATING) |  | 0 | 0 | 0.35625 |  |  |  | 0 | 0 | 0 | NO | CONNECTED | 3.9562 | 0 | 0 | 1.615 | 1.7 | 2014-10-01 |  |  |  | 0 | 0 |  |  | NO | NO |  |  |  |  | 2021-12-06 | 54.53011661451302, -3.563017252129596
data not available | [5 empty] | data not available | Amazon Uk Services Ltd | GEN Unit 1 Plot 7C Zone 7 Omega Warngton WA5 3TY | Plot 7C Omega, Orion Boulevard | Great Sankey | Warrington | Cheshire | WA5 3TY | England | 356351 | 390456 | CARRINGTON / FIDDLERS FERRY | DALLAM GT1 / SANKEY BRIDGES GT1 / WARRINGTON GT3 | NORTH WEST WATER CAMPUS T1 / NORTH WEST WATER CAMPUS T2 / OMEGA T1 / OMEGA T2 / ORION BOULEVARD T1 | 33 | SP Manweb plc | Solar | Photovoltaic | No | 0 | 0 | 1.2 | data not applicable | data not applicable | No | 0 | 0 | 0 | data not applicable | data not applicable | No | 0 | 0 | 0 | data not available | Connected | 1.2 | 1.2 | 1.2632 | data not applicable | data not applicable | data not available | data not applicable | data not applicable | data not applicable | data not applicable | data not applicable | data not available | data not applicable | N | N | data not available | N | data not available | data not available | 45625 | data not available | 343
data not available | [5 empty] | data not applicable | Ikigai Energy | Glasgow Aiport Solar Farm | Abbotsinch Road | data not available | Renfrew | Renfrewshire | PA3 2RY | Scotland | 248454 | 667060 | Braehead Park | data not applicable | ABBOTSINCH (11kV) - FUTURE | 11 | SP Distribution Ltd | Solar | Photovoltaic | No | 0 | 0 | 5 | data not applicable | data not applicable | No | 0 | 0 | 0 | data not applicable | data not applicable | No | 0 | 0 | 0 | Yes | Accepted to Connect | data not applicable | data not applicable | data not applicable | data not applicable | data not applicable | data not applicable | 5 | 5 | 5.2632 | 0 | 0 | 45034 | 46325 | N | N | data not available | N | 618534537 | data not available | 45210 | data not available | 357
data not available | [5 empty] | data not available | Big Battery (Glasgow Road) Ltd | Glasgow Road BESS | Glasgow Road (B767) | Near Belle Craig Roundabout | Glasgow | East Renfrewshire | G76 0DN | Scotland | 255963 | 655256 | Giffnock | data not applicable | data not available | 33 | SP Distribution Ltd | Stored Energy | Storage - Electrochemical (Batteries) | No | data not available | data not available | 40 | data not applicable | data not applicable | No | 0 | 0 | 0 | data not applicable | data not applicable | No | 0 | 0 | 0 | No | Accepted to Connect | data not applicable | data not applicable | data not applicable | data not applicable | data not applicable | data not applicable | 40 | 40 | 42.1053 | 40 | 42.1053 | 44994 | 47118 | N | N | data not available | Y | 617821760 | data not available | 45625 | data not available | 359
data not available | [5 empty] | data not available | Locogen Ltd | Glenniston Solar and BESS | Glenniston Farm | Lochgelly | Lochgelly | Fife | KY5 0AX | Scotland | 321183 | 691634 | Glenniston | data not applicable | data not available | 33 | SP Distribution Ltd | Stored Energy | Storage - Electrochemical (Batteries) | No | data not available | data not available | 13.8 | Solar | Photovoltaic | No | 0 | 0 | 42 | data not applicable | data not applicable | No | 0 | 0 | 0 | No | Accepted to Connect | data not applicable | data not applicable | data not applicable | data not applicable | data not applicable | data not applicable | 55.8 | 39 | 41.0526 | 13.75 | 14.4737 | 45566 | 46507 | N | N | data not available | Y | 619768010 | data not available | 44883 | data not available | 364
data not available | [5 empty] | data not available | Gourton Hall | Gourton Hall | Holt Rd | Wrexham | Wrexham | Dee Valley and Mid Wales | LL13 9XW | Wales | 338404 | 350903 | LEGACY | BRYMBO GT1 / LEGACY LOCAL GT1 / MARCHWIEL GT1 / MARCHWIEL GT2 / WREXHAM GT1 | data not available | 33 | SP Manweb plc | Solar | Photovoltaic | No | 0 | 0 | 11 | data not applicable | data not applicable | No | 0 | 0 | 0 | data not applicable | data not applicable | No | 0 | 0 | 0 | data not available | Accepted to Connect | data not applicable | data not applicable | data not applicable | data not applicable | data not applicable | data not applicable | 11 | 11 | 11.5789 | data not applicable | data not applicable | data not available | data not available | N | N | data not available | N | data not available | data not available | 45749 | data not available | 899
data not available | [5 empty] | data not available | Granox Limited | Granox | Hv Supply | West Bank | Widnes | Merseyside | WA8 0SU | England | 350346 | 384067 | RAINHILL | BOLD G2A / PRESCOT GT1B / WIDNES GT1 / WIDNES GT2 | data not available | 33 | SP Manweb plc | Waste | Engine (combustion / reciprocating) | Yes | 0 | 0 | 15 | data not applicable | data not applicable | No | 0 | 0 | 0 | data not applicable | data not applicable | No | 0 | 0 | 0 | data not available | Connected | 15 | 15 | 15.7895 | data not applicable | data not applicable | data not available | data not applicable | data not applicable | data not applicable | data not applicable | data not applicable | data not available | data not applicable | N | N | data not available | N | 614057269 | data not available | 45555 | data not available | 374
1200010136100 | [6 empty] | North east London Mental Health NHS Trust | Goodmayes Hospital | 157 BARLEY LANE |  | Ilford | ESSEX | IG3 8XJ | England | 546172 | 188760 | Redbridge Supergrid 33kV | - | Ley St B 11kV | 11 | London Power Networks (LPN) | Fossil - Oil | Engine (combustion / reciprocating) |  |  |  | 1.022 | [12 empty] | No | Connected | 1.022 | 1.022 | 1.278 |  |  | 2004-07-02 | [13 empty] | 2021-12-14 | -0.16759 | 51.3924 | 51.3924479223882, -0.167594168984463 | LPN-S000000001037 | Fossil fuel
data not available | [5 empty] | data not applicable | Murihall Energy | Greengairs East Windfarm | Land North of Easterton | data not available | Greengairs | North Lanarkshire | ML6 | Scotland | 280551 | 669203 | Cumbernauld | data not applicable | data not available | 33 | SP Distribution Ltd | Wind | Onshore wind turbines | No | 0 | 0 | 24 | data not applicable | data not applicable | No | 0 | 0 | 0 | data not applicable | data not applicable | No | 0 | 0 | 0 | No | Connected | 24 | 24 | 25.2632 | 0 | 0 | data not available | data not applicable | data not applicable | data not applicable | data not applicable | data not applicable | data not available | data not available | N | N | data not available | N | data not available | data not available | 44057 | data not available | 379
data not available | [5 empty] | data not applicable | Muirhall Energy | Greengairs WF I | Greengairs Landfill | data not available | Greengairs | North Lanarkshire | ML6 7TY | Scotland | 278763 | 669688 | Cumbernauld | data not applicable | GREENGAIRS (33kV) | 33 | SP Distribution Ltd | Wind | Onshore wind turbines | No | 0 | 0 | 5 | data not applicable | data not applicable | No | 0 | 0 | 0 | data not applicable | data not applicable | No | 0 | 0 | 0 | No | Accepted to Connect | data not applicable | data not applicable | data not applicable | data not applicable | data not applicable | data not applicable | 5 | 5 | 5.2632 | 0 | 0 | 43511 | 43921 | N | N | data not available | Y | 613652388 | data not available | 44088 | data not available | 385
2300000953198 | [5 empty] | Data Not Available | North Moor Lane | North Moor Lane | North Moor Lane | Cottingham | Hull | North Yorkshire | HU16 4JN | England | 505476 | 434356 | Creyke Beck | Beverley 132/33kV | Southwood Road | 11 | Northern Powergrid (Yorkshire) plc | Fossil - Gas | Steam turbine (thermal power plant) | Yes | Data Not Applicable | Data Not Applicable | 1.781 | Data Not Available | Data Not Available | Data Not Available | Data Not Available | Data Not Available | Data Not Available | Data Not Available | Data Not Available | Data Not Available | Data Not Available | Data Not Available | Data Not Available | No | Connected | 1.781 | 1.52 | 1.6 | Data Not Available | Data Not Available | 2010-04-01 00:00:00 | Data Not Applicable | Data Not Applicable | 1.875 | Data Not Applicable | Data Not Applicable | Data Not Available | Data Not Available | Data Not Available | Data Not Available | Data Not Available | Data Not Available | Data Not Available | Data Not Available | 2017-03-08 | 53.7948324558817, -0.4002255494863374 |  | 2010-04-01 | East Riding of Yorkshire
1574000329195 | [5 empty] | Data Not Available | North Tees Health NHS Trust | North Tees Health NHS Trust | North Tees General | Hardwick | Stockton-On-Tees | County Durham | TS19 8PE | England | 442166 | 521123 | Norton | Norton 132/11kV | Norton 132/11kV Direct | 11 | Northern Powergrid (Northeast) plc | Fossil - Gas | Engine (combustion / reciprocating) | Yes | Data Not Applicable | Data Not Applicable | 1.718 | Data Not Available | Data Not Available | Data Not Available | Data Not Available | Data Not Available | Data Not Available | Data Not Available | Data Not Available | Data Not Available | Data Not Available | Data Not Available | Data Not Available | No | Connected | 1.718 | 1 | 1.053 | Data Not Available | Data Not Available | 2000-10-31 00:00:00 | Data Not Applicable | Data Not Applicable | 1.808 | Data Not Applicable | Data Not Applicable | Data Not Available | Data Not Available | Data Not Available | Data Not Available | Data Not Available | Data Not Available | Data Not Available | Data Not Available | 2017-03-08 | 54.583556881352926, -1.3491013516610548 |  | 2000-10-31 | Stockton-on-Tees
data not available | [5 empty] | data not available | J&W Jenkinson | Harperdean Farm | Harperdean Farm | data not available | Haddington | East Lothian | EH41 3SQ | Scotland | 350700 | 674700 | Cockenzie | data not applicable | data not available | 33 | SP Distribution Ltd | Stored Energy | Storage - Electrochemical (Batteries) | No | data not available | data not available | 15 | data not applicable | data not applicable | No | 0 | 0 | 0 | data not applicable | data not applicable | No | 0 | 0 | 0 | Yes | Accepted to Connect | data not applicable | data not applicable | data not applicable | data not applicable | data not applicable | data not applicable | 15 | 15 | 15.7895 | 15 | 15.7895 | 45278 | 47391 | N | N | data not available | Y | 618997286 | data not available | 45383 | data not available | 407
data not available | [5 empty] | data not available | Shaw-Energi LTD | Hawthorne Road | Hawthorne Road | Bootle | Bootle | Merseyside | data not available | England | 334652 | 396250 | LISTER DRIVE | BOOTLE GT2A / BURLINGTON ST GT1 / LISTER DV A GT2 | data not available | 33 | SP Manweb plc | Stored Energy | Storage - Electrochemical (Batteries) | No | data not available | data not available | 20 | data not applicable | data not applicable | No | 0 | 0 | 0 | data not applicable | data not applicable | No | 0 | 0 | 0 | data not available | Accepted to Connect | data not applicable | data not applicable | data not applicable | data not applicable | data not applicable | data not applicable | 20 | 20 | 21.0526 | 8 | 8.4211 | 44398 | data not available | N | N | data not available | N | 614876047 | data not available | 45625 | data not available | 410
data not available | [5 empty] | data not available | Anglo Renewables | Hebden Green Fm | Hebden Green Farm | Woodford Lane West | Hebden Green | Cheshire | CW7 4EH | England | 363170 | 365192 | CARRINGTON / FIDDLERS FERRY | HARTFORD GT1 / LOSTOCK GT2 / WINSFORD GT1 / WINSFORD GT2 | data not available | 33 | SP Manweb plc | Solar | Photovoltaic | No | 0 | 0 | 15 | data not applicable | data not applicable | No | 0 | 0 | 0 | data not applicable | data not applicable | No | 0 | 0 | 0 | data not available | Accepted to Connect | data not applicable | data not applicable | data not applicable | data not applicable | data not applicable | data not applicable | 15 | 15 | 15.7895 | data not applicable | data not applicable | 44508 | 44866 | N | N | data not available | N | 616028359 | data not available | 45625 | data not available | 412
data not available | [5 empty] | data not available | data not available | Holmquarry Farm (Holmquarry Road) | data not available | data not available | data not available | data not available | data not available | Scotland | data not available | data not available | Kilmarnock Town | data not applicable | data not available | 33 | SP Distribution Ltd | Stored Energy | Storage - Electrochemical (Batteries) | No | data not available | data not available | 60.8 | data not applicable | data not applicable | No | 0 | 0 | 0 | data not applicable | data not applicable | No | 0 | 0 | 0 | No | Accepted to Connect | data not applicable | data not applicable | data not applicable | data not applicable | data not applicable | data not applicable | 60.8 | 60.4 | 63.5789 | 60.4 | 63.5789 | 44708 | 46142 | data not available | data not available | data not available | Y | 620196315 | data not available | 45749 | data not available | 836
1594001111792 | [5 empty] | Data Not Available | North Tyneside General Hospital | North Tyneside General Hospital | North Tyneside General Hospital | Rake Lane | North Shields | Tyne and Wear | NE29 8NH | England | 434052 | 570275 | Tynemouth | Chirton Grange | Billy Mill | 11 | Northern Powergrid (Northeast) plc | Other | Other | No | Data Not Applicable | Data Not Applicable | 2.451 | Data Not Available | Data Not Available | Data Not Available | Data Not Available | Data Not Available | Data Not Available | Data Not Available | Data Not Available | Data Not Available | Data Not Available | Data Not Available | Data Not Available | No | Connected | 2.451 | 2.451 | 2.58 | Data Not Available | Data Not Available | 1998-08-01 00:00:00 | Data Not Applicable | Data Not Applicable | 2.58 | Data Not Applicable | Data Not Applicable | Data Not Available | Data Not Available | Data Not Available | Data Not Available | Data Not Available | Data Not Available | Data Not Available | Data Not Available | 2017-03-08 | 55.02584955671721, -1.468880531698359 |  | 1998-08-01 | North Tyneside
data not available | [5 empty] | data not available | Ampyr Energy UK Development Ltd | Hopetoun Newton | Newton Farm | Off A904 | Abercorn | West Lothian | EH30 9SN | Scotland | 310057 | 677923 | Broxburn | data not applicable | Broxburn | 33 | SP Distribution Ltd | Stored Energy | Storage - Electrochemical (Batteries) | No | data not available | data not available | 22.4 | Solar | Photovoltaic | No | 0 | 0 | 29.9 | data not applicable | data not applicable | No | 0 | 0 | 0 | No | Accepted to Connect | data not applicable | data not applicable | data not applicable | data not applicable | data not applicable | data not applicable | 52.3 | 29.9 | 31.4737 | 20 | 21.0526 | 45505 | 46996 | N | N | data not available | Y | 619747319 | data not available | 44872 | data not available | 425
data not available | [5 empty] | data not available | North West Biomass | NEUD TRYDAN | North West Biomass | Tir Llwyd Enterprise Park | Kimmel Bay | North Wales | LL18 5JZ | Wales | 298658 | 378855 | CONNAHS QUAY / PENTIR / ST ASAPH (CONQ) | HOLYWELL GT1 / RHYL GT1 / ST ASAPH GT2 / ST ASAPH GT4 | RHUDDLAN T1 | 33 | SP Manweb plc | Biofuel - Other | Engine (combustion / reciprocating) | Yes | 0 | 0 | 1 | data not applicable | data not applicable | No | 0 | 0 | 0 | data not applicable | data not applicable | No | 0 | 0 | 0 | data not available | Connected | 1 | 1 | 1.0526 | data not applicable | data not applicable | 42825 | data not applicable | data not applicable | data not applicable | data not applicable | data not applicable | data not available | data not applicable | N | N | data not available | N | data not available | data not available | 44910 | data not available | 582
data not available | [5 empty] | data not available | Anesco Limited | Iddenshall Grange | Iddinshall Rough | High Street | Clotton Hopfield | Wirral | CW6 0EQ | England | 353599 | 362538 | CAPENHURST | CHESTER MAIN GT4 / CRANE BANK GT1 / GUILDEN SUTTON GT1 / SALTNEY G2A | data not available | 33 | SP Manweb plc | Solar | Photovoltaic | No | 0 | 0 | 14.9 | data not applicable | data not applicable | No | 0 | 0 | 0 | data not applicable | data not applicable | No | 0 | 0 | 0 | data not available | Accepted to Connect | data not applicable | data not applicable | data not applicable | data not applicable | data not applicable | data not applicable | 14.9 | 14.9 | 15.6842 | data not applicable | data not applicable | 44168 | 45137 | N | N | data not available | Y | 615535279 | data not available | 44917 | data not available | 435
data not available | [5 empty] | data not available | SBC-1351 | Johnsons Lane Landfill | Johnsons Lane Widnes Halton | Johnsons Lane Widnes Halton | Halton | Merseyside | data not available | England | 353649 | 385575 | RAINHILL | BOLD G2A / PRESCOT GT1B / WIDNES GT1 / WIDNES GT2 | data not available | 33 | SP Manweb plc | Solar | Photovoltaic | No | 0 | 0 | 13.37 | data not applicable | data not applicable | No | 0 | 0 | 0 | data not applicable | data not applicable | No | 0 | 0 | 0 | data not available | Accepted to Connect | data not applicable | data not applicable | data not applicable | data not applicable | data not applicable | data not applicable | 13.37 | 13.37 | 14.0737 | data not applicable | data not applicable | data not available | data not available | N | N | data not available | Y | 614579444 | data not available | 45749 | data not available | 901
data not available | [5 empty] | data not available | data not available | Kelvin Meadows Solar & BESS | data not available | data not available | data not available | data not available | data not available | Scotland | data not available | data not available | Easterhouse | data not applicable | KIRKINTILLOCH (11kV) | 11 | SP Distribution Ltd | Stored Energy | Storage - Electrochemical (Batteries) | No | data not available | data not available | 2.6 | Solar | Photovoltaic | No | 0 | 0 | 7.5 | data not applicable | data not applicable | No | 0 | 0 | 0 | No | Accepted to Connect | data not applicable | data not applicable | data not applicable | data not applicable | data not applicable | data not applicable | 10.1 | 8.8 | 9.2632 | 0.2 | 0.21053 | 45594 | 47208 | data not available | data not available | data not available | Y | 619766933 | data not available | 45625 | data not available | 451
data not available | [5 empty] | data not available | Starlight Energy UK Ltd | Kennishead BESS | Land at Kennishead Farm | Kennishead | Glasgow | East Renfrewshire | G46 8SF | Scotland | 254101 | 660323 | Haggs Road | data not applicable | data not available | 33 | SP Distribution Ltd | Stored Energy | Storage - Electrochemical (Batteries) | No | data not available | data not available | 40 | data not applicable | data not applicable | No | 0 | 0 | 0 | data not applicable | data not applicable | No | 0 | 0 | 0 | Yes | Accepted to Connect | data not applicable | data not applicable | data not applicable | data not applicable | data not applicable | data not applicable | 40 | 40 | 42.1053 | 40 | 42.1053 | 45100 | 48152 | N | N | data not available | Y | 618801285 | data not available | 45625 | data not available | 453
Data not available | [6 empty] | Northumbrian Water TA Essex and Suffolk Water | LOWER HALL LANE |  |  | Chingford | LONDON | E4 8JQ | England | 536499 | 192567 | Tottenham | - | Tottenham Grid 11kV | 11 | Eastern Power Networks (EPN) | Fossil - Oil | Engine (combustion / reciprocating) |  |  |  | 2.27 | [12 empty] | No | Connected | 2.27 | 2.27 | 2.389 |  |  | 2016-03-01 | [13 empty] | 2024-02-14 | 1.3641 | 52.6185 | 52.6185242920676, 1.364095533484 | EPN-S0000000G5072 | Fossil fuel
data not available | [5 empty] | data not available | Inovyn Chlor Vinyls | Keuper Gas Storage | Inovyn Brinefields Holford | Lostock Gralam | Northwich | Cheshire | CW9 7TD | England | 370978 | 374038 | CARRINGTON / FIDDLERS FERRY | data not available | data not available | 132 | SP Manweb plc | Fossil - Gas | Steam-gas turbine (CCGT) | No | 0 | 0 | 6 | Stored Energy | Storage - Electrochemical (Batteries) | No | data not available | data not available | 0 | data not applicable | data not applicable | No | 0 | 0 | 0 | data not available | Accepted to Connect | data not applicable | data not applicable | data not applicable | data not applicable | data not applicable | data not applicable | 6 | 6 | 6.3158 | 60 | 63.1579 | 44806 | 45384 | N | N | data not available | Y | 617080022 | data not available | 45625 | data not available | 456
data not available | [5 empty] | data not available | Greentech Projects Holding UK Limited | Kibbleston Solar and BESS | Kibbleston Farm | Kibbleston Road | Kilbarchan | Renfrewshire | PA10 2PH | Scotland | 239835 | 661831 | Johnstone | data not applicable | data not available | 33 | SP Distribution Ltd | Stored Energy | Storage - Electrochemical (Batteries) | No | 0 | 0 | 54.6 | Solar | Photovoltaic | No | 0 | 0 | 54.6 | data not applicable | data not applicable | No | 0 | 0 | 0 | No | Accepted to Connect | data not applicable | data not applicable | data not applicable | data not applicable | data not applicable | data not applicable | 109.2 | 49.9 | 52.5263 | 49.9 | 52.5263 | 45539 | 48518 | N | N | data not available | Y | 619746038 | data not available | 45566 | data not available | 457
data not available | [5 empty] | data not applicable | Scottish Hyrdo Electric Power Distribution | Kingsburn Windfarm | data not available | data not available | data not available | Stirlingshire | data not available | Scotland | data not available | data not available | Strathleven | data not applicable | SSEN NETWORK | 33 | SP Distribution Ltd | Wind | Onshore wind turbines | No | 0 | 0 | 22.5 | data not applicable | data not applicable | No | 0 | 0 | 0 | data not applicable | data not applicable | No | 0 | 0 | 0 | Yes | Connected | 22.5 | 22.5 | 23.6842 | 0 | 0 | data not available | data not applicable | data not applicable | data not applicable | data not applicable | data not applicable | data not available | data not available | N | N | data not available | N | data not available | data not available | 45625 | data not available | 461
data not available | [5 empty] | data not available | Kingspan | KINGSPAN | Kingspan Ltd Unit 2 Greenfield Buisness Park | 24 Bagillt Road Greenfield | Holywell | Dee Valley and Mid Wales | CH8 7GJ | Wales | 320053 | 377640 | CONNAHS QUAY / PENTIR / ST ASAPH (CONQ) | BRYMBO GT2 / HAWARDEN GT2 / HOLYWELL GT2 | GREENFIELD T1 / GREENFIELD T2 | 33 | SP Manweb plc | Wind | Onshore wind turbines | No | 0 | 0 | 1.8 | data not applicable | data not applicable | No | 0 | 0 | 0 | data not applicable | data not applicable | No | 0 | 0 | 0 | data not available | Connected | 1.8 | 1.8 | 1.8947 | data not applicable | data not applicable | data not available | data not applicable | data not applicable | data not applicable | data not applicable | data not applicable | data not available | data not applicable | N | N | data not available | N | data not available | data not available | 44026 | data not available | 445
data not available | [5 empty] | data not applicable | Coriolis Energy | Kirk Hill Windfarm | Kirk Hill | data not available | Kirkswald | South Ayrshire | KA19 8LX | Scotland | 226622 | 604337 | Maybole | data not applicable | data not available | 33 | SP Distribution Ltd | Wind | Onshore wind turbines | No | 0 | 0 | 20 | data not applicable | data not applicable | No | 0 | 0 | 0 | data not applicable | data not applicable | No | 0 | 0 | 0 | No | Connected | 20 | 20 | 21.0526 | 0 | 0 | 45397 | data not applicable | data not applicable | data not applicable | data not applicable | data not applicable | 42206 | data not available | N | N | data not available | N | 162526 | data not available | 44057 | data not available | 463
data not available | [5 empty] | data not applicable | Naturalis Energy Developments | Knockippen Energy Park | Knockippen Energy Park | Littlemill | Drongan | East Ayrshire | KA6 7HL | Scotland | 242900 | 613200 | Ayr | data not applicable | data not available | 33 | SP Distribution Ltd | Stored Energy | Storage - Electrochemical (Batteries) | No | 0 | 0 | 18 | Wind | Onshore wind turbines | No | data not available | data not available | 50.4 | Solar | Photovoltaic | No | 0 | 0 | 18 | Yes | Accepted to Connect | data not applicable | data not applicable | data not applicable | data not applicable | data not applicable | data not applicable | 86.4 | 60 | 63.1579 | 18 | 18.9474 | 44544 | 46266 | N | N | data not available | Y | 616508741 | data not available | 44861 | data not available | 465
data not available | [5 empty] | data not applicable | REG Knocksinnoch Limited | Knockshinnoch Energy Park | Knockshinnoch Wind Farm | Knockshinnoch Rd | Cumnock | East Ayrshire | KA18 4NJ | Scotland | 246341 | 619736 | Coylton | data not applicable | NEW CUMMNOCK | 33 | SP Distribution Ltd | Wind | Onshore wind turbines | No | 0 | 0 | 8.4 | Solar | Photovoltaic | No | 0 | 0 | 4 | data not applicable | data not applicable | No | 0 | 0 | 0 | No | Accepted to Connect | data not applicable | data not applicable | data not applicable | data not applicable | data not applicable | data not applicable | 16.4 | 8 | 8.4211 | 6 | 6.3158 | 45474 | 46630 | N | N | data not available | Y | 619550097 | data not available | 44088 | data not available | 466
data not available | [5 empty] | data not available | Knowsley Energy Recovery | Knowsley Energy Recovery | data not available | data not available | data not available | Merseyside | data not available | England | 343080 | 396588 | KIRKBY | GILLMOSS GT1 / KIRKBY GT2 / SIMONSWOOD GT1 | data not available | 33 | SP Manweb plc | Waste | Engine (combustion / reciprocating) | Yes | 0 | 0 | 11.25 | data not applicable | data not applicable | No | 0 | 0 | 0 | data not applicable | data not applicable | No | 0 | 0 | 0 | data not available | Accepted to Connect | data not applicable | data not applicable | data not applicable | data not applicable | data not applicable | data not applicable | 11.25 | 11.25 | 11.8421 | data not applicable | data not applicable | data not available | data not available | N | N | data not available | N | data not available | data not available | 45749 | data not available | 904
data not available | [5 empty] | data not available | data not available | Lalatham Battery Storage | data not available | data not available | data not available | data not available | data not available | Scotland | 334436 | 704239 | Leven | data not applicable | data not available | 33 | SP Distribution Ltd | Stored Energy | Storage - Electrochemical (Batteries) | No | 0 | 0 | 30.81 | data not applicable | data not applicable | No | 0 | 0 | 0 | data not applicable | data not applicable | No | 0 | 0 | 0 | No | Accepted to Connect | data not applicable | data not applicable | data not applicable | data not applicable | data not applicable | data not applicable | 30.81 | 30 | 31.5789 | 30 | 31.5789 | 45526 | 48456 | N | N | data not available | Y | 619508812 | data not available | 45532 | data not available | 472
data not available | [5 empty] | data not available | data not available | Land Adjoining Drury Lane, Drury Lane, Crewe, Cheshire CW1 4PN | data not available | data not available | data not available | Cheshire | data not available | England | 369515 | 359556 | CELLARHEAD | COPPENHALL GT1 / CREWE GT1 / CREWE GT2A / CREWE GT4A / RADWAY GREEN GT1 / RADWAY GREEN GT2 / WHITCHURCH GT2 | data not available | 132 | SP Manweb plc | Solar | Photovoltaic | No | 0 | 0 | 25 | data not applicable | data not applicable | No | 0 | 0 | 0 | data not applicable | data not applicable | No | 0 | 0 | 0 | data not available | Accepted to Connect | data not applicable | data not applicable | data not applicable | data not applicable | data not applicable | data not applicable | 25 | 25 | 26.3158 | data not applicable | data not applicable | data not available | data not available | N | N | data not available | Y | data not available | data not available | 45749 | data not available | 906
data not available | [5 empty] | data not available | Lawmoor Developments Ltd | Lawmoor Developments Energy Storage | Lawmoor Developments Energy Storage Station | Lawmoor Road | Glasgow | Glasgow City | G5 0UL | Scotland | 259246 | 663148 | Saint Andrews Cross | data not applicable | data not available | 33 | SP Distribution Ltd | Stored Energy | Storage - Electrochemical (Batteries) | No | data not available | data not available | 50 | data not applicable | data not applicable | No | 0 | 0 | 0 | data not applicable | data not applicable | No | 0 | 0 | 0 | Yes | Accepted to Connect | data not applicable | data not applicable | data not applicable | data not applicable | data not applicable | data not applicable | 50 | 50 | 52.6316 | 50 | 52.6316 | 45338 | 46591 | N | N | data not available | Y | 618997581 | data not available | 45383 | data not available | 484
1100050222446 | [5 empty] | 1100039606294 | Nottingham university hospitals nhs trust | Queens medical centre, nottingham univer | Nottingham University Hospital Queens Medical Centre | Derby Road | Nottingham | Nottinghamshire | NG7 2UH | United Kingdom | 454800 | 338800 | Ratcliffe On Soar 132Kv S Stn | Nottingham 33Kv S Stn | Lenton 33 11Kv S Stn | 11 | National Grid Electricity Distribution (East Midlands) Plc | Fossil - Gas | Engine (combustion / reciprocating) | Yes | data not available | data not available | 6.125 | data not applicable | data not applicable | data not applicable | data not available | data not available | data not applicable | data not applicable | data not applicable | data not applicable | data not available | data not available | data not applicable | data not available | Connected | 6.125 | 4.275 | 4.5 | 8.55 | 9 | 41522 | data not applicable | data not applicable | data not applicable | data not applicable | data not applicable | data not applicable | data not applicable | data not available | data not available | data not available | data not available | data not available | data not available | 45750
data not available | [5 empty] | data not available | Leithenwater Wind Energy Hub Limited | Leithenwater Wind Farm and BESS | Leithenwater | data not available | Peebles | Scottish Borders | EH44 6NW | Scotland | 330000 | 643000 | Galashiels | data not applicable | data not available | 33 | SP Distribution Ltd | Stored Energy | Storage - Electrochemical (Batteries) | No | 0 | 0 | 6 | Wind | Onshore wind turbines | No | data not available | data not available | 72.6 | data not applicable | data not applicable | No | 0 | 0 | 0 | No | Accepted to Connect | data not applicable | data not applicable | data not applicable | data not applicable | data not applicable | data not applicable | 78.6 | 72.6 | 76.4211 | 6 | 6.3158 | 44783 | 47422 | N | N | data not available | Y | 617514610 | data not available | 44866 | data not available | 491
data not available | [5 empty] | data not available | BIG BATTERY (LETHAM FARM) LIMITED | Letham Farm | Letham Farm | Waterfoot Road, Newton Mearns | Glasgow | East Renfrewshire | G77 5RS | Scotland | 255963 | 655256 | Giffnock | data not applicable | data not available | 33 | SP Distribution Ltd | Stored Energy | Storage - Electrochemical (Batteries) | No | data not available | data not available | 38 | data not applicable | data not applicable | No | 0 | 0 | 0 | data not applicable | data not applicable | No | 0 | 0 | 0 | Yes | Accepted to Connect | data not applicable | data not applicable | data not applicable | data not applicable | data not applicable | data not applicable | 38 | 38 | 40 | 38 | 40 | 44957 | 46598 | N | N | data not available | Y | 617638719 | data not available | 45625 | data not available | 494
Data not available | [6 empty] | Nova Victoria | Nova Victoria | BRESSENDEN PLACE |  | Westminster | LONDON | SW1E 5DR | England | 529044 | 179315 | Wimbledon Grid South 3/4 | - | Victoria St 11kV | 11 | London Power Networks (LPN) | Fossil - Oil | Engine (combustion / reciprocating) |  |  |  | 10 | [12 empty] | No | Connected | 10 | 10 | 12.5 |  |  | 2016-06-08 | [13 empty] | 2021-12-14 | 0.15524 | 51.5047 | 51.5046899292839, 0.155241820329321 |  | Biogas
data not available | [5 empty] | data not available | data not available | Linwood WWTW | Glasgow Airport | data not available | Paisley | Renfrewshire | PA3 2SW | Scotland | 248090 | 666061 | Paisley | data not applicable | GLASGOW AIRPORT (11kV) | 11 | SP Distribution Ltd | Stored Energy | Storage - Mechanical - Pumped Hydro | No | data not available | data not available | 1.2 | data not applicable | data not applicable | No | 0 | 0 | 0 | data not applicable | data not applicable | No | 0 | 0 | 0 | Yes | Accepted to Connect | data not applicable | data not applicable | data not applicable | data not applicable | data not applicable | data not applicable | 1.2 | 1.2 | 1.2632 | 0 | 0 | data not available | 46022 | N | N | data not available | N | 617068762 | data not available | 44057 | data not available | 500
data not available | [5 empty] | data not available | Dwr Cymru Welsh Water | Liverpool Corporation Power House | Llyn Celyn Hydro Station | Celyn | Bala | Dee Valley and Mid Wales | LL23 7AF | Wales | 288013 | 339963 | TRAWSFYNYDD | FOUR CROSSES GT2 / MAENTWROG GT1 / MAENTWROG GT2 | TRYWERYN T1 | 33 | SP Manweb plc | Stored Energy | Storage - Mechanical - Pumped Hydro | No | data not available | data not available | 4 | data not applicable | data not applicable | No | 0 | 0 | 0 | data not applicable | data not applicable | No | 0 | 0 | 0 | data not available | Connected | 4 | 4 | 4.2105 | data not applicable | data not applicable | data not available | data not applicable | data not applicable | data not applicable | data not applicable | data not applicable | data not available | data not applicable | N | N | data not available | N | data not available | data not available | 44088 | data not available | 505
data not available | [5 empty] | data not available | Llandinam Extension | Llandinam Extension | data not available | data not available | data not available | Dee Valley and Mid Wales | data not available | Wales | 302962 | 283648 | LEGACY | data not available | data not available | 132 | SP Manweb plc | Wind | Onshore wind turbines | No | 0 | 0 | 60 | data not applicable | data not applicable | No | 0 | 0 | 0 | data not applicable | data not applicable | No | 0 | 0 | 0 | data not available | Accepted to Connect | data not applicable | data not applicable | data not applicable | data not applicable | data not applicable | data not applicable | 60 | 60 | 63.1579 | data not applicable | data not applicable | data not available | data not available | N | N | data not available | Y | data not available | data not available | 45749 | data not available | 911
data not available | [5 empty] | data not available | LLANGWYRYFON WINDFARM LTD | Llangwyryfon Wind Farm | Llangwyryfon | Dyfed | Aberystwyth | Dee Valley and Mid Wales | SY23 4SR | Wales | 261859 | 269628 | SWANSEA NORTH | ABERYSTWYTH GT2 / RHYDLYDAN GT1 | data not available | 33 | SP Manweb plc | Wind | Onshore wind turbines | No | 0 | 0 | 9.35 | data not applicable | data not applicable | No | 0 | 0 | 0 | data not applicable | data not applicable | No | 0 | 0 | 0 | data not available | Connected | 9.35 | 9.35 | 9.8421 | data not applicable | data not applicable | data not available | data not applicable | data not applicable | data not applicable | data not applicable | data not applicable | data not available | data not applicable | N | N | data not available | N | 614483950 | data not available | 44088 | data not available | 509
data not available | [5 empty] | data not available | Locogen Developments Ltd | Lochfergus Farm | Lochfergus Farm | Masonhill | Coylton | South Ayrshire | KA6 6LP | Scotland | 238920 | 618868 | Ayr | data not applicable | data not available | 33 | SP Distribution Ltd | Stored Energy | Storage - Electrochemical (Batteries) | No | 0 | 0 | 41.8 | Solar | Photovoltaic | No | data not available | data not available | 46 | data not applicable | data not applicable | No | 0 | 0 | 0 | No | Accepted to Connect | data not applicable | data not applicable | data not applicable | data not applicable | data not applicable | data not applicable | 87.8 | 45 | 47.3684 | 40.5 | 42.6316 | 44747 | 46142 | N | N | data not available | Y | 617228927 | data not available | 44861 | data not available | 517
data not available | [5 empty] | data not available | 163160 | Lon Pin | Lon Pin Solar Pv | Llanbedrog | Pwllheli | North Wales | LL53 7PG | Wales | 232035 | 233087 | TRAWSFYNYDD | FOUR CROSSES GT2 / MAENTWROG GT1 / MAENTWROG GT2 | LLANBEDROG T1 | 33 | SP Manweb plc | Solar | Photovoltaic | No | 0 | 0 | 5 | data not applicable | data not applicable | No | 0 | 0 | 0 | data not applicable | data not applicable | No | 0 | 0 | 0 | data not available | Accepted to Connect | data not applicable | data not applicable | data not applicable | data not applicable | data not applicable | data not applicable | 5 | 5 | 5.2632 | data not applicable | data not applicable | data not available | data not available | N | N | data not available | Y | 614595105 | data not available | 44146 | data not available | 520
data not available | [5 empty] | data not available | data not available | Maentwrog | Land off A496 | Maentwrog | Blaenau Ffestiniog | North Wales | LL41 4HY | Wales | 265422 | 339455 | TRAWSFYNYDD | FOUR CROSSES GT2 / MAENTWROG GT1 / MAENTWROG GT2 | data not available | 33 | SP Manweb plc | Stored Energy | Storage - Mechanical - Pumped Hydro | No | data not available | data not available | 29.6 | data not applicable | data not applicable | No | 0 | 0 | 0 | data not applicable | data not applicable | No | 0 | 0 | 0 | data not available | Connected | 29.6 | 29.6 | 31.1579 | data not applicable | data not applicable | data not available | data not applicable | data not applicable | data not applicable | data not applicable | data not applicable | 43643 | data not applicable | N | N | data not available | N | 614277850 | data not available | 44088 | data not available | 527
data not available | [5 empty] | data not available | Bluestone Energy LTD | Malcolmwood Farm | Malcolmwood Farm | Blantyre | Glasgow | South Lanarkshire | G72 9UL | Scotland | 267611 | 657083 | Westburn Road | data not applicable | data not available | 33 | SP Distribution Ltd | Stored Energy | Storage - Electrochemical (Batteries) | No | data not available | data not available | 62.916 | data not applicable | data not applicable | No | 0 | 0 | 0 | data not applicable | data not applicable | No | 0 | 0 | 0 | Yes | Accepted to Connect | data not applicable | data not applicable | data not applicable | data not applicable | data not applicable | data not applicable | 62.916 | 60 | 63.1579 | 60 | 63.1579 | 44890 | 46206 | N | N | data not available | Y | 617287349 | data not available | 45020 | data not available | 529
data not available | [5 empty] | data not available | data not available | Maw Green Solar (619372401) | data not available | data not available | data not available | Cheshire | data not available | England | 371297 | 357034 | SOUTH MANCHESTER B | COPPENHALL GT1 / CREWE GT1 / CREWE GT2A / CREWE GT4A / RADWAY GREEN GT1 / RADWAY GREEN GT2 / WHITCHURCH GT2 | data not available | 33 | SP Manweb plc | Solar | Photovoltaic | No | 0 | 0 | 20 | data not applicable | data not applicable | No | 0 | 0 | 0 | data not applicable | data not applicable | No | 0 | 0 | 0 | data not available | Accepted to Connect | data not applicable | data not applicable | data not applicable | data not applicable | data not applicable | data not applicable | 20 | 20 | 21.0526 | 0.15 | 0.15789 | 45459 | 46052 | N | N | data not available | Y | 619372401 | data not available | 45532 | data not available | 535
data not available | [5 empty] | data not available | Balance Power Projects Ltd | McQuittiston Farm | Land at McQuittiston Farm | Coallhall | Ayr | East Ayrshire | KA6 6NF | Scotland | 246331 | 619612 | Coylton | data not applicable | data not available | 33 | SP Distribution Ltd | Stored Energy | Storage - Electrochemical (Batteries) | No | data not available | data not available | 29.9 | data not applicable | data not applicable | No | 0 | 0 | 0 | data not applicable | data not applicable | No | 0 | 0 | 0 | No | Accepted to Connect | data not applicable | data not applicable | data not applicable | data not applicable | data not applicable | data not applicable | 29.9 | 29.9 | 31.4737 | 29.9 | 31.4737 | 44803 | 46171 | N | N | data not available | Y | 620629862 | data not available | 44861 | data not available | 536
Data not available | [6 empty] | Nova Victoria | Nova Victoria | BRESSENDEN PLACE |  | Westminster | LONDON | SW1E 5DR | England | 529044 | 179315 | Wimbledon Grid South 3/4 | - | Victoria St 11kV | 11 | London Power Networks (LPN) | Fossil - Gas | Engine (combustion / reciprocating) |  |  |  | 2.938 | [12 empty] | No | Connected | 2.938 | 2.938 | 3.672 |  |  | 2016-06-08 | [13 empty] | 2020-11-13 | -0.10244 | 51.4986 | 51.4985582740021, -0.1024414281229 | LPN-S000000000917 | Fossil fuel
data not available | [5 empty] | data not available | Ellis Pritchard | Melin Wynt | Melin Wynt | Ty Gwyn | Corwen | Dee Valley and Mid Wales | LL21 0PU | Wales | 300282 | 346415 | TRAWSFYNYDD | FOUR CROSSES GT2 / MAENTWROG GT1 / MAENTWROG GT2 | GLAN-YR-AFON T1 | 33 | SP Manweb plc | Wind | Onshore wind turbines | No | 0 | 0 | 1 | data not applicable | data not applicable | No | 0 | 0 | 0 | data not applicable | data not applicable | No | 0 | 0 | 0 | data not available | Connected | 1 | 1 | 1.0526 | data not applicable | data not applicable | data not available | data not applicable | data not applicable | data not applicable | data not applicable | data not applicable | data not available | data not applicable | N | N | data not available | N | data not available | data not available | 44146 | data not available | 539
data not available | [5 empty] | data not applicable | data not available | MinnyGap Windfarm | data not available | data not available | data not available | Dumfries and Galloway | data not available | Scotland | data not available | data not available | Moffat | data not applicable | data not available | 33 | SP Distribution Ltd | Wind | Onshore wind turbines | No | 0 | 0 | 25 | data not applicable | data not applicable | No | 0 | 0 | 0 | data not applicable | data not applicable | No | 0 | 0 | 0 | Yes | Connected | 25 | 25 | 26.3158 | 0 | 0 | data not available | data not applicable | data not applicable | data not applicable | data not applicable | data not applicable | data not available | data not available | N | N | data not available | N | data not available | data not available | 45532 | data not available | 554
data not available | [5 empty] | data not applicable | Beaufort Wind Limited | Minsca 2 Wind Farm | Minsca | Waterbeck | Lockerbie | Dumfries and Galloway | DG11 2QF | Scotland | 322571 | 581125 | Chapelcross | data not applicable | data not available | 33 | SP Distribution Ltd | Wind | Onshore wind turbines | No | 0 | 0 | 52.8 | data not applicable | data not applicable | No | 0 | 0 | 0 | data not applicable | data not applicable | No | 0 | 0 | 0 | No | Accepted to Connect | data not applicable | data not applicable | data not applicable | data not applicable | data not applicable | data not applicable | 52.8 | 52.8 | 55.5789 | 0.6 | 0.63158 | 45252 | 48427 | N | N | data not available | Y | 618809108 | data not available | 45426 | data not available | 555
data not available | [5 empty] | data not available | ENERGIEKONTOR UK GMBH CO WP | Moel Maelogen A | Moel Maelogen Windfarm B | Maelogen Fawr | Llanrwst | North Wales | LL26 0NY | Wales | 284530 | 361742 | CONNAHS QUAY / PENTIR / ST ASAPH (PENT) | COLWYN BAY GT1 / COLWYN BAY GT2 / DOLGARROG GT2 | data not available | 33 | SP Manweb plc | Wind | Onshore wind turbines | No | 0 | 0 | 2.6 | data not applicable | data not applicable | No | 0 | 0 | 0 | data not applicable | data not applicable | No | 0 | 0 | 0 | data not available | Connected | 2.6 | 2.6 | 2.7368 | data not applicable | data not applicable | data not available | data not applicable | data not applicable | data not applicable | data not applicable | data not applicable | data not available | data not applicable | N | N | data not available | N | data not available | data not available | 44088 | data not available | 557
data not available | [5 empty] | data not available | NON-FOSSIL PURCHASING AGENCY LIMITED | Moel Maelogen B | Maelogen Fawr | Llanwrst | Llanrwst | North Wales | LL26 0NY | Wales | 284530 | 361742 | CONNAHS QUAY / PENTIR / ST ASAPH (PENT) | COLWYN BAY GT1 / COLWYN BAY GT2 / DOLGARROG GT2 | data not available | 33 | SP Manweb plc | Wind | Onshore wind turbines | No | 0 | 0 | 1.3 | data not applicable | data not applicable | No | 0 | 0 | 0 | data not applicable | data not applicable | No | 0 | 0 | 0 | data not available | Connected | 1.3 | 1.3 | 1.3684 | data not applicable | data not applicable | data not available | data not applicable | data not applicable | data not applicable | data not applicable | data not applicable | data not available | data not applicable | N | N | data not available | N | data not available | data not available | 44088 | data not available | 558
data not available | [5 empty] | data not available | MOELAGAN FAWR | Moel Maelogen C | Carmel | Llanrwst | Llanrwst | North Wales | LL26 0NY | Wales | 284530 | 361742 | CONNAHS QUAY / PENTIR / ST ASAPH (PENT) | COLWYN BAY GT1 / COLWYN BAY GT2 / DOLGARROG GT2 | data not available | 33 | SP Manweb plc | Wind | Onshore wind turbines | No | 0 | 0 | 11.7 | data not applicable | data not applicable | No | 0 | 0 | 0 | data not applicable | data not applicable | No | 0 | 0 | 0 | data not available | Connected | 11.7 | 11.7 | 12.3158 | data not applicable | data not applicable | data not available | data not applicable | data not applicable | data not applicable | data not applicable | data not applicable | data not available | data not applicable | N | N | data not available | N | data not available | data not available | 44088 | data not available | 559
data not available | [5 empty] | data not available | data not available | Moss Farm (Southport) | data not available | data not available | data not available | Merseyside | data not available | England | 331505 | 408869 | KIRKBY | AINTREE GT1 / FORMBY GT2A / LITHERLAND GT1B | data not available | 33 | SP Manweb plc | Solar | Photovoltaic | No | 0 | 0 | 16 | data not applicable | data not applicable | No | 0 | 0 | 0 | data not applicable | data not applicable | No | 0 | 0 | 0 | data not available | Accepted to Connect | data not applicable | data not applicable | data not applicable | data not applicable | data not applicable | data not applicable | 16 | 16 | 16.8421 | 0 | 0 | 44419 | data not available | N | N | data not available | Y | 617173613 | data not available | 44915 | data not available | 566
data not available | [5 empty] | data not applicable | Wind Power North Three Ltd | Mossmulloch Wind Farm | Mossmulloch Wind Farm | Land off West Hookhead Farm | Strathaven | South Lanarkshire | ML10 6QE | Scotland | 263139 | 641174 | East Kilbride South | data not applicable | data not available | 33 | SP Distribution Ltd | Wind | Onshore wind turbines | No | 0 | 0 | 43.2 | data not applicable | data not applicable | No | 0 | 0 | 0 | data not applicable | data not applicable | No | 0 | 0 | 0 | No | Accepted to Connect | data not applicable | data not applicable | data not applicable | data not applicable | data not applicable | data not applicable | 43.2 | 43.2 | 45.4737 | 0 | 0 | 44956 | 45657 | N | N | data not available | Y | 617489867 | data not available | 45625 | data not available | 568
data not available | [5 empty] | data not available | data not available | Mount Annan Farm BESS | data not available | data not available | data not available | data not available | data not available | Scotland | 319405 | 571018 | Chapelcross | data not applicable | data not available | 33 | SP Distribution Ltd | Stored Energy | Storage - Electrochemical (Batteries) | No | data not available | data not available | 92 | data not applicable | data not applicable | No | 0 | 0 | 0 | data not applicable | data not applicable | No | 0 | 0 | 0 | No | Accepted to Connect | data not applicable | data not applicable | data not applicable | data not applicable | data not applicable | data not applicable | 92 | 90 | 94.7368 | 90 | 94.7368 | data not available | 49613 | data not available | data not available | data not available | Y | 620178147 | data not available | 45625 | data not available | 570
data not available | [5 empty] | data not available | data not available | Mynydd Branar | data not available | data not available | data not available | North Wales | data not available | Wales | data not available | data not available | CONNAHS QUAY / PENTIR / ST ASAPH (SASA) | data not available | data not available | 132 | SP Manweb plc | Wind | Onshore wind turbines | No | 0 | 0 | 55.8 | data not applicable | data not applicable | No | 0 | 0 | 0 | data not applicable | data not applicable | No | 0 | 0 | 0 | data not available | Accepted to Connect | data not applicable | data not applicable | data not applicable | data not applicable | data not applicable | data not applicable | 55.8 | 55.8 | 58.7368 | 0.9 | 0.94737 | data not available | data not available | N | N | data not available | Y | data not available | data not available | 45749 | data not available | 917
data not available | [5 empty] | data not available | data not available | N299706 Jackton, East Kilbride Multi G98 | data not available | data not available | data not available | data not available | data not available | Scotland | data not available | data not available | East Kilbride South | data not applicable | JACKTON (11kV) | 11 | SP Distribution Ltd | Solar | Photovoltaic | No | 0 | 0 | 2.587 | data not applicable | data not applicable | No | 0 | 0 | 0 | data not applicable | data not applicable | No | 0 | 0 | 0 | Yes | Connected | 2.587 | 2.587 | 2.7232 | 0 | 0 | data not available | data not applicable | data not applicable | data not applicable | data not applicable | data not applicable | 44809 | data not available | data not available | data not available | data not available | N | 617498261 | data not available | 45625 | data not available | 580
2300000233930 | [5 empty] | Data Not Available | Novartis Grimsby Ltd | Novartis Grimsby Ltd | Novartis Grimsby LTD | Pyewipe | Grimsby | Lincolnshire | DN31 2SR | England | 524670 | 411474 | Grimsby West | Yarborough Road 132/33kV | Great Coates | 11 | Northern Powergrid (Yorkshire) plc | Fossil - Gas | Steam turbine (thermal power plant) | Yes | Data Not Applicable | Data Not Applicable | 7.98 | Data Not Available | Data Not Available | Data Not Available | Data Not Available | Data Not Available | Data Not Available | Data Not Available | Data Not Available | Data Not Available | Data Not Available | Data Not Available | Data Not Available | No | Connected | 7.98 | 7.98 | 8.4 | Data Not Available | Data Not Available | 2000-07-24 00:00:00 | Data Not Applicable | Data Not Applicable | 8.4 | Data Not Applicable | Data Not Applicable | Data Not Available | Data Not Available | Data Not Available | Data Not Available | Data Not Available | Data Not Available | Data Not Available | Data Not Available | 2017-03-08 | 53.58503867698963, -0.11818754840734459 |  | 2000-07-24 | North East Lincolnshire
1160000186560 | [5 empty] | 1160000186551 | Novera energy | Daneshill landfill site | Household Waste Recycling Centre | Daneshill Road | Lound | Nottinghamshire | DN22 8RB | United Kingdom | 467596 | 386887 | Staythorpe C 132Kv S Stn | Checkerhouse 33Kv S Stn | Daneshill 33Kv | 0.4 | National Grid Electricity Distribution (East Midlands) Plc | data not available | data not available | No | data not available | data not available | 3 | data not applicable | data not applicable | data not applicable | data not available | data not available | data not applicable | data not applicable | data not applicable | data not applicable | data not available | data not available | data not applicable | data not available | Connected | 3 | 2.85 | 3 | 0.19 | 0.2 | 38695 | data not applicable | data not applicable | data not applicable | data not applicable | data not applicable | data not applicable | data not applicable | data not available | data not available | data not available | data not available | data not available | data not available | 45750
data not available | [5 empty] | data not available | Advance Grid Solutions Ltd | Nerston BESS | Highflatt, off Cairnmuir Road | Stewartfield | East Kilbride | South Lanarkshire | G76 9EU | Scotland | 263360 | 657303 | East Kilbride | data not applicable | data not available | 33 | SP Distribution Ltd | Stored Energy | Storage - Electrochemical (Batteries) | No | data not available | data not available | 50 | data not applicable | data not applicable | No | 0 | 0 | 0 | data not applicable | data not applicable | No | 0 | 0 | 0 | No | Accepted to Connect | data not applicable | data not applicable | data not applicable | data not applicable | data not applicable | data not applicable | 50 | 50 | 52.6316 | 50 | 52.6316 | 45104 | 48883 | N | N | data not available | Y | 618791568 | data not available | 45426 | data not available | 593
data not available | [5 empty] | data not applicable | data not available | Nethermains PV | data not available | data not available | data not available | Ayrshire | data not available | Scotland | data not available | data not available | Saltcoats | data not applicable | RAVENSPARK (11kV) | 11 | SP Distribution Ltd | Solar | Photovoltaic | No | 0 | 0 | 7.48 | data not applicable | data not applicable | No | 0 | 0 | 0 | data not applicable | data not applicable | No | 0 | 0 | 0 | Yes | Accepted to Connect | data not applicable | data not applicable | data not applicable | data not applicable | data not applicable | data not applicable | 7.48 | 7.48 | 7.8737 | 0 | 0 | 44491 | 45777 | N | N | data not available | N | 616393314 | data not available | 44890 | data not available | 595
1100050222622 | [5 empty] | 1100050164040 | Novera energy (holdings 2) limited | Daneshill road | Daneshill Landfill Site | Daneshill Road | Lound | Nottinghamshire | DN22 8RB | United Kingdom | 467580 | 386869 | Staythorpe C 132Kv S Stn | Checkerhouse 33Kv S Stn | Hallcroft Rd 33 11Kv S Stn | 0.4 | National Grid Electricity Distribution (East Midlands) Plc | data not available | data not available | No | data not available | data not available | 1 | data not applicable | data not applicable | data not applicable | data not available | data not available | data not applicable | data not applicable | data not applicable | data not applicable | data not available | data not available | data not applicable | data not available | Connected | 1 | 0.95 | 1 | 0.038 | 0.04 | 36903 | data not applicable | data not applicable | data not applicable | data not applicable | data not applicable | data not applicable | data not applicable | data not available | data not available | data not available | data not available | data not available | data not available | 45750
data not available | [5 empty] | data not available | data not available | Neuadd Goch | data not available | data not available | data not available | Mid Wales Hub | data not available | data not available | 308909 | 284294 | MID WALES HUB (TBC) | data not available | data not available | 132 | SP Manweb plc | Wind | Onshore wind turbines | No | 0 | 0 | 30 | data not applicable | data not applicable | No | 0 | 0 | 0 | data not applicable | data not applicable | No | 0 | 0 | 0 | data not available | Accepted to Connect | data not applicable | data not applicable | data not applicable | data not applicable | data not applicable | data not applicable | 30 | 30 | 31.5789 | data not applicable | data not applicable | data not available | data not available | N | N | data not available | Y | data not available | data not available | 45749 | data not available | 920
data not available | [5 empty] | data not available | GPC Battery Limited | Newton Farm | Newton Farm | Cambuslang | Glasgow | South Lanarkshire | G72 7UN | Scotland | 267313 | 660522 | Westburn Road | data not applicable | data not available | 33 | SP Distribution Ltd | Stored Energy | Storage - Electrochemical (Batteries) | No | data not available | data not available | 40 | data not applicable | data not applicable | No | 0 | 0 | 0 | data not applicable | data not applicable | No | 0 | 0 | 0 | Yes | Accepted to Connect | data not applicable | data not applicable | data not applicable | data not applicable | data not applicable | data not applicable | 40 | 40 | 42.1053 | 40 | 42.1053 | 44880 | 47057 | N | N | data not available | Y | 617596343 | data not available | 45020 | data not available | 599
data not available | [5 empty] | data not available | NWP OFFSHORE LTD | North Hoyle Windfarm | Nwp Substation (North Hoyle Windfarm) | Cefndy Road | Rhyl | North Wales | LL18 2TT | Wales | 301156 | 380226 | CONNAHS QUAY / PENTIR / ST ASAPH (CONQ) | Rhyl T2 | data not available | 33 | SP Manweb plc | Wind | Offshore wind turbines | No | 0 | 0 | 60 | data not applicable | data not applicable | No | 0 | 0 | 0 | data not applicable | data not applicable | No | 0 | 0 | 0 | data not available | Connected | 60 | 60 | 63.1579 | data not applicable | data not applicable | data not available | data not applicable | data not applicable | data not applicable | data not applicable | data not applicable | data not available | data not applicable | N | N | data not available | N | data not available | data not available | 44088 | data not available | 603
data not available | [5 empty] | data not available | data not available | NORTH SEAFORTH | data not available | data not available | data not available | Merseyside | data not available | England | 332090 | 397352 | KIRKBY | LITHERLAND GT2 / LITHERLAND GT1C | data not available | 132 | SP Manweb plc | Solar | Photovoltaic | No | 0 | 0 | 30 | data not applicable | data not applicable | No | 0 | 0 | 0 | data not applicable | data not applicable | No | 0 | 0 | 0 | data not available | Accepted to Connect | data not applicable | data not applicable | data not applicable | data not applicable | data not applicable | data not applicable | 30 | 1 | 1.0526 | 30 | 31.5789 | 45420 | data not available | N | N | data not available | Y | 619371824 | data not available | 45532 | data not available | 583
data not available | [5 empty] | data not available | Conrad Energy | Oak Road No1 Wrexham | Oak Road | Acrefair | Wrexham | Dee Valley and Mid Wales | LL14 3LA | Wales | 338648 | 349513 | LEGACY | BRYMBO GT1 / LEGACY LOCAL GT1 / MARCHWIEL GT1 / MARCHWIEL GT2 / WREXHAM GT1 | BICC WREXHAM T1 / MARCHWIEL T1 / WIE CENTRAL T1 | 33 | SP Manweb plc | Fossil - Gas | Steam-gas turbine (CCGT) | No | 0 | 0 | 5 | data not applicable | data not applicable | No | 0 | 0 | 0 | data not applicable | data not applicable | No | 0 | 0 | 0 | data not available | Accepted to Connect | data not applicable | data not applicable | data not applicable | data not applicable | data not applicable | data not applicable | 5 | 5 | 5.2632 | 0.2 | 0.21053 | data not available | data not available | N | N | data not available | Y | 613279119 | data not available | 45749 | data not available | 923
data not available | [5 empty] | data not available | Conrad Energy | Oak Road No2 Wrexham | Oak Road | Acrefair | Wrexham | Dee Valley and Mid Wales | LL14 9RG | Wales | 338648 | 349513 | LEGACY | BRYMBO GT1 / LEGACY LOCAL GT1 / MARCHWIEL GT1 / MARCHWIEL GT2 / WREXHAM GT1 | DEESIDE ALUMINIUM T1 / DUNLOP PLASTICS T1 / FIRESTONE T1 / TETRAPAK T1 | 33 | SP Manweb plc | Fossil - Gas | Steam-gas turbine (CCGT) | No | 0 | 0 | 5 | data not applicable | data not applicable | No | 0 | 0 | 0 | data not applicable | data not applicable | No | 0 | 0 | 0 | data not available | Accepted to Connect | data not applicable | data not applicable | data not applicable | data not applicable | data not applicable | data not applicable | 5 | 5 | 5.2632 | 0.2 | 0.21053 | data not available | data not available | N | N | data not available | Y | 613025766 | data not available | 45749 | data not available | 924
data not available | [5 empty] | data not available | data not available | Over Rankielour Farms | Over Rankielour Farms | West Hall | Cupar | Fife | KY15 4NA | Scotland | 335321 | 715218 | Cupar | data not applicable | data not available | 33 | SP Distribution Ltd | Solar | Photovoltaic | No | data not available | data not available | 30 | data not applicable | data not applicable | No | 0 | 0 | 0 | data not applicable | data not applicable | No | 0 | 0 | 0 | No | Accepted to Connect | data not applicable | data not applicable | data not applicable | data not applicable | data not applicable | data not applicable | 30 | 29.9 | 31.4737 | 0 | 0 | 44879 | 46387 | N | N | data not available | Y | 617399825 | data not available | 44895 | data not available | 613
1620000369315 | [5 empty] | 1620000469047 | NOVERA ENERGY (HOLDINGS 2) LIMITED | BILLINGE HILL QUARRY LANDFILL | RAINFORD ROAD | BILLINGE | WIGAN | GREATER MANCHESTER | WN5 7PG | ENGLAND | 352669 | 400035 | WASHWAY FARM GSP / KIRKBY GSP GROUP | ORRELL | UPHOLLAND | 11 | ELECTRICITY NORTH WEST LIMITED | BIOFUEL - LANDFILL GAS | ENGINE (COMBUSTION / RECIPROCATING) | NO | 0 | 0 | 1.025 |  |  |  | 0 | 0 | 0 |  |  |  | 0 | 0 | 0 | NO | CONNECTED | 1.025 | 1.9 | 2 | 0.038 | 0.04 | 1993-08-01 |  |  |  | 0 | 0 |  |  | NO | NO |  |  |  |  | 2021-12-06 | 53.4948769115674, -2.7149085093988843
data not available | [5 empty] | data not available | data not available | Perimeter Road | N/A | N/A | data not available | Merseyside | data not available | England | 344248 | 397930 | KIRKBY | GILLMOSS GT1 / KIRKBY GT2 / SIMONSWOOD GT1 | data not available | 33 | SP Manweb plc | Stored Energy | Storage - Electrochemical (Batteries) | No | data not available | data not available | 20 | data not applicable | data not applicable | No | 0 | 0 | 0 | data not applicable | data not applicable | No | 0 | 0 | 0 | data not available | Accepted to Connect | data not applicable | data not applicable | data not applicable | data not applicable | data not applicable | data not applicable | 20 | 20 | 21.0526 | N/A | data not available | data not available | data not available | N | N | data not available | Y | data not available | data not available | 45749 | data not available | 925
1023479942844 | [6 empty] | Novera Energy Generation | ATTLEBRIDGE LAND FILL SITE | Attlebridge |  | Norwich | Norfolk | NR29 5TD | England | 614690 | 316120 | Norwich Main | Thorpe Grid 33kV | Horsford Primary 11kV | 11 | Eastern Power Networks (EPN) | Biofuel landfill gas | Engine (combustion / reciprocating) |  |  |  | 1.065 | [12 empty] | No | Connected | 1.065 | 1.065 | 1.121 |  |  | 2016-03-04 | [13 empty] | 2024-02-14 | -0.26772 | 51.7307 | 51.7306695250019, -0.267724869727611 | EPN-S0000000H8075 | Fossil fuel
data not available | [5 empty] | data not available | Peel Environmental | Protos Park G1 | Gsp&Dno Is South, X&Y Is North | data not available | Chester | Wirral | CH2 4LB | England | 346577 | 376274 | FROD / INCE (INCE) | ELLESMERE PORT GT2 / INCE LOCAL GT1 / INCE LOCAL GT2 | data not available | 132 | SP Manweb plc | Waste | Engine (combustion / reciprocating) | Yes | 0 | 0 | 53 | data not applicable | data not applicable | No | 0 | 0 | 0 | data not applicable | data not applicable | No | 0 | 0 | 0 | data not available | Connected | 53 | 53 | 55.7895 | 0 | 0 | data not available | data not applicable | data not applicable | data not applicable | data not applicable | data not applicable | 43486 | data not applicable | N | N | data not available | N | 613540872 | data not available | 44088 | data not available | 643
data not available | [5 empty] | data not available | Peel Environmental | Protos Park G2 | Gsp&Dno Is South, X&Y Is North | data not available | Chester | Wirral | CH2 4LB | England | 346577 | 376274 | FROD / INCE (INCE) | ELLESMERE PORT GT2 / INCE LOCAL GT1 / INCE LOCAL GT2 | data not available | 132 | SP Manweb plc | Waste | Engine (combustion / reciprocating) | Yes | 0 | 0 | 27.84 | data not applicable | data not applicable | No | 0 | 0 | 0 | data not applicable | data not applicable | No | 0 | 0 | 0 | data not available | Accepted to Connect | data not applicable | data not applicable | data not applicable | data not applicable | data not applicable | data not applicable | 27.84 | 27.84 | 29.3053 | 0 | 0 | 43486 | data not available | N | N | data not available | Y | 613540872 | data not available | 45532 | data not available | 644
data not available | [5 empty] | data not available | Peel Environmental | Protos Park G3 | Protos Park G3 | Grinsome Road | Chester | Wirral | CH2 4RB | England | 343979 | 375281 | FROD / INCE (INCE) | data not available | data not available | 132 | SP Manweb plc | Fossil - Gas | Steam-gas turbine (CCGT) | No | 0 | 0 | 53 | data not applicable | data not applicable | No | 0 | 0 | 0 | data not applicable | data not applicable | No | 0 | 0 | 0 | data not available | Accepted to Connect | data not applicable | data not applicable | data not applicable | data not applicable | data not applicable | data not applicable | 53 | 53 | 55.7895 | 0 | 0 | 43486 | data not available | N | N | data not available | Y | 613540872 | data not available | 44088 | data not available | 645
1100050591713 | [5 empty] | 1100050591449 | Novera energy generation no2 limited | Park street | Export Buildbase | Park Road, Newhall | Swadlincote | Derbyshire | DE11 0TX | United Kingdom | 427934 | 320382 | Drakelow 132Kv | Gresley 33Kv S Stn | Gresley 11Kv S Stn | 11 | National Grid Electricity Distribution (East Midlands) Plc | data not available | data not available | No | data not available | data not available | 0.33 | data not applicable | data not applicable | data not applicable | data not available | data not available | data not applicable | data not applicable | data not applicable | data not applicable | data not available | data not available | data not applicable | data not available | Connected | 0.33 | 1.235 | 1.3 | 0.0475 | 0.05 | 42814 | data not applicable | data not applicable | data not applicable | data not applicable | data not applicable | data not applicable | data not applicable | data not available | data not available | data not available | data not available | data not available | data not available | 45750
data not available | [5 empty] | data not available | RHYL FLATS WINDFARM | Rhyl Flats | Kinmel Bay Grid Substation | Towyn Road | Abergele | North Wales | LL22 9HG | Wales | 296842 | 378419 | CONNAHS QUAY / PENTIR / ST ASAPH (SASA) | Kinmel Bay | data not available | 132 | SP Manweb plc | Wind | Offshore wind turbines | No | 0 | 0 | 92 | data not applicable | data not applicable | No | 0 | 0 | 0 | data not applicable | data not applicable | No | 0 | 0 | 0 | data not available | Connected | 92 | 92 | 96.8421 | data not applicable | data not applicable | data not available | data not applicable | data not applicable | data not applicable | data not applicable | data not applicable | data not available | data not applicable | N | N | data not available | N | data not available | data not available | 44088 | data not available | 662
data not available | [5 empty] | data not available | data not available | Roberts Bakery, School Road, Rudheath (618676766) | School Road | CW9 7RQ C | Rudheath | Cheshire | data not available | England | data not available | data not available | CARRINGTON / FIDDLERS FERRY | ELWORTH GT1 / ELWORTH GT2 / KNUTSFORD GT1 / KNUTSFORD GT2 | MORRISONS T1 | 33 | SP Manweb plc | Fossil - Gas | Steam-gas turbine (CCGT) | Yes | 0 | 0 | 1.56 | data not applicable | data not applicable | No | 0 | 0 | 0 | data not applicable | data not applicable | No | 0 | 0 | 0 | data not available | Accepted to Connect | data not applicable | data not applicable | data not applicable | data not applicable | data not applicable | data not applicable | 1.56 | 0 | 0 | 3.25 | 3.4211 | 45303 | 45677 | N | N | data not available | Y | 618676766 | data not available | 45433 | data not available | 667
data not available | [5 empty] | data not available | Green Power Consultants Ltd | Rogerton Cottage (Rogerton Avenue BESS) | Rogerton Cottage | Nerston Road | East Kilbride | South Lanarkshire | G74 4NX | Scotland | 262799 | 656770 | East Kilbride | data not applicable | data not available | 33 | SP Distribution Ltd | Stored Energy | Storage - Electrochemical (Batteries) | No | data not available | data not available | 55 | data not applicable | data not applicable | No | 0 | 0 | 0 | data not applicable | data not applicable | No | 0 | 0 | 0 | No | Accepted to Connect | data not applicable | data not applicable | data not applicable | data not applicable | data not applicable | data not applicable | 55 | 55 | 57.8947 | 55 | 57.8947 | 44949 | 46314 | N | N | data not available | Y | 617653424 | data not available | 45625 | data not available | 669
data not available | [5 empty] | data not applicable | data not available | Ross Priory | Ross Priory | Milton of Buchanan, Loch Lomond | Alexandria | West Dunbartonshire | G83 8NL | Scotland | 241620 | 687741 | Strathleven | data not applicable | SSEN NETWORK | 33 | SP Distribution Ltd | Solar | Photovoltaic | No | 0 | 0 | 4 | data not applicable | data not applicable | No | 0 | 0 | 0 | data not applicable | data not applicable | No | 0 | 0 | 0 | Yes | Accepted to Connect | data not applicable | data not applicable | data not applicable | data not applicable | data not applicable | data not applicable | 4 | 4 | 4.2105 | 0 | 0 | 44789 | 46022 | N | N | data not available | N | 617180625 | data not available | 45625 | data not available | 672
2100040255544 | [5 empty] | 2100040246656 | Novera energy generation no2 limited | Aberdare bryn pica landfill site | Refuse Tip Bryn Pica East, Bryn Pica Waste Disposal Site | Merthyr Road, Llwydcoed | Aberdare | Mid Glamorgan | CF44 0BX | United Kingdom | 300878 | 205183 | Swansea North Grid | Hirwaun Grid | Aberdare | data not available | National Grid Electricity Distribution (South Wales) Plc | data not available | data not available | No | data not available | data not available | 3.162 | data not applicable | data not applicable | data not applicable | data not available | data not available | data not applicable | data not applicable | data not applicable | data not applicable | data not available | data not available | data not applicable | data not available | Connected | 3.162 | 2.47 | 2.6 | 0.095 | 0.1 | 38991 | data not applicable | data not applicable | data not applicable | data not applicable | data not applicable | data not applicable | data not applicable | data not available | data not available | data not available | data not available | data not available | data not available | 45750
2198765266030 | [5 empty] | 2100040977180 | Novera energy generation no2 limited | Newport, docksway landfill site | Docks Way Disposal Site | Docks Way | Newport | Gwent | NP20 2NS | United Kingdom | 330480 | 185750 | Uskmouth | Newport West | Newport West Primary | 11 | National Grid Electricity Distribution (South Wales) Plc | Biofuel - Landfill gas | Gas turbine (OCGT) | No | data not available | data not available | 1.006 | data not applicable | data not applicable | data not applicable | data not available | data not available | data not applicable | data not applicable | data not applicable | data not applicable | data not available | data not available | data not applicable | data not available | Connected | 1.006 | 1.9 | 2 | 0.0475 | 0.05 | 36633 | data not applicable | data not applicable | data not applicable | data not applicable | data not applicable | data not applicable | data not applicable | data not available | data not available | data not available | data not available | data not available | data not available | 45750
data not available | [5 empty] | data not available | BIG BATTERY (SHERIFF FAULDS FARM 1) | Sheriff Faulds Farm | Sheriff Faulds Farm | Muttonhole Road | Hamilton | South Lanarkshire | ML3 8RJ | Scotland | 269250 | 652958 | Strathaven | data not applicable | data not available | 33 | SP Distribution Ltd | Stored Energy | Storage - Electrochemical (Batteries) | No | data not available | data not available | 49.4 | data not applicable | data not applicable | No | 0 | 0 | 0 | data not applicable | data not applicable | No | 0 | 0 | 0 | Yes | Accepted to Connect | data not applicable | data not applicable | data not applicable | data not applicable | data not applicable | data not applicable | 49.4 | 49.4 | 52 | 49.4 | 52 | 44917 | 46325 | N | N | data not available | Y | 620315815 | data not available | 45625 | data not available | 699
data not available | [5 empty] | data not available | GreenGridPower1 Ltd | Shilton Lane BESS | Shilton Lane Energy Storage | Off Shilton Lane & Old Greenock Road | Erskine | Renfrewshire | PA7 5NS | Scotland | 245064 | 670545 | Erskine | data not applicable | data not available | 33 | SP Distribution Ltd | Stored Energy | Storage - Electrochemical (Batteries) | No | data not available | data not available | 55 | data not applicable | data not applicable | No | 0 | 0 | 0 | data not applicable | data not applicable | No | 0 | 0 | 0 | No | Accepted to Connect | data not applicable | data not applicable | data not applicable | data not applicable | data not applicable | data not applicable | 55 | 40 | 42.1053 | 40 | 42.1053 | 44326 | 45777 | N | N | data not available | Y | 618090881 | data not available | 44862 | data not available | 702
data not available | [5 empty] | data not available | EDF | Shin Etsu CHP | Toll Roundabout | Wilson Road | Livingston | West Lothian | EH54 7DA | Scotland | 302316 | 667243 | Drumcross | data not applicable | SHINETSU (Customer substation) | 11 | SP Distribution Ltd | Other | Steam-gas turbine (CCGT) | Yes | data not available | data not available | 4.7 | data not applicable | data not applicable | No | 0 | 0 | 0 | data not applicable | data not applicable | No | 0 | 0 | 0 | Yes | Accepted to Connect | data not applicable | data not applicable | data not applicable | data not applicable | data not applicable | data not applicable | 4.7 | 0 | 0 | 0 | 0 | 43488 | 46022 | N | N | data not available | N | 615087799 | data not available | 44088 | data not available | 703
data not available | [5 empty] | data not available | data not available | South Redhouse BESS & Solar PV | data not available | data not available | data not available | data not available | data not available | Scotland | data not available | data not available | Redhouse | data not applicable | data not available | 33 | SP Distribution Ltd | Stored Energy | Storage - Electrochemical (Batteries) | No | data not available | data not available | 23.52 | Solar | Photovoltaic | No | 0 | 0 | 11.001 | data not applicable | data not applicable | No | 0 | 0 | 0 | Yes | Connected | 34.521 | 16 | 16.8421 | 16 | 16.8421 | data not available | data not applicable | data not applicable | data not applicable | data not applicable | data not applicable | data not available | data not available | data not available | data not available | data not available | N | 616335930 | data not available | 45625 | data not available | 712
data not available | [5 empty] | data not available | Green Switch Capital Ltd | Southern Upland Way BESS | Southern Upland Way | data not available | Gattonside | Scottish Borders | TD6 9LY | Scotland | 353542 | 635003 | Galashiels | data not applicable | data not available | 33 | SP Distribution Ltd | Stored Energy | Storage - Electrochemical (Batteries) | No | data not available | data not available | 50 | data not applicable | data not applicable | No | 0 | 0 | 0 | data not applicable | data not applicable | No | 0 | 0 | 0 | No | Accepted to Connect | data not applicable | data not applicable | data not applicable | data not applicable | data not applicable | data not applicable | 50 | 42 | 44.2105 | 49.9 | 52.5263 | 44825 | 48030 | N | N | data not available | Y | 617655057 | data not available | 45625 | data not available | 713
data not available | [5 empty] | data not available | data not available | Southport BESS | data not available | data not available | data not available | Merseyside | data not available | England | data not available | data not available | KIRKBY | data not available | data not available | 132 | SP Manweb plc | Stored Energy | Storage - Electrochemical (Batteries) | No | data not available | data not available | 200 | data not applicable | data not applicable | No | 0 | 0 | 0 | data not applicable | data not applicable | No | 0 | 0 | 0 | data not available | Accepted to Connect | data not applicable | data not applicable | data not applicable | data not applicable | data not applicable | data not applicable | 200 | 200 | 210.5263 | 200 | 210.5263 | data not available | data not available | N | N | data not available | Y | data not available | data not available | 45749 | data not available | 935
data not available | [5 empty] | data not available | Bluestone Energy Ltd | Stanley Water BESS | Gleniffer Road | Foxbar | Elderslie | Renfrewshire | PA2 8UE | Scotland | 246335 | 661055 | Paisley | data not applicable | data not available | 33 | SP Distribution Ltd | Stored Energy | Storage - Electrochemical (Batteries) | No | data not available | data not available | 62.916 | data not applicable | data not applicable | No | 0 | 0 | 0 | data not applicable | data not applicable | No | 0 | 0 | 0 | No | Accepted to Connect | data not applicable | data not applicable | data not applicable | data not applicable | data not applicable | data not applicable | 62.916 | 60 | 63.1579 | 60 | 63.1579 | 44546 | 45838 | N | N | data not available | Y | 616410985 | data not available | 44890 | data not available | 721
data not available | [5 empty] | data not applicable | data not available | Strathaven South Windfarm | Afton Lea and Burnbrae Turbines | High Kype Road | Strathaven | South Lanarkshire | ML10 6PD | Scotland | 272053 | 640425 | Strathaven | data not applicable | STRATHAVEN (11kV) | 11 | SP Distribution Ltd | Wind | Onshore wind turbines | No | 0 | 0 | 1.8 | data not applicable | data not applicable | No | 0 | 0 | 0 | data not applicable | data not applicable | No | 0 | 0 | 0 | Yes | Connected | 1.8 | 1.8 | 1.8947 | 0 | 0 | data not available | data not applicable | data not applicable | data not applicable | data not applicable | data not applicable | data not available | data not available | N | N | data not available | N | data not available | data not available | 45625 | data not available | 733
data not available | [5 empty] | data not available | data not available | Strathaven West Extension Windfarms | data not available | data not available | data not available | data not available | data not available | Scotland | 264489 | 642616 | Strathaven | data not applicable | data not available | 33 | SP Distribution Ltd | Wind | Onshore wind turbines | No | 0 | 0 | 119.4 | data not applicable | data not applicable | No | 0 | 0 | 0 | data not applicable | data not applicable | No | 0 | 0 | 0 | No | Accepted to Connect | data not applicable | data not applicable | data not applicable | data not applicable | data not applicable | data not applicable | 119.4 | 114 | 120 | 0.4 | 0.42105 | 44714 | 47056 | data not available | data not available | data not available | Y | 616558038 | data not available | 45625 | data not available | 734
data not available | [5 empty] | data not applicable | Bluestone Energy Ltd | Summerston Solar | Balmore Road | data not available | Glasgow | Glasgow City | G23 5HD | Scotland | 257582 | 670916 | Killermont | data not applicable | data not available | 33 | SP Distribution Ltd | Solar | Photovoltaic | No | 0 | 0 | 52.5 | data not applicable | data not applicable | No | 0 | 0 | 0 | data not applicable | data not applicable | No | 0 | 0 | 0 | No | Accepted to Connect | data not applicable | data not applicable | data not applicable | data not applicable | data not applicable | data not applicable | 52.5 | 49.99 | 52.6211 | 0 | 0 | 44896 | 46234 | N | N | data not available | N | 617278701 | data not available | 45625 | data not available | 737
2198765426173 | [5 empty] | 2199989298706 | Novera energy generation no2 limited | Tythegston landfill generation | Landfill Site | Tythgston | Bridgend | Mid Glamorgan | CF32 0NE | United Kingdom | 285112 | 179071 | Pyle Grid | Pyle Bsp | Nottage | 11 | National Grid Electricity Distribution (South Wales) Plc | Biofuel - Landfill gas | Gas turbine (OCGT) | No | data not available | data not available | 1.236 | data not applicable | data not applicable | data not applicable | data not available | data not available | data not applicable | data not applicable | data not applicable | data not applicable | data not available | data not available | data not applicable | data not available | Connected | 1.236 | 1.2046 | 1.268 | 0.038 | 0.04 | 36053 | data not applicable | data not applicable | data not applicable | data not applicable | data not applicable | data not applicable | data not applicable | data not available | data not available | data not available | data not available | data not available | data not available | 45750
2000000000000 | [5 empty] | 2000000000000 | NTT GLOBAL DATA CENTERS EMEA UK LTD | DATA NOT AVAILABLE | AJAX AVENUE | DATA NOT AVAILABLE | SLOUGH | BERKSHIRE | SL1†4BG | ENGLAND | 495993 | 180736 | IVER 132KV | SLOUGH | SLOUGH POWER STATION | EHV | SOUTHERN ELECTRIC POWER DISTRIBUTION PLC | OTHER | OTHER | NO | DATA NOT AVAILABLE | DATA NOT AVAILABLE | 5 | DATA NOT AVAILABLE | DATA NOT AVAILABLE | DATA NOT AVAILABLE | DATA NOT AVAILABLE | DATA NOT AVAILABLE | DATA NOT AVAILABLE | DATA NOT AVAILABLE | DATA NOT AVAILABLE | DATA NOT AVAILABLE | DATA NOT AVAILABLE | DATA NOT AVAILABLE | DATA NOT AVAILABLE | DATA NOT AVAILABLE | CONNECTED | 5 | 4.75 | 5 | DATA NOT AVAILABLE | DATA NOT AVAILABLE | DATA NOT AVAILABLE | DATA NOT AVAILABLE | DATA NOT AVAILABLE | DATA NOT AVAILABLE | DATA NOT AVAILABLE | DATA NOT AVAILABLE | DATA NOT AVAILABLE | DATA NOT AVAILABLE | N | DATA NOT AVAILABLE | DATA NOT AVAILABLE | DATA NOT AVAILABLE | DATA NOT AVAILABLE | DATA NOT AVAILABLE | 45454
data not available | [5 empty] | data not applicable | Muirhall Energy Ltd | Tormywheel Wind extension | Tormywheel Wind Farm | A704 | Fauldhouse | West Lothian | EH55 8JW | Scotland | 295630 | 658381 | Bathgate | data not applicable | TORMYWHEEL WINDFARM (33kV) | 33 | SP Distribution Ltd | Wind | Onshore wind turbines | No | 0 | 0 | 9.6 | data not applicable | data not applicable | No | 0 | 0 | 0 | data not applicable | data not applicable | No | 0 | 0 | 0 | No | Accepted to Connect | data not applicable | data not applicable | data not applicable | data not applicable | data not applicable | data not applicable | 9.6 | 9.5 | 10 | 0 | 0 | 44691 | 46324 | N | N | data not available | Y | 616862153 | data not available | 44862 | data not available | 754
data not available | [5 empty] | data not available | data not available | Ty Du Uchaf | data not available | data not available | data not available | Dee Valley and Mid Wales | data not available | Wales | data not available | data not available | TRAWSFYNYDD | FOUR CROSSES GT2 / MAENTWROG GT1 / MAENTWROG GT2 | data not available | 33 | SP Manweb plc | Solar | Photovoltaic | No | 0 | 0 | 6 | data not applicable | data not applicable | No | 0 | 0 | 0 | data not applicable | data not applicable | No | 0 | 0 | 0 | data not available | Accepted to Connect | data not applicable | data not applicable | data not applicable | data not applicable | data not applicable | data not applicable | 6 | 6 | 6.3158 | data not applicable | data not applicable | 45218 | 45856 | N | N | data not available | Y | 618106677 | data not available | 45625 | data not available | 765
Data Not Available | [5 empty] | Data Not Available | Nutwell Water Treatment [No HH Data] | Nutwell Water Treatment [No HH Data] | Nutwell Lane | Armthorpe | Doncaster | South Yorkshire | DN3 3JF | England | 463041 | 404642 | West Melton / Thorpe Marsh | Doncaster B/Thorpe Marsh | West Moor Park | 11 | Northern Powergrid (Yorkshire) plc | Fossil - Gas | Steam turbine (thermal power plant) | Yes | Data Not Applicable | Data Not Applicable | 2 | Data Not Available | Data Not Available | Data Not Available | Data Not Available | Data Not Available | Data Not Available | Data Not Available | Data Not Available | Data Not Available | Data Not Available | Data Not Available | Data Not Available | No | Connected | 2 | 0 | 0 | Data Not Available | Data Not Available | Data Not Available | Data Not Applicable | Data Not Applicable | 2.105 | Data Not Applicable | Data Not Applicable | Data Not Available | Data Not Available | Data Not Available | Data Not Available | Data Not Available | Data Not Available | Data Not Available | Data Not Available | 2017-03-08 | 53.534657036183795, -1.050331315325175 |  |  | Doncaster
data not available | [5 empty] | data not available | Infinis | Wallerscote Limebeds 1 | Wallerscote Lime Beds | data not available | Northwich | Cheshire | CW8 4ZF | England | 363957 | 373758 | CARRINGTON / FIDDLERS FERRY | HARTFORD GT1 / LOSTOCK GT2 / WINSFORD GT1 / WINSFORD GT2 | data not available | 33 | SP Manweb plc | Stored Energy | Storage - Electrochemical (Batteries) | No | data not available | data not available | 15 | data not applicable | data not applicable | No | 0 | 0 | 0 | data not applicable | data not applicable | No | 0 | 0 | 0 | data not available | Accepted to Connect | data not applicable | data not applicable | data not applicable | data not applicable | data not applicable | data not applicable | 15 | 15 | 15.7895 | 15 | 15.7895 | 44748 | 50343 | N | N | data not available | Y | 617227305 | data not available | 45625 | data not available | 777
data not available | [5 empty] | data not available | Bluestone Energy Ltd | Weaver Island BESS | East Clifton Lagoon | Sutton Causeway | Frodsham | Wirral | WA7 4XT | England | 352632 | 379355 | MERSEY A | data not available | data not available | 132 | SP Manweb plc | Stored Energy | Storage - Electrochemical (Batteries) | No | data not available | data not available | 150 | data not applicable | data not applicable | No | 0 | 0 | 0 | data not applicable | data not applicable | No | 0 | 0 | 0 | data not available | Accepted to Connect | data not applicable | data not applicable | data not applicable | data not applicable | data not applicable | data not applicable | 150 | 100 | 105.2632 | 150 | 157.8947 | 44910 | data not available | N | N | data not available | Y | 617470789 | data not available | 45625 | data not available | 786
data not available | [5 empty] | data not available | Peel NRE Developments | Weaver Marsh PV (Frodsham Solar Park) | Frodsham Marsh | data not available | Frodsham | Wirral | WA6 7BQ | England | 350714 | 378895 | FROD / INCE (FROD) | data not available | data not available | 132 | SP Manweb plc | Solar | Photovoltaic | No | 0 | 0 | 100 | data not applicable | data not applicable | No | 0 | 0 | 0 | data not applicable | data not applicable | No | 0 | 0 | 0 | data not available | Accepted to Connect | data not applicable | data not applicable | data not applicable | data not applicable | data not applicable | data not applicable | 100 | 100 | 105.2632 | 0 | 0 | 44411 | data not available | N | N | data not available | Y | 616142964 | data not available | 44917 | data not available | 787
data not available | [5 empty] | data not available | data not available | Wemyss Estate PV | data not available | data not available | data not available | data not available | data not available | Scotland | data not available | data not available | Redhouse | data not applicable | data not available | 33 | SP Distribution Ltd | Solar | Photovoltaic | No | 0 | 0 | 50 | data not applicable | data not applicable | No | 0 | 0 | 0 | data not applicable | data not applicable | No | 0 | 0 | 0 | Yes | Accepted to Connect | data not applicable | data not applicable | data not applicable | data not applicable | data not applicable | data not applicable | 50 | 49.9 | 52.5263 | 0 | 0 | 45478 | 45931 | N | N | data not available | N | 619470417 | data not available | 45532 | data not available | 789
2394200165667 | [5 empty] | 2380002815384 | Oaks Lane BESS | Jakto Transport | Oaks Lane | Stairfoot | Barnsley | South Yorkshire | S71 1HT | England | 436445 | 406164 | West Melton Section 3 | Hunningley | Oak Lane BESS | 33 | Northern Powergrid (Yorkshire) plc | Fossil - Gas | Engine (combustion / reciprocating) | No | Data Not Applicable | Data Not Applicable | 40 | Data Not Available | Data Not Available | Data Not Available | Data Not Available | Data Not Available | Data Not Available | Data Not Available | Data Not Available | Data Not Available | Data Not Available | Data Not Available | Data Not Available | No | Connected | 40 | 19.95 | 21 | 38 | 40 | 2022-08-25 00:00:00 | Data Not Applicable | Data Not Applicable | 42.105 | Data Not Applicable | Data Not Applicable | 2017-06-30 00:00:00 | Data Not Available | Data Not Available | Data Not Available | Data Not Available | Data Not Available | Data Not Available | Data Not Available | 2024-09-30 | 53.55084911662707, -1.45139749773476 | 2017-06-30 | 2022-08-25 | Barnsley
data not available | [5 empty] | data not available | GPC Battery Ltd | Whitehill Estate | Whitehill Estate and Edinbarent Estate | Cochno Road | data not available | East Dunbartonshire | G81 5QS | Scotland | 251238 | 674248 | Drumchapel | data not applicable | data not available | 33 | SP Distribution Ltd | Stored Energy | Storage - Electrochemical (Batteries) | No | data not available | data not available | 70 | data not applicable | data not applicable | No | 0 | 0 | 0 | data not applicable | data not applicable | No | 0 | 0 | 0 | Yes | Accepted to Connect | data not applicable | data not applicable | data not applicable | data not applicable | data not applicable | data not applicable | 70 | 60 | 63.1579 | 60 | 63.1579 | 44945 | 47042 | N | N | data not available | Y | 617785397 | data not available | 45625 | data not available | 807
data not available | [5 empty] | data not applicable | Alerion UK Limited | Windshiel Farm | Windshiel Farm | Duns | data not available | Scottish Borders | TD11 3TU | Scotland | 373667 | 659194 | Eccles | data not applicable | data not available | 33 | SP Distribution Ltd | Wind | Onshore wind turbines | No | 0 | 0 | 19.2 | data not applicable | data not applicable | No | 0 | 0 | 0 | data not applicable | data not applicable | No | 0 | 0 | 0 | No | Accepted to Connect | data not applicable | data not applicable | data not applicable | data not applicable | data not applicable | data not applicable | 19.2 | 19.2 | 20.2105 | 0 | 0 | 45244 | 47421 | N | N | data not available | Y | 619225475 | data not available | 45273 | data not available | 812
1800054535565 | [5 empty] | data not applicable | Oatslie Generation A (07/02/07) | Oatslie Sand Pit Landfill | Oatslie Landfill Site | Cleugh Road | Roslin | Midlothian | EH25 9QN | Scotland | 327200 | 663100 | Portobello | data not applicable | LADY VICTORIA (11kV) | 11 | SP Distribution Ltd | Biofuel - Landfill gas | Steam-gas turbine (CCGT) | No | data not available | data not available | 2.63 | data not applicable | data not applicable | No | 0 | 0 | 0 | data not applicable | data not applicable | No | 0 | 0 | 0 | Yes | Connected | 2.63 | 2.63 | 2.7684 | 0 | 0 | 41548 | data not applicable | data not applicable | data not applicable | data not applicable | data not applicable | data not available | data not available | N | N | data not available | N | data not available | data not available | 44088 | data not available | 610
data not available | [5 empty] | data not available | data not available | Wirral BESS (Brickfields 2) | data not available | data not available | data not available | Wirral | data not available | England | 329453 | 384944 | BIRKENHEAD | data not available | data not available | 132 | SP Manweb plc | Stored Energy | Storage - Electrochemical (Batteries) | No | data not available | data not available | 90 | data not applicable | data not applicable | No | 0 | 0 | 0 | data not applicable | data not applicable | No | 0 | 0 | 0 | data not available | Accepted to Connect | data not applicable | data not applicable | data not applicable | data not applicable | data not applicable | data not applicable | 90 | 90 | 94.7368 | 90 | 94.7368 | data not available | data not available | N | N | data not available | Y | data not available | data not available | 45749 | data not available | 943
data not available | [5 empty] | 1300035356947 | United Utilities Renewable Energy | Wolverham Generation | Hale Gate Road | Hale Bank | Widnes | Dee Valley and Mid Wales | WA8 8LZ | Wales | data not available | data not available | TRAWSFYNYDD | FOUR CROSSES GT2 / MAENTWROG GT1 / MAENTWROG GT2 | data not available | 132 | SP Manweb plc | Fossil - Gas | Steam-gas turbine (CCGT) | No | 0 | 0 | 49.9 | data not applicable | data not applicable | No | 0 | 0 | 0 | data not applicable | data not applicable | No | 0 | 0 | 0 | data not available | Accepted to Connect | data not applicable | data not applicable | data not applicable | data not applicable | data not applicable | data not applicable | 49.9 | 49.9 | 52.5263 | data not applicable | data not applicable | data not available | data not available | N | N | data not available | Y | data not available | data not available | 45749 | data not available | 944
data not available | [5 empty] | data not applicable | Wind2 Ltd | Woolfords Windfarm | Woolfords Farm | data not available | West Lothian | South Lanarkshire | EH55 8LH | Scotland | 299975 | 658231 | Bathgate | data not applicable | data not available | 33 | SP Distribution Ltd | Wind | Onshore wind turbines | No | 0 | 0 | 19.8 | data not applicable | data not applicable | No | 0 | 0 | 0 | data not applicable | data not applicable | No | 0 | 0 | 0 | No | Accepted to Connect | data not applicable | data not applicable | data not applicable | data not applicable | data not applicable | data not applicable | 19.8 | 19.8 | 20.8421 | 0 | 0 | 44532 | 48089 | N | N | data not available | Y | 616385706 | data not available | 45749 | data not available | 829
data not available | [5 empty] | data not available | data not available | Wright Street | data not available | data not available | data not available | data not available | data not available | Scotland | 248828 | 666409 | Braehead Park | data not applicable | data not available | 33 | SP Distribution Ltd | Stored Energy | Storage - Electrochemical (Batteries) | No | data not available | data not available | 50 | data not applicable | data not applicable | No | 0 | 0 | 0 | data not applicable | data not applicable | No | 0 | 0 | 0 | No | Accepted to Connect | data not applicable | data not applicable | data not applicable | data not applicable | data not applicable | data not applicable | 50 | 49.9 | 52.5263 | 49.9 | 52.5263 | 44824 | 45854 | data not available | data not available | data not available | Y | 617351991 | data not available | 45749 | data not available | 846
data not available | [5 empty] | data not available | WYNNSTAY & CLWYD FARMERS, | Wynnstay Farmers | Lansantffraid Mill | Llansantffraid | Llansantffraid | Dee Valley and Mid Wales | SY22 6AQ | Wales | 322259 | 320267 | LEGACY | LEGACY LOCAL GT2 / NEWTOWN GT2 / OSWESTRY GT5 / OSWESTRY GT8 / WELSHPOOL GT1 / WHITCHURCH GT1 | LLANDDU QUARRY T1 | 33 | SP Manweb plc | Solar | Photovoltaic | No | 0 | 0 | 1.2 | data not applicable | data not applicable | No | 0 | 0 | 0 | data not applicable | data not applicable | No | 0 | 0 | 0 | data not available | Connected | 1.2 | 1.2 | 1.2632 | data not applicable | data not applicable | data not available | data not applicable | data not applicable | data not applicable | data not applicable | data not applicable | data not available | data not applicable | N | N | data not available | N | data not available | data not available | 44088 | data not available | 822
data not available | [5 empty] | data not applicable | Scottish Southern Energy | Balmurrie Fell Wind Farm | Balmurrie Fell Wind Farm |  | NEWTON STEWART | Dumfries and Galloway | DG8 0PD | Scotland | 238626 | 555982 | Glenluce | data not applicable | data not available | 33 | SP Distribution Ltd | Wind | Onshore wind turbines | No | 0 | 0 | 9.1 | data not applicable | data not applicable | No | 0 | 0 | 0 | data not applicable | data not applicable | No | 0 | 0 | 0 | No | Connected | 9.1 | 9.1 | data not available | 0 | 0 | 41153 | data not applicable | data not available | data not available | data not available | data not available | data not available | data not available | N | N | data not available | N | data not available | data not available | 44057 | data not available | 2
data not available | [5 empty] | data not available | Attix Cic | Blackbarn Farm | Site To South East Of | Blackbarn Farm | Kilbirnie | North Ayrshire | KA25 7JZ | Scotland | 231548 | 656890 | Saltcoats | data not applicable | data not available | data not available | SP Distribution Ltd | Stored Energy | Storage - Mechanical - Pumped Hydro | No | data not available | data not available | 1 | data not applicable | data not applicable | No | 0 | 0 | 0 | data not applicable | data not applicable | No | 0 | 0 | 0 | No | Accepted to Connect | data not applicable | data not applicable | data not applicable | data not applicable | data not applicable | data not applicable | 1 | data not available | data not available | data not available | data not available | data not available | data not available | N | N | data not available | N | data not available | data not available | 44088 | data not available | 4
data not available | [5 empty] | data not available | data not available | Cic, G83, International Business Gateway, Glasgow Road, Ingl | CIC, G83, International Business Gateway | Glasgow Road | Ingliston | Midlothian | EH28 8NJ | Scotland | 315561 | 672475 | Sighthill | data not applicable | data not available | data not available | SP Distribution Ltd | data not available | data not available | No | 0 | 0 | 4.648 | data not applicable | data not applicable | No | 0 | 0 | 0 | data not applicable | data not applicable | No | 0 | 0 | 0 | No | Accepted to Connect | data not applicable | data not applicable | data not applicable | data not applicable | data not applicable | data not applicable | 4.648 | data not available | data not available | data not available | data not available | 43761 | data not available | N | N | data not available | N | data not available | data not available | 44057 | data not available | 6
data not available | [5 empty] | data not available | East Kilbride CGA Consortium | East Kilbride Community Growth Area Development | Eaglesham Road |  | Jackton | South Lanarkshire | G75 8YH | Scotland | 259651 | 652939 | East Kilbride South | data not applicable | JACKTON | 11 | SP Distribution Ltd | data not available | data not available | No | 0 | 0 | 5.339 | data not applicable | data not applicable | No | 0 | 0 | 0 | data not applicable | data not applicable | No | 0 | 0 | 0 | No | Accepted to Connect | data not applicable | data not applicable | data not applicable | data not applicable | data not applicable | data not applicable | 5.339 | data not available | data not available | data not available | data not available | 43753 | data not available | N | N | data not available | N | data not available | data not available | 44146 | data not available | 10
data not available | [5 empty] | data not applicable | Stirling Council | Farm At Lower Polmaise | 485M South East Of, Lower Polmaise Refuse Handling | Fallin | Stirling | Stirlingshire | FK7 7LU | Scotland | 283438 | 693163 | Devonside | data not applicable | Colquhoun Street | 11 | SP Distribution Ltd | Solar | Photovoltaic | No | 0 | 0 | 5 | data not applicable | data not applicable | No | 0 | 0 | 0 | data not applicable | data not applicable | No | 0 | 0 | 0 | No | Accepted to Connect | data not applicable | data not applicable | data not applicable | data not applicable | data not applicable | data not applicable | 5 | data not available | data not available | data not available | data not available | data not available | data not available | N | N | data not available | N | data not available | data not available | 44088 | data not available | 11
data not available | [5 empty] | data not applicable | 2020 Renewables/ Forsa Energy | Gilston Hill Wind Farm | Land North West Of Gilston Farm |  | Heriot | Scottish Borders | EH37 5TF | Scotland | 344140 | 657352 | Galashiels | data not applicable | data not available | data not available | SP Distribution Ltd | Wind | Onshore wind turbines | No | 0 | 0 | 21 | data not applicable | data not applicable | No | 0 | 0 | 0 | data not applicable | data not applicable | No | 0 | 0 | 0 | No | Accepted to Connect | data not applicable | data not applicable | data not applicable | data not applicable | data not applicable | data not applicable | 21 | data not available | data not available | data not available | data not available | data not available | data not available | N | N | data not available | N | data not available | data not available | 44026 | data not available | 14
data not available | [5 empty] | data not available | Barr Environmental | Killoch Depot | Killoch Depot Killoch Colliery |  | Cumnock | East Ayrshire | KA18 2RL | Scotland | 248650 | 620732 | Coylton | data not applicable | KILLOCH COLLIERY | 11 | SP Distribution Ltd | Waste | Other | No | data not available | data not available | 12 | data not applicable | data not applicable | No | 0 | 0 | 0 | data not applicable | data not applicable | No | 0 | 0 | 0 | No | Accepted to Connect | data not applicable | data not applicable | data not applicable | data not applicable | data not applicable | data not applicable | 12 | data not available | data not available | data not available | data not available | data not available | data not available | N | N | data not available | N | data not available | data not available | 44088 | data not available | 23
1200010261584 | [6 empty] | Ocado | Ocado | CHURCH MANORWAY |  | Erith | KENT | DA8 1DE | England | 550510 | 179646 | Barking West 33kV | - | Barking West 11kV | 11 | London Power Networks (LPN) | Fossil - Oil | Engine (combustion / reciprocating) |  |  |  | 6.8 | [12 empty] | No | Connected | 6.8 | 6.8 | 8.5 |  |  | 2017-01-18 | [13 empty] | 2021-12-14 | 0.079985 | 51.5273 | 51.5272718653198, 0.0799847010870837 |  | Biogas
data not available | [5 empty] | data not available | AGB Professional Services Ltd | Ardgowan Estate | Off B788 | Gibshill | Port Glasgow | Inverclyde | PA13 4TL | Scotland | 230945 | 672552 | Devol Moor | data not applicable | data not available | 33 | SP Distribution Ltd | Stored Energy | Storage - Electromechanical (Batteries) | No | data not available | data not available | 49.86 | Solar | Photovoltaic | No | 0 | 0 | data not available | data not applicable | data not applicable | No | 0 | 0 | 0 | No | Accepted to Connect | data not applicable | data not applicable | data not applicable | data not applicable | data not applicable | 1899-12-31 00:00:00 | 20 | 20 | 21.0526 | 20 | 21.0526 | 45197 | 47664 | N | N | data not available | Y | 618647547 | data not available | 45625 | data not available | 36
Data Not Applicable | [5 empty] | Data Not Available | Gosforth Depot BESS | Gosforth Depot BESS | Gosforth Depot | The South Gosforth | South Gosforth | Tyne and Wear | NE3 1DW | England | 425067 | 568615 | Tynemouth | Tynemouth | Gosforth Depot BESS | 33 | Northern Powergrid (Northeast) plc | Stored Energy (all stored energy irrespective of the original energy source) | Storage - Electrochemical Classic Batteries -Lithium Ion (Li–ion) | No | 20 | 1 | 20.7 | Data Not Available | Data Not Available | Data Not Available | Data Not Available | Data Not Available | Data Not Available | Data Not Available | Data Not Available | Data Not Available | Data Not Available | Data Not Available | Data Not Available | Yes | Accepted To Connect | Data Not Applicable | Data Not Applicable | Data Not Applicable | Data Not Applicable | Data Not Applicable | Data Not Applicable | 20.7 | 20.7 | 21.789 | 19 | 20 | 2023-11-05 00:00:00 | Data Not Available | Data Not Available | Data Not Available | Data Not Available | Data Not Available | Data Not Available | Data Not Available | 2023-12-13 | 55.01146476879948, -1.6095676933738967 | 2023-11-05 |  | Newcastle upon Tyne
Data Not Applicable | [5 empty] | Data Not Available | Little Becks Solar, Wind and Storage | Little Becks Solar, Wind and Storage | Land at Lopham Lane | Laceby | Grimsby | Lincolnshire | DN37 7JF | England | 521153 | 405944 | Grimsby West | Little Becks Hybrid | Little Becks Hybrid Direct | 132 | Northern Powergrid (Yorkshire) plc | Solar | Photovoltaic | No | Data Not Applicable | Data Not Applicable | 299.7 | Data Not Available | Data Not Available | Data Not Available | Data Not Available | Data Not Available | Data Not Available | Data Not Available | Data Not Available | Data Not Available | Data Not Available | Data Not Available | Data Not Available | Yes | Accepted To Connect | Data Not Applicable | Data Not Applicable | Data Not Applicable | Data Not Applicable | Data Not Applicable | Data Not Applicable | 299.7 | 299.7 | 315.474 | Data Not Available | Data Not Available | 2023-10-12 00:00:00 | Data Not Available | Data Not Available | Data Not Available | Data Not Available | Data Not Available | Data Not Available | Data Not Available | 2024-08-15 | 53.536182081479815, -0.17342746754227484 | 2023-10-12 |  | North East Lincolnshire
Data Not Applicable | [5 empty] | Data Not Available | Bowesfield Crescent BESS | Bowesfield Crescent BESS | East side of | Bowesfield Lane | Stockton-on-Tees | County Durham | TS18 3HR | England | 444253 | 517598 | Norton | Bowesfield | Bowesfield Crescent BESS | 33 | Northern Powergrid (Northeast) plc | Stored Energy (all stored energy irrespective of the original energy source) | Storage - Electrochemical Classic Batteries -Lithium Ion (Li–ion) | No | 100 | Data Not Available | 46.2 | Data Not Available | Data Not Available | Data Not Available | Data Not Available | Data Not Available | Data Not Available | Data Not Available | Data Not Available | Data Not Available | Data Not Available | Data Not Available | Data Not Available | Yes | Accepted To Connect | Data Not Applicable | Data Not Applicable | Data Not Applicable | Data Not Applicable | Data Not Applicable | Data Not Applicable | 46.2 | 46.2 | 48.632 | 40.85 | 43 | 2023-09-18 00:00:00 | Data Not Available | Data Not Available | Data Not Available | Data Not Available | Data Not Available | Data Not Available | Data Not Available | 2023-10-11 | 54.5517027909226, -1.3173420002074303 | 2023-09-18 |  | Stockton-on-Tees
1170001386250 | [5 empty] | 1160001349730 | Ocado operating limited | Dordon, birch coppice business park | Export | Danny Morson Way, Birch Coppice Business Park, Dordon | Tamworth | Staffordshire | B78 1SE | United Kingdom | 425747 | 299230 | Lea Marston 132Kv S Stn | Tamworth 33Kv S Stn | Birch Coppice 33 11Kv S Stn | 11 | National Grid Electricity Distribution (East Midlands) Plc | Biofuel - Landfill gas | Gas turbine (OCGT) | No | data not available | data not available | 2.676 | data not applicable | data not applicable | data not applicable | data not available | data not available | data not applicable | data not applicable | data not applicable | data not applicable | data not available | data not available | data not applicable | data not available | Connected | 2.676 | 2.5175 | 2.65 | 4.75 | 5 | 42064 | data not applicable | data not applicable | data not applicable | data not applicable | data not applicable | data not applicable | data not applicable | data not available | data not available | data not available | data not available | data not available | data not available | 45750
Data Not Applicable | [5 empty] | Data Not Available | Main Street BESS | Main Street BESS | Main Street | Upper Poppleton | York | North Yorkshire | YO26 6PU | England | 455634 | 453962 | Poppleton | Poppleton | Main Street BESS | 33 | Northern Powergrid (Northeast) plc | Stored Energy (all stored energy irrespective of the original energy source) | Storage - Electrochemical Classic Batteries -Lithium Ion (Li–ion) | No | 31 | 1 | 31.05 | Data Not Available | Data Not Available | Data Not Available | Data Not Available | Data Not Available | Data Not Available | Data Not Available | Data Not Available | Data Not Available | Data Not Available | Data Not Available | Data Not Available | Yes | Accepted To Connect | Data Not Applicable | Data Not Applicable | Data Not Applicable | Data Not Applicable | Data Not Applicable | Data Not Applicable | 31.05 | 31.05 | 32.684 | 29.45 | 31 | 2023-08-25 00:00:00 | Data Not Available | Data Not Available | Data Not Available | Data Not Available | Data Not Available | Data Not Available | Data Not Available | 2023-09-11 | 53.978733071190184, -1.1532046386504413 | 2023-08-25 |  | York
Data Not Applicable | [5 empty] | Data Not Available | Wadsworth Farm BESS | Wadsworth Farm BESS | Wadsworth Farm | Toronto | Bishop Auckland | County Durham | DL14 7RL | England | 418747 | 531782 | Spennymoor GSP | Wadsworth Farm BESS | Wadsworth Farm BESS Direct | 132 | Northern Powergrid (Northeast) plc | Stored Energy (all stored energy irrespective of the original energy source) | Storage - Electrochemical Classic Batteries -Lithium Ion (Li–ion) | No | 50 | 1 | 50 | Data Not Available | Data Not Available | Data Not Available | Data Not Available | Data Not Available | Data Not Available | Data Not Available | Data Not Available | Data Not Available | Data Not Available | Data Not Available | Data Not Available | Yes | Accepted To Connect | Data Not Applicable | Data Not Applicable | Data Not Applicable | Data Not Applicable | Data Not Applicable | Data Not Applicable | 50 | 50 | 52.632 | 47.5 | 50 | 2023-06-22 00:00:00 | Data Not Available | Data Not Available | Data Not Available | Data Not Available | Data Not Available | Data Not Available | Data Not Available | 2023-06-13 | 54.68075028419203, -1.7107651061600673 | 2023-06-22 |  | County Durham
Data Not Applicable | [5 empty] | Data Not Available | Murton Way BESS | Murton Way BESS | Murton Way | Murton | York | North Yorkshire | YO19 5UP | England | 463789 | 452162 | Osbaldwick | Murton Way BESS | Murton Way BESS Direct | 132 | Northern Powergrid (Northeast) plc | Stored Energy (all stored energy irrespective of the original energy source) | Storage - Electrochemical Classic Batteries -Lithium Ion (Li–ion) | No | Data Not Available | Data Not Available | 105.1 | Data Not Available | Data Not Available | Data Not Available | Data Not Available | Data Not Available | Data Not Available | Data Not Available | Data Not Available | Data Not Available | Data Not Available | Data Not Available | Data Not Available | Yes | Accepted To Connect | Data Not Applicable | Data Not Applicable | Data Not Applicable | Data Not Applicable | Data Not Applicable | Data Not Applicable | 105.1 | 105.1 | 110.632 | Data Not Available | Data Not Available | 2023-06-21 00:00:00 | Data Not Available | Data Not Available | Data Not Available | Data Not Available | Data Not Available | Data Not Available | Data Not Available | 2024-01-30 | 53.96161741573874, -1.029254943051223 | 2023-06-21 |  | York
Data Not Applicable | [5 empty] | Data Not Available | Manor Farm Wind | Manor Farm Wind | Manor Farm | Thornholme | Driffield | East Riding of Yorkshire | YO25 5NN | England | 503100 | 457442 | Creyke Beck | Driffield/Beverley Group | Seaton | 11 | Northern Powergrid (Yorkshire) plc | Wind | Onshore wind turbines | No | Data Not Applicable | Data Not Applicable | 4.2 | Data Not Available | Data Not Available | Data Not Available | Data Not Available | Data Not Available | Data Not Available | Data Not Available | Data Not Available | Data Not Available | Data Not Available | Data Not Available | Data Not Available | Yes | Accepted To Connect | Data Not Applicable | Data Not Applicable | Data Not Applicable | Data Not Applicable | Data Not Applicable | Data Not Applicable | 4.2 | 4.2 | 4.421 | Data Not Available | Data Not Available | 2022-12-22 00:00:00 | Data Not Available | Data Not Available | Data Not Available | Data Not Available | Data Not Available | Data Not Available | Data Not Available | 2024-09-10 | 54.002722745447926, -0.42851689091324063 | 2022-12-22 |  | East Riding of Yorkshire
Data Not Applicable | [5 empty] | Data Not Available | The Tavern BESS | The Tavern BESS | The Tavern | East Howle | Ferryhill | County Durham | DL17 8SA | England | 429174 | 533911 | Spennymoor GSP | The Tavern BESS | The Tavern BESS Direct | 132 | Northern Powergrid (Northeast) plc | Stored Energy (all stored energy irrespective of the original energy source) | Storage - Electrochemical Classic Batteries -Lithium Ion (Li–ion) | No | 99.9 | 1 | 100 | Data Not Available | Data Not Available | Data Not Available | Data Not Available | Data Not Available | Data Not Available | Data Not Available | Data Not Available | Data Not Available | Data Not Available | Data Not Available | Data Not Available | Yes | Accepted To Connect | Data Not Applicable | Data Not Applicable | Data Not Applicable | Data Not Applicable | Data Not Applicable | Data Not Applicable | 100 | 100 | 105.263 | 94.905 | 99.9 | 2023-04-03 00:00:00 | Data Not Available | Data Not Available | Data Not Available | Data Not Available | Data Not Available | Data Not Available | Data Not Available | 2023-05-12 | 54.699388695112845, -1.5488416927673507 | 2023-04-03 |  | County Durham
Data Not Applicable | [5 empty] | Data Not Available | Maltby Solar | Maltby Solar | Land to the East and North of | Tickhill Road Substation | Doncaster | South Yorkshire | S66 7QR | England | 455395 | 392295 | Thurcroft | Thurcroft | Maltby Colliery | 66 | Northern Powergrid (Yorkshire) plc | Solar | Photovoltaic | No | Data Not Applicable | Data Not Applicable | 41.04 | Data Not Available | Data Not Available | Data Not Available | Data Not Available | Data Not Available | Data Not Available | Data Not Available | Data Not Available | Data Not Available | Data Not Available | Data Not Available | Data Not Available | Yes | Accepted To Connect | Data Not Applicable | Data Not Applicable | Data Not Applicable | Data Not Applicable | Data Not Applicable | Data Not Applicable | 41.04 | 41.04 | 43.2 | Data Not Available | Data Not Available | 2023-07-14 00:00:00 | Data Not Available | Data Not Available | Data Not Available | Data Not Available | Data Not Available | Data Not Available | Data Not Available | 2023-08-14 | 53.424548727806595, -1.1678505340368663 | 2023-07-14 |  | Rotherham
Data Not Applicable | [5 empty] | Data Not Available | Tyne Tunnel BESS | Tyne Tunnel BESS | Land at Tyne Tunnel Trading Estate | Flatworth | North Shields | Tyne and Wear | NE29 7UT | England | 432756 | 568458 | Tynemouth | Tyne Tunnel BESS | Tyne Tunnel BESS Direct | 132 | Northern Powergrid (Northeast) plc | Stored Energy (all stored energy irrespective of the original energy source) | Storage - Electrochemical Classic Batteries -Lithium Ion (Li–ion) | No | 49.9 | 1 | 50.6 | Data Not Available | Data Not Available | Data Not Available | Data Not Available | Data Not Available | Data Not Available | Data Not Available | Data Not Available | Data Not Available | Data Not Available | Data Not Available | Data Not Available | Yes | Accepted To Connect | Data Not Applicable | Data Not Applicable | Data Not Applicable | Data Not Applicable | Data Not Applicable | Data Not Applicable | 50.6 | 50.6 | 53.263 | 47.405 | 49.9 | 2023-02-03 00:00:00 | Data Not Available | Data Not Available | Data Not Available | Data Not Available | Data Not Available | Data Not Available | Data Not Available | 2023-03-23 | 55.00960913837349, -1.4893595437302316 | 2023-02-03 |  | North Tyneside
1030078059937 | [6 empty] | OCCUPIER UNKNOWN | STATION WORKS |  | Stanbrook | Thaxted | Essex | CM6 2NG | England | 560370 | 229950 | Pelham | Thaxted Grid 33kV | Thaxted Local 11kV | 11 | Eastern Power Networks (EPN) | Biofuel - Biogas from anaerobic digestion (excluding landfill & sewage) | Engine (combustion / reciprocating) |  |  |  | 1.185 | [12 empty] | No | Connected | 1.185 | 1.185 | 1.247 |  |  | 2012-10-22 | [13 empty] | 2024-11-14 | 0.72738 | 52.6277 | 52.6277121965232, 0.727376716460123 | EPN-S0000000D6042 | Wind
Data Not Applicable | [5 empty] | Data Not Available | Station Road East BESS | Station Road East BESS | Land On The East Side Of Station Road | Camblesforth | Selby | West Yorkshire | YO8 8JU | England | 465061 | 425901 | Camblesforth | Station Road East BESS | Station Road East BESS Direct | 66 | Northern Powergrid (Yorkshire) plc | Stored Energy (all stored energy irrespective of the original energy source) | Storage - Electrochemical Classic Batteries -Lithium Ion (Li–ion) | No | Data Not Available | Data Not Available | 99 | Data Not Available | Data Not Available | Data Not Available | Data Not Available | Data Not Available | Data Not Available | Data Not Available | Data Not Available | Data Not Available | Data Not Available | Data Not Available | Data Not Available | Yes | Accepted To Connect | Data Not Applicable | Data Not Applicable | Data Not Applicable | Data Not Applicable | Data Not Applicable | Data Not Applicable | 99 | 99 | 104.211 | Data Not Available | Data Not Available | 2024-03-08 00:00:00 | Data Not Available | Data Not Available | Data Not Available | Data Not Available | Data Not Available | Data Not Available | Data Not Available | 2024-04-04 | 53.72546344803344, -1.0154225398292385 | 2024-03-08 |  | North Yorkshire
Data Not Applicable | [5 empty] | Data Not Available | Molescroft Grange Farm PV | Molescroft Grange Farm PV | Molescroft Grange Farm | Grange Way | Beverley | North Yorkshire | HU17 9FS | England | 503860 | 441544 | Creyke Beck | Beverley 132/33kV | Molescroft Grange Farm PV | 33 | Northern Powergrid (Yorkshire) plc | Solar | Photovoltaic | No | Data Not Applicable | Data Not Applicable | 49.9 | Data Not Available | Data Not Available | Data Not Available | Data Not Available | Data Not Available | Data Not Available | Data Not Available | Data Not Available | Data Not Available | Data Not Available | Data Not Available | Data Not Available | Yes | Accepted To Connect | Data Not Applicable | Data Not Applicable | Data Not Applicable | Data Not Applicable | Data Not Applicable | Data Not Applicable | 49.9 | 49.9 | 52.526 | Data Not Available | Data Not Available | 2024-03-19 00:00:00 | Data Not Available | Data Not Available | Data Not Available | Data Not Available | Data Not Available | Data Not Available | Data Not Available | 2024-04-04 | 53.859737723521214, -0.4223233512450923 | 2024-03-19 |  | East Riding of Yorkshire
Data Not Applicable | [5 empty] | Data Not Available | Dunflat Road BESS | Dunflat Road BESS | Land at DUNFLAT ROAD | RISBY | BEVERLEY | North Yorkshire | HU17 8SS | England | 500815 | 434961 | Creyke Beck | Beverley 132/33kV | Dunflat Road BESS | 33 | Northern Powergrid (Yorkshire) plc | Stored Energy (all stored energy irrespective of the original energy source) | Storage - Electrochemical Classic Batteries -Lithium Ion (Li–ion) | No | Data Not Available | Data Not Available | 86 | Data Not Available | Data Not Available | Data Not Available | Data Not Available | Data Not Available | Data Not Available | Data Not Available | Data Not Available | Data Not Available | Data Not Available | Data Not Available | Data Not Available | Yes | Accepted To Connect | Data Not Applicable | Data Not Applicable | Data Not Applicable | Data Not Applicable | Data Not Applicable | Data Not Applicable | 86 | 86 | 90.526 | Data Not Available | Data Not Available | 2024-02-19 00:00:00 | Data Not Available | Data Not Available | Data Not Available | Data Not Available | Data Not Available | Data Not Available | Data Not Available | 2024-03-07 | 53.80119094152897, -0.47075913440727013 | 2024-02-19 |  | East Riding of Yorkshire
Data Not Applicable | [5 empty] | Data Not Available | Sedamyl UK CHP | Sedamyl UK CHP | Denison Road | Denison Road | Selby | West Yorkshire | YO8 8AN | England | 462416 | 431888 | Drax | Osgodby 3/4 | Sedamyl UK CHP | 33 | Northern Powergrid (Yorkshire) plc | Fossil - Gas | Steam-gas turbine (CCGT) | Yes | Data Not Applicable | Data Not Applicable | 15 | Data Not Available | Data Not Available | Data Not Available | Data Not Available | Data Not Available | Data Not Available | Data Not Available | Data Not Available | Data Not Available | Data Not Available | Data Not Available | Data Not Available | Yes | Accepted To Connect | Data Not Applicable | Data Not Applicable | Data Not Applicable | Data Not Applicable | Data Not Applicable | Data Not Applicable | 15 | 15 | 15.789 | Data Not Available | Data Not Available | 2024-02-15 00:00:00 | Data Not Available | Data Not Available | Data Not Available | Data Not Available | Data Not Available | Data Not Available | Data Not Available | 2024-03-07 | 53.779589963165435, -1.0542962375961162 | 2024-02-15 |  | North Yorkshire
Data Not Applicable | [5 empty] | Data Not Available | Carr House Farm PV | Carr House Farm PV | Drove Lane | Driffield | Driffield | East Riding of Yorkshire | HU7 5XZ | England | 508208 | 437961 | Creyke Beck | Driffield/Beverley Group | Carr House Farm PV | 66 | Northern Powergrid (Yorkshire) plc | Solar | Photovoltaic | No | Data Not Applicable | Data Not Applicable | 35 | Data Not Available | Data Not Available | Data Not Available | Data Not Available | Data Not Available | Data Not Available | Data Not Available | Data Not Available | Data Not Available | Data Not Available | Data Not Available | Data Not Available | Yes | Accepted To Connect | Data Not Applicable | Data Not Applicable | Data Not Applicable | Data Not Applicable | Data Not Applicable | Data Not Applicable | 35 | 35 | 36.842 | Data Not Available | Data Not Available | 2023-06-20 00:00:00 | Data Not Available | Data Not Available | Data Not Available | Data Not Available | Data Not Available | Data Not Available | Data Not Available | 2023-07-12 | 53.82666043231959, -0.35750316174294844 | 2023-06-20 |  | East Riding of Yorkshire
Data Not Applicable | [5 empty] | Data Not Available | Stepping Stone Solar and BESS Hybrid | Stepping Stone Solar and BESS Hybrid | Woodhead Road | Wortley | Sheffield | South Yorkshire | S35 7DS | England | 431972 | 395864 | West Melton Section 3 | Stepping Stone Solar and BESS Hybrid | Stepping Stone Solar and BESS Hybrid Direct | 132 | Northern Powergrid (Yorkshire) plc | Solar | Photovoltaic | No | Data Not Applicable | Data Not Applicable | 35.15 | Storage - Electrochemical Classic Batteries -Lithium Ion (Li–ion) | Storage - Electrochemical Classic Batteries -Lithium Ion (Li–ion) | No | Data Not Available | Data Not Available | 12.54 | Data Not Available | Data Not Available | Data Not Available | Data Not Available | Data Not Available | Data Not Available | Yes | Accepted To Connect | Data Not Applicable | Data Not Applicable | Data Not Applicable | Data Not Applicable | Data Not Applicable | Data Not Applicable | 47.96 | 47.96 | 50.484 | Data Not Available | Data Not Available | 2023-10-24 00:00:00 | Data Not Available | Data Not Available | Data Not Available | Data Not Available | Data Not Available | Data Not Available | Data Not Available | 2024-12-19 | 53.458562321437014, -1.5199533195826125 | 2023-10-24 |  | Barnsley
Data Not Applicable | [5 empty] | Data Not Available | Wheatlands BESS | Wheatlands BESS | Land at Boroughbridge Road | Upper Poppleton | York | West Yorkshire | YO26 6QD | England | 456219 | 453258 | Poppleton | Poppleton | Wheatlands BESS | 33 | Northern Powergrid (Northeast) plc | Stored Energy (all stored energy irrespective of the original energy source) | Storage - Electrochemical Classic Batteries -Lithium Ion (Li–ion) | No | 240 | 4 | 60 | Data Not Available | Data Not Available | Data Not Available | Data Not Available | Data Not Available | Data Not Available | Data Not Available | Data Not Available | Data Not Available | Data Not Available | Data Not Available | Data Not Available | Yes | Accepted To Connect | Data Not Applicable | Data Not Applicable | Data Not Applicable | Data Not Applicable | Data Not Applicable | Data Not Applicable | 60 | 60 | 63.158 | 57 | 60 | 2024-02-26 00:00:00 | Data Not Available | Data Not Available | Data Not Available | Data Not Available | Data Not Available | Data Not Available | Data Not Available | 2024-03-07 | 53.972343286824405, -1.1444154858792412 | 2024-02-26 |  | York
Data Not Applicable | [5 empty] | Data Not Available | Solar Farm at Land at Menston | Solar Farm at Land at Menston | Land at Menston | Menston | Menston | West Yorkshire | LS20 8NZ | England | 416080 | 442125 | Bradford West | Menston | Menston PV | 33 | Northern Powergrid (Yorkshire) plc | Solar | Photovoltaic | No | Data Not Applicable | Data Not Applicable | 45 | Data Not Available | Data Not Available | Data Not Available | Data Not Available | Data Not Available | Data Not Available | Data Not Available | Data Not Available | Data Not Available | Data Not Available | Data Not Available | Data Not Available | Yes | Accepted To Connect | Data Not Applicable | Data Not Applicable | Data Not Applicable | Data Not Applicable | Data Not Applicable | Data Not Applicable | 45 | 45 | 47.368 | Data Not Available | Data Not Available | 2023-01-27 00:00:00 | Data Not Available | Data Not Available | Data Not Available | Data Not Available | Data Not Available | Data Not Available | Data Not Available | 2023-02-10 | 53.875080867597624, -1.756912425704528 | 2023-01-27 |  | Leeds
Data Not Applicable | [5 empty] | Data Not Available | Keadby Grid BESS | Keadby Grid BESS | Land at Sand Hall | Crowle | Scunthorpe | Lincolnshire | DN17 4BN | England | 476016 | 411582 | Keadby | Keadby Grid BESS | Keadby Grid BESS Direct | 132 | Northern Powergrid (Yorkshire) plc | Stored Energy (all stored energy irrespective of the original energy source) | Storage - Electrochemical Classic Batteries -Lithium Ion (Li–ion) | No | Data Not Available | Data Not Available | 49.9 | Data Not Available | Data Not Available | Data Not Available | Data Not Available | Data Not Available | Data Not Available | Data Not Available | Data Not Available | Data Not Available | Data Not Available | Data Not Available | Data Not Available | Yes | Accepted To Connect | Data Not Applicable | Data Not Applicable | Data Not Applicable | Data Not Applicable | Data Not Applicable | Data Not Applicable | 49.9 | 49.9 | 52.526 | Data Not Available | Data Not Available | 2023-05-16 00:00:00 | Data Not Available | Data Not Available | Data Not Available | Data Not Available | Data Not Available | Data Not Available | Data Not Available | 2024-02-12 | 53.595309193522205, -0.852922731040016 | 2023-05-16 |  | North Lincolnshire
Data Not Applicable | [5 empty] | Data Not Available | Low Horton BESS | LOW HORTON FARM | LOW HORTON FARM | East Hartford | Blyth | Northumberland | NE24 4HG | England | 427870 | 579681 | Blyth 66kV | Blyth 66kV | Low Horton | 66 | Northern Powergrid (Northeast) plc | Stored Energy (all stored energy irrespective of the original energy source) | Storage - Electrochemical Classic Batteries -Lithium Ion (Li–ion) | No | Data Not Available | Data Not Available | 44 | Data Not Available | Data Not Available | Data Not Available | Data Not Available | Data Not Available | Data Not Available | Data Not Available | Data Not Available | Data Not Available | Data Not Available | Data Not Available | Data Not Available | Yes | Accepted To Connect | Data Not Applicable | Data Not Applicable | Data Not Applicable | Data Not Applicable | Data Not Applicable | Data Not Applicable | 44 | 44 | 46.316 | Data Not Available | Data Not Available | 2023-11-23 00:00:00 | Data Not Available | Data Not Available | Data Not Available | Data Not Available | Data Not Available | Data Not Available | Data Not Available | 2024-08-19 | 55.110753269406736, -1.5646621828528282 | 2023-11-23 |  | Northumberland
Data Not Applicable | [5 empty] | Data Not Available | Meadowfield Solar | Meadowfield Solar | Meadowfield Farm | Kibblesworth | Gateshead | Tyne and Wear | NE11 0YJ | England | 424646 | 556874 | Stella South | Meadowfield Solar | Meadowfield Solar Direct | 132 | Northern Powergrid (Northeast) plc | Solar | Photovoltaic | No | Data Not Applicable | Data Not Applicable | 41 | Data Not Available | Data Not Available | Data Not Available | Data Not Available | Data Not Available | Data Not Available | Data Not Available | Data Not Available | Data Not Available | Data Not Available | Data Not Available | Data Not Available | Yes | Accepted To Connect | Data Not Applicable | Data Not Applicable | Data Not Applicable | Data Not Applicable | Data Not Applicable | Data Not Applicable | 41 | 41 | 43.158 | Data Not Available | Data Not Available | 2023-10-18 00:00:00 | Data Not Available | Data Not Available | Data Not Available | Data Not Available | Data Not Available | Data Not Available | Data Not Available | 2024-02-12 | 54.90598089957992, -1.6171542684671611 | 2023-10-18 |  | Gateshead
Data Not Applicable | [5 empty] | Data Not Available | Econergy International, Rose Cottage Farm BESS | Econergy International, Rose Cottage Farm BESS | Rose Cottage Farm | Green Hammerton | York | North Yorkshire | YO26 8EZ | England | 449033 | 455873 | Poppleton | Poppleton | Rose Cottage Farm BESS | 33 | Northern Powergrid (Northeast) plc | Stored Energy (all stored energy irrespective of the original energy source) | Storage - Electrochemical Classic Batteries -Lithium Ion (Li–ion) | No | Data Not Available | Data Not Available | 101.4 | Data Not Available | Data Not Available | Data Not Available | Data Not Available | Data Not Available | Data Not Available | Data Not Available | Data Not Available | Data Not Available | Data Not Available | Data Not Available | Data Not Available | Yes | Accepted To Connect | Data Not Applicable | Data Not Applicable | Data Not Applicable | Data Not Applicable | Data Not Applicable | Data Not Applicable | 101.4 | 101.4 | 106.737 | Data Not Available | Data Not Available | 2023-06-21 00:00:00 | Data Not Available | Data Not Available | Data Not Available | Data Not Available | Data Not Available | Data Not Available | Data Not Available | 2024-08-15 | 53.99657384203738, -1.2535369406960977 | 2023-06-21 |  | Harrogate
Data Not Applicable | [5 empty] | Data Not Available | Great Field Lane Generation | Great Field Lane Generation | Great Field Lane | Great Field Lane | Hull | North Yorkshire | HU9 5WA | England | 514123 | 429941 | Saltend North | Hull East 132/33kV | Great Field Lane Generation BESS | 33 | Northern Powergrid (Yorkshire) plc | Stored Energy (all stored energy irrespective of the original energy source) | Storage - Electrochemical Classic Batteries -Lithium Ion (Li–ion) | No | Data Not Available | Data Not Available | 20 | Data Not Available | Data Not Available | Data Not Available | Data Not Available | Data Not Available | Data Not Available | Data Not Available | Data Not Available | Data Not Available | Data Not Available | Data Not Available | Data Not Available | Yes | Accepted To Connect | Data Not Applicable | Data Not Applicable | Data Not Applicable | Data Not Applicable | Data Not Applicable | Data Not Applicable | 20 | 20 | 21.053 | Data Not Available | Data Not Available | 2022-07-21 00:00:00 | Data Not Available | Data Not Available | Data Not Available | Data Not Available | Data Not Available | Data Not Available | Data Not Available | 2022-08-11 | 53.75334633467329, -0.27064819015264546 | 2022-07-21 |  | Kingston upon Hull, City of
Data Not Applicable | [5 empty] | Data Not Available | Park Grange Farm | Park Grange Farm | Park Grange Farm | Park Lane | Pontefract | West Yorkshire | WF8 4QT | England | 443376 | 422778 | Ferrybridge B | Featherstone | Park Grange Farm | 33 | Northern Powergrid (Yorkshire) plc | Solar | Photovoltaic | No | Data Not Applicable | Data Not Applicable | 25 | Data Not Available | Data Not Available | Data Not Available | Data Not Available | Data Not Available | Data Not Available | Data Not Available | Data Not Available | Data Not Available | Data Not Available | Data Not Available | Data Not Available | Yes | Accepted To Connect | Data Not Applicable | Data Not Applicable | Data Not Applicable | Data Not Applicable | Data Not Applicable | Data Not Applicable | 25 | 25 | 26.316 | Data Not Available | Data Not Available | 2022-11-24 00:00:00 | Data Not Available | Data Not Available | Data Not Available | Data Not Available | Data Not Available | Data Not Available | Data Not Available | 2022-12-12 | 53.699644286711134, -1.344484157465791 | 2022-11-24 |  | Wakefield
Data Not Applicable | [5 empty] | Data Not Available | Clough Road BESS | Clough Road BESS | Clough Road BESS | Clough Road | Hull | East Riding of Yorkshire | HU5 1SB | England | 504569 | 435042 | Creyke Beck | Clough Road BESS | Clough Road BESS Direct | 132 | Northern Powergrid (Yorkshire) plc | Stored Energy (all stored energy irrespective of the original energy source) | Storage - Electrochemical Classic Batteries -Lithium Ion (Li–ion) | No | Data Not Available | Data Not Available | 85.5 | Data Not Available | Data Not Available | Data Not Available | Data Not Available | Data Not Available | Data Not Available | Data Not Available | Data Not Available | Data Not Available | Data Not Available | Data Not Available | Data Not Available | Yes | Accepted To Connect | Data Not Applicable | Data Not Applicable | Data Not Applicable | Data Not Applicable | Data Not Applicable | Data Not Applicable | 85.5 | 85.5 | 90 | Data Not Available | Data Not Available | 2022-11-03 00:00:00 | Data Not Available | Data Not Available | Data Not Available | Data Not Available | Data Not Available | Data Not Available | Data Not Available | 2022-12-12 | 53.80117865067852, -0.41375651155375326 | 2022-11-03 |  | East Riding of Yorkshire
Data Not Applicable | [5 empty] | Data Not Available | White Hall Solar Farm | White Hall Solar Farm | White Hall | Solar Farm | Hull | East Riding of Yorkshire | HU17 0RN | England | 504777 | 437341 | Creyke Beck | Beverley 132/33kV | White Hall Solar | 33 | Northern Powergrid (Yorkshire) plc | Stored Energy (all stored energy irrespective of the original energy source) | Storage - Electrochemical Classic Batteries -Lithium Ion (Li–ion) | No | Data Not Available | Data Not Available | 60 | Data Not Available | Data Not Available | Data Not Available | Data Not Available | Data Not Available | Data Not Available | Data Not Available | Data Not Available | Data Not Available | Data Not Available | Data Not Available | Data Not Available | Yes | Accepted To Connect | Data Not Applicable | Data Not Applicable | Data Not Applicable | Data Not Applicable | Data Not Applicable | Data Not Applicable | 60 | 60 | 63.158 | Data Not Available | Data Not Available | 2022-11-04 00:00:00 | Data Not Available | Data Not Available | Data Not Available | Data Not Available | Data Not Available | Data Not Available | Data Not Available | 2022-12-12 | 53.82179215840362, -0.40981804009172945 | 2022-11-04 |  | East Riding of Yorkshire
Data Not Applicable | [5 empty] | Data Not Available | Ledston Solar | Ledston Solar | West of Barnsdale Road | West of Barnsdale Road | Leeds | West Yorkshire | WF10 2AX | England | 442494 | 428992 | Ferrybridge A | Ferrybridge A | Ledston | 66 | Northern Powergrid (Yorkshire) plc | Solar | Photovoltaic | No | Data Not Applicable | Data Not Applicable | 40 | Data Not Available | Data Not Available | Data Not Available | Data Not Available | Data Not Available | Data Not Available | Data Not Available | Data Not Available | Data Not Available | Data Not Available | Data Not Available | Data Not Available | Yes | Accepted To Connect | Data Not Applicable | Data Not Applicable | Data Not Applicable | Data Not Applicable | Data Not Applicable | Data Not Applicable | 40 | 40 | 42.105 | Data Not Available | Data Not Available | 2021-02-25 00:00:00 | Data Not Available | Data Not Available | Data Not Available | Data Not Available | Data Not Available | Data Not Available | Data Not Available | 2021-03-10 | 53.755564905904855, -1.3569911953523413 | 2021-02-25 |  | Leeds
Data Not Applicable | [5 empty] | Data Not Available | Brocklesby | Brocklesby | Land off Kings Road | Stallingborough | Grimsby | Lincolnshire | DN40 1QZ | England | 522541 | 409304 | Grimsby West | Brocklesby | Brocklesby Direct | 132 | Northern Powergrid (Yorkshire) plc | Solar | Photovoltaic | No | Data Not Applicable | Data Not Applicable | 80 | Data Not Available | Data Not Available | Data Not Available | Data Not Available | Data Not Available | Data Not Available | Data Not Available | Data Not Available | Data Not Available | Data Not Available | Data Not Available | Data Not Available | Yes | Accepted To Connect | Data Not Applicable | Data Not Applicable | Data Not Applicable | Data Not Applicable | Data Not Applicable | Data Not Applicable | 80 | 80 | 84.211 | Data Not Available | Data Not Available | 2022-05-10 00:00:00 | Data Not Available | Data Not Available | Data Not Available | Data Not Available | Data Not Available | Data Not Available | Data Not Available | 2022-10-13 | 53.56604555065914, -0.15118080078658172 | 2022-05-10 |  | North East Lincolnshire
Data Not Applicable | [5 empty] | Data Not Available | Chuch Farm Solar Energy Centre | Chuch Farm Solar Energy Centre | Church Farm | Skerne | Driffield | East Riding of Yorkshire | YO25 9HU | England | 505736 | 454121 | Creyke Beck | Driffield/Beverley Group | Church Farm | 66 | Northern Powergrid (Yorkshire) plc | Solar | Photovoltaic | No | Data Not Applicable | Data Not Applicable | 69.9 | Data Not Available | Data Not Available | Data Not Available | Data Not Available | Data Not Available | Data Not Available | Data Not Available | Data Not Available | Data Not Available | Data Not Available | Data Not Available | Data Not Available | Yes | Accepted To Connect | Data Not Applicable | Data Not Applicable | Data Not Applicable | Data Not Applicable | Data Not Applicable | Data Not Applicable | 69.9 | 69.9 | 73.579 | Data Not Available | Data Not Available | 2022-06-17 00:00:00 | Data Not Available | Data Not Available | Data Not Available | Data Not Available | Data Not Available | Data Not Available | Data Not Available | 2023-08-07 | 53.972354219827366, -0.38946901361322944 | 2022-06-17 |  | East Riding of Yorkshire
Data Not Applicable | [5 empty] | Data Not Available | Ferrybridge BESS | Ferrybridge BESS | Stangelands Lane | Knottingley | Wakefield | West Yorkshire | WF11 8SD | England | 446673 | 424420 | Ferrybridge B | Ferrybridge BESS | Ferrybridge BESS Direct | 132 | Northern Powergrid (Yorkshire) plc | Stored Energy (all stored energy irrespective of the original energy source) | Storage - Electrochemical Classic Batteries -Lithium Ion (Li–ion) | No | Data Not Available | Data Not Available | 94.9 | Data Not Available | Data Not Available | Data Not Available | Data Not Available | Data Not Available | Data Not Available | Data Not Available | Data Not Available | Data Not Available | Data Not Available | Data Not Available | Data Not Available | Yes | Accepted To Connect | Data Not Applicable | Data Not Applicable | Data Not Applicable | Data Not Applicable | Data Not Applicable | Data Not Applicable | 94.9 | 94.9 | 99.895 | Data Not Available | Data Not Available | 2022-06-23 00:00:00 | Data Not Available | Data Not Available | Data Not Available | Data Not Available | Data Not Available | Data Not Available | Data Not Available | 2022-07-06 | 53.71411808798039, -1.2943034916132234 | 2022-06-23 |  | Wakefield
Data Not Applicable | [5 empty] | Data Not Available | East Cowton | East Cowton | Birkby Farm | Great Smeaton | Northallerton | North Yorkshire | DL6 2HA | England | 434488 | 503451 | Norton | Darlington Central | Darlington East | 33 | Northern Powergrid (Northeast) plc | Solar | Photovoltaic | No | Data Not Applicable | Data Not Applicable | 23 | Data Not Available | Data Not Available | Data Not Available | Data Not Available | Data Not Available | Data Not Available | Data Not Available | Data Not Available | Data Not Available | Data Not Available | Data Not Available | Data Not Available | Yes | Accepted To Connect | Data Not Applicable | Data Not Applicable | Data Not Applicable | Data Not Applicable | Data Not Applicable | Data Not Applicable | 23 | 23 | 24.211 | Data Not Available | Data Not Available | 2022-02-11 00:00:00 | Data Not Available | Data Not Available | Data Not Available | Data Not Available | Data Not Available | Data Not Available | Data Not Available | 2022-05-11 | 54.42532759114515, -1.469951258913024 | 2022-02-11 |  | North Yorkshire
Data Not Applicable | [5 empty] | Data Not Available | Catterick Langthorne | Catterick Langthorne | Land to the east of A1 (M) | Langthorne | Bedale | North Yorkshire | DL8 1PQ | England | 424929 | 491691 | Norton | Leeming Bar/Skeeby | David Anderson | 33 | Northern Powergrid (Northeast) plc | Solar | Photovoltaic | No | Data Not Applicable | Data Not Applicable | 25 | Data Not Available | Data Not Available | Data Not Available | Data Not Available | Data Not Available | Data Not Available | Data Not Available | Data Not Available | Data Not Available | Data Not Available | Data Not Available | Data Not Available | Yes | Accepted To Connect | Data Not Applicable | Data Not Applicable | Data Not Applicable | Data Not Applicable | Data Not Applicable | Data Not Applicable | 25 | 25 | 26.316 | Data Not Available | Data Not Available | 2022-03-09 00:00:00 | Data Not Available | Data Not Available | Data Not Available | Data Not Available | Data Not Available | Data Not Available | Data Not Available | 2022-05-11 | 54.320198004765274, -1.6182587404125732 | 2022-03-09 |  | North Yorkshire
Data Not Applicable | [5 empty] | Data Not Available | Preston | Preston | Land at Preston Farm Industrial Estate | Westland Way | Stockton-On-Tees | County Durham | TS18 3TG | England | 444032 | 517402 | Norton | Bowesfield | Preston Direct | 132 | Northern Powergrid (Northeast) plc | Stored Energy (all stored energy irrespective of the original energy source) | Storage - Electrochemical Classic Batteries -Lithium Ion (Li–ion) | No | Data Not Available | Data Not Available | 50 | Data Not Available | Data Not Available | Data Not Available | Data Not Available | Data Not Available | Data Not Available | Data Not Available | Data Not Available | Data Not Available | Data Not Available | Data Not Available | Data Not Available | Yes | Accepted To Connect | Data Not Applicable | Data Not Applicable | Data Not Applicable | Data Not Applicable | Data Not Applicable | Data Not Applicable | 50 | 50 | 52.632 | Data Not Available | Data Not Available | 2022-04-14 00:00:00 | Data Not Available | Data Not Available | Data Not Available | Data Not Available | Data Not Available | Data Not Available | Data Not Available | 2022-05-11 | 54.54996071827909, -1.3207877430952029 | 2022-04-14 |  | Stockton-on-Tees
Data Not Applicable | [5 empty] | Data Not Available | Lissett Lane | Lissett Lane | Lissett Lane | Lissett | Driffield | Lincolnshire | YO25 8PX | England | 514033 | 457743 | Creyke Beck | Driffield/Beverley Group | Lissett Windfarm | 66 | Northern Powergrid (Yorkshire) plc | Solar | Photovoltaic | No | Data Not Applicable | Data Not Applicable | 26 | Data Not Available | Data Not Available | Data Not Available | Data Not Available | Data Not Available | Data Not Available | Data Not Available | Data Not Available | Data Not Available | Data Not Available | Data Not Available | Data Not Available | Yes | Accepted To Connect | Data Not Applicable | Data Not Applicable | Data Not Applicable | Data Not Applicable | Data Not Applicable | Data Not Applicable | 26 | 26 | 27.368 | Data Not Available | Data Not Available | 2022-03-01 00:00:00 | Data Not Available | Data Not Available | Data Not Available | Data Not Available | Data Not Available | Data Not Available | Data Not Available | 2022-04-13 | 54.003131394585125, -0.26168257778880855 | 2022-03-01 |  | East Riding of Yorkshire
Data Not Applicable | [5 empty] | Data Not Available | Daisy Hill Farm | Daisy Hill Farm | Daisy Lee Farm | Scammonden | Huddersfield | West Yorkshire | HD3 3FJ | England | 407337 | 417021 | Saltend North | Saltend 132/33kV | Daisy Hill Farm | 33 | Northern Powergrid (Yorkshire) plc | Solar | Photovoltaic | No | Data Not Applicable | Data Not Applicable | 35 | Data Not Available | Data Not Available | Data Not Available | Data Not Available | Data Not Available | Data Not Available | Data Not Available | Data Not Available | Data Not Available | Data Not Available | Data Not Available | Data Not Available | Yes | Accepted To Connect | Data Not Applicable | Data Not Applicable | Data Not Applicable | Data Not Applicable | Data Not Applicable | Data Not Applicable | 35 | 35 | 36.842 | Data Not Available | Data Not Available | 2023-05-19 00:00:00 | Data Not Available | Data Not Available | Data Not Available | Data Not Available | Data Not Available | Data Not Available | Data Not Available | 2023-06-13 | 53.64964165518958, -1.8904776652890818 | 2023-05-19 |  | Calderdale
Data Not Applicable | [5 empty] | Data Not Available | Frickley Lane PV | Frickley Lane PV | Moorhouse Lane | Moorhouse | Doncaster | South Yorkshire | DN6 7HA | England | 448616 | 410306 | Ferrybridge A | Ferrybridge A | South Elmsall | 66 | Northern Powergrid (Yorkshire) plc | Solar | Photovoltaic | No | Data Not Applicable | Data Not Applicable | 25 | Data Not Available | Data Not Available | Data Not Available | Data Not Available | Data Not Available | Data Not Available | Data Not Available | Data Not Available | Data Not Available | Data Not Available | Data Not Available | Data Not Available | Yes | Accepted To Connect | Data Not Applicable | Data Not Applicable | Data Not Applicable | Data Not Applicable | Data Not Applicable | Data Not Applicable | 25 | 25 | 26.316 | Data Not Available | Data Not Available | 2023-07-14 00:00:00 | Data Not Available | Data Not Available | Data Not Available | Data Not Available | Data Not Available | Data Not Available | Data Not Available | 2024-02-12 | 53.58709242974069, -1.2670688016789242 | 2023-07-14 |  | Doncaster
Data Not Applicable | [5 empty] | Data Not Available | Blyton Solar & BESS | Blyton Solar & BESS | Wharton | Blyton | West Lindsey | Lincolnshire | DN21 3LL | England | 484090 | 394532 | Keadby | Keadby | Blyton Solar & BESS | 33 | Northern Powergrid (Yorkshire) plc | Solar | Photovoltaic | Yes | Data Not Applicable | Data Not Applicable | 35 | Storage - Electrochemical Classic Batteries -Lithium Ion (Li–ion) | Storage - Electrochemical Classic Batteries -Lithium Ion (Li–ion) | No | Data Not Available | Data Not Available | 35 | Data Not Available | Data Not Available | Data Not Available | Data Not Available | Data Not Available | Data Not Available | Yes | Accepted To Connect | Data Not Applicable | Data Not Applicable | Data Not Applicable | Data Not Applicable | Data Not Applicable | Data Not Applicable | 70 | 70 | 73.684 | Data Not Available | Data Not Available | 2023-06-28 00:00:00 | Data Not Available | Data Not Available | Data Not Available | Data Not Available | Data Not Available | Data Not Available | Data Not Available | 2025-02-17 | 53.44086365668886, -0.7355310215272894 | 2023-06-28 |  | West Lindsey
Data Not Applicable | [5 empty] | Data Not Available | Court Green Hybrid | Court Green Farm | Court Green Farm | Wilton Lane | Guisborough | North Yorkshire | TS14 6QY | England | 459254 | 518242 | Lackenby | Lackenby | Court Green Farm | 66 | Northern Powergrid (Northeast) plc | Solar | Photovoltaic | No | Data Not Applicable | Data Not Applicable | 50 | Storage - Electrochemical Classic Batteries -Lithium Ion (Li–ion) | Storage - Electrochemical Classic Batteries -Lithium Ion (Li–ion) | No | Data Not Available | Data Not Available | 75 | Data Not Available | Data Not Available | Data Not Available | Data Not Available | Data Not Available | Data Not Available | Yes | Accepted To Connect | Data Not Applicable | Data Not Applicable | Data Not Applicable | Data Not Applicable | Data Not Applicable | Data Not Applicable | 125 | 125 | 131.579 | 45.03 | 47.4 | 2023-01-06 00:00:00 | Data Not Available | Data Not Available | Data Not Available | Data Not Available | Data Not Available | Data Not Available | Data Not Available | 2024-08-15 | 54.55595939444257, -1.0853190030417121 | 2023-01-06 |  | Redcar and Cleveland
Data Not Applicable | [5 empty] | Data Not Available | Village Farm Solar | Village Farm Solar | Land at Village Farm | Raskelf | York | North Yorkshire | YO61 3NQ | England | 450422 | 472415 | Knaresborough | Village Farm Solar | Village Farm Solar Direct | 132 | Northern Powergrid (Northeast) plc | Solar | Photovoltaic | No | Data Not Applicable | Data Not Applicable | 30 | Data Not Available | Data Not Available | Data Not Available | Data Not Available | Data Not Available | Data Not Available | Data Not Available | Data Not Available | Data Not Available | Data Not Available | Data Not Available | Data Not Available | Yes | Accepted To Connect | Data Not Applicable | Data Not Applicable | Data Not Applicable | Data Not Applicable | Data Not Applicable | Data Not Applicable | 30 | 30 | 31.579 | Data Not Available | Data Not Available | 2022-12-13 00:00:00 | Data Not Available | Data Not Available | Data Not Available | Data Not Available | Data Not Available | Data Not Available | Data Not Available | 2023-03-21 | 54.14509901063816, -1.2296048404570061 | 2022-12-13 |  | North Yorkshire
Data Not Applicable | [5 empty] | Data Not Available | West Moor Farm | West Moor Farm | West Moor | Durham Road | Peterlee | County Durham | SR8 3UN | England | 439563 | 542139 | Hawthorn Pit Grid | Hawthorn Pit Grid | West Moor Farm | 66 | Northern Powergrid (Northeast) plc | Solar | Photovoltaic | No | Data Not Applicable | Data Not Applicable | 25.2 | Data Not Available | Data Not Available | Data Not Available | Data Not Available | Data Not Available | Data Not Available | Data Not Available | Data Not Available | Data Not Available | Data Not Available | Data Not Available | Data Not Available | Yes | Accepted To Connect | Data Not Applicable | Data Not Applicable | Data Not Applicable | Data Not Applicable | Data Not Applicable | Data Not Applicable | 25.2 | 25.2 | 26.526 | Data Not Available | Data Not Available | 2023-02-21 00:00:00 | Data Not Available | Data Not Available | Data Not Available | Data Not Available | Data Not Available | Data Not Available | Data Not Available | 2023-03-09 | 54.77261898356055, -1.3865342196651103 | 2023-02-21 |  | County Durham